## Winter
Date Hour | [7 empty] | Transmission Losses Curve Fit Equation | [13 empty] | GSU Losses Curve Fit Equation
[6 empty] | Load Levels | 21000 | 16961.9 | 13173.9 | 9028.25 |  | 21000 | 16961.9 | 13173.9 | 9028.25 |  |  |  |  | Load Levels | 21000 | 17461.3299 | 13452.6654 | 9202.0716 |  | 21000 | 17461.3299 | 13452.6654 | 9202.0716
| PI data for total energy | GSU | Total point of |  |  | m values | 0.0089905 | 0.058254 | 0.025314 | 0.022796 | b values | 346.9347 | -488.6612 | -54.7212 | -31.9845 |  | Curve fit loss value at energy input level |  |  | m values | 0.0013212 | 0.0022989 | 0.00090467 | 0.00087361 | b values | 17.2869 | 0.21425 | 18.9705 | 19.2563
| input to the | losses at total | delivery load plus | Total point of | [12 empty] | (MW) | [13 empty] | GSU curve fit loss value at load level
| transmission system | energy input | transmission system losses | delivery load | Calculated Transmission losses | Transmission loss decimal value at load level |  |  |  |  | m @ load level |  |  |  |  | b @ load level |  | Calculated GSU losses | GSU loss decimal value at load level | GSU loss decimal value at energy input level |  |  |  |  | m @ load level |  |  |  |  | b @ load level | (MW)
2016-12-01 | 8822.6223 | 26.9638 | 8795.6585 | 8627.139 | 168.5195 | 0.019534 | FALSE | FALSE | FALSE | 0.022796 | 0.022796 | FALSE | FALSE | FALSE | -31.9845 | -31.9845 | 168.5195 | 26.9638 | 0.0031255 | 0.0030469 | FALSE | FALSE | FALSE | 0.00087361 | 0.00087361 | FALSE | FALSE | FALSE | 19.2563 | 19.2563 | 26.9638
2016-12-01 01:00 | 8443.2287 | 26.6324 | 8416.5963 | 8256.7178 | 159.8785 | 0.019363 | FALSE | FALSE | FALSE | 0.022796 | 0.022796 | FALSE | FALSE | FALSE | -31.9845 | -31.9845 | 159.8785 | 26.6324 | 0.0032255 | 0.0031444 | FALSE | FALSE | FALSE | 0.00087361 | 0.00087361 | FALSE | FALSE | FALSE | 19.2563 | 19.2563 | 26.6324
2016-12-01 02:00 | 8280.2181 | 26.49 | 8253.7281 | 8097.5623 | 156.1658 | 0.019286 | FALSE | FALSE | FALSE | 0.022796 | 0.022796 | FALSE | FALSE | FALSE | -31.9845 | -31.9845 | 156.1658 | 26.49 | 0.0032714 | 0.003189 | FALSE | FALSE | FALSE | 0.00087361 | 0.00087361 | FALSE | FALSE | FALSE | 19.2563 | 19.2563 | 26.49
2016-12-01 03:00 | 8270.0539 | 26.4811 | 8243.5728 | 8087.6385 | 155.9343 | 0.019281 | FALSE | FALSE | FALSE | 0.022796 | 0.022796 | FALSE | FALSE | FALSE | -31.9845 | -31.9845 | 155.9343 | 26.4811 | 0.0032743 | 0.0031918 | FALSE | FALSE | FALSE | 0.00087361 | 0.00087361 | FALSE | FALSE | FALSE | 19.2563 | 19.2563 | 26.4811
2016-12-01 04:00 | 8521.8419 | 26.7011 | 8495.1408 | 8333.4719 | 161.669 | 0.0194 | FALSE | FALSE | FALSE | 0.022796 | 0.022796 | FALSE | FALSE | FALSE | -31.9845 | -31.9845 | 161.669 | 26.7011 | 0.0032041 | 0.0031235 | FALSE | FALSE | FALSE | 0.00087361 | 0.00087361 | FALSE | FALSE | FALSE | 19.2563 | 19.2563 | 26.7011
2016-12-01 05:00 | 9255.0297 | 27.3432 | 9227.6864 | 9048.8162 | 178.8702 | 0.019767 | FALSE | FALSE | 0.025314 | FALSE | 0.025314 | FALSE | FALSE | -54.7212 | FALSE | -54.7212 | 178.8702 | 27.3432 | 0.0030217 | 0.0029457 | FALSE | FALSE | 0.00090467 | FALSE | 0.00090467 | FALSE | FALSE | 18.9705 | FALSE | 18.9705 | 27.3432
2016-12-01 06:00 | 10667.513 | 28.6211 | 10638.8919 | 10424.2982 | 214.5937 | 0.020586 | FALSE | FALSE | 0.025314 | FALSE | 0.025314 | FALSE | FALSE | -54.7212 | FALSE | -54.7212 | 214.5937 | 28.6211 | 0.0027456 | 0.0026758 | FALSE | FALSE | 0.00090467 | FALSE | 0.00090467 | FALSE | FALSE | 18.9705 | FALSE | 18.9705 | 28.6211
2016-12-01 07:00 | 11287.4456 | 29.1819 | 11258.2637 | 11027.9911 | 230.2726 | 0.020881 | FALSE | FALSE | 0.025314 | FALSE | 0.025314 | FALSE | FALSE | -54.7212 | FALSE | -54.7212 | 230.2726 | 29.1819 | 0.0026462 | 0.0025787 | FALSE | FALSE | 0.00090467 | FALSE | 0.00090467 | FALSE | FALSE | 18.9705 | FALSE | 18.9705 | 29.1819
2016-12-01 08:00 | 11218.8892 | 29.1199 | 11189.7693 | 10961.2306 | 228.5387 | 0.02085 | FALSE | FALSE | 0.025314 | FALSE | 0.025314 | FALSE | FALSE | -54.7212 | FALSE | -54.7212 | 228.5387 | 29.1199 | 0.0026566 | 0.0025889 | FALSE | FALSE | 0.00090467 | FALSE | 0.00090467 | FALSE | FALSE | 18.9705 | FALSE | 18.9705 | 29.1199
2016-12-01 09:00 | 11007.3529 | 28.9285 | 10978.4244 | 10755.2357 | 223.1887 | 0.020752 | FALSE | FALSE | 0.025314 | FALSE | 0.025314 | FALSE | FALSE | -54.7212 | FALSE | -54.7212 | 223.1887 | 28.9285 | 0.0026897 | 0.0026212 | FALSE | FALSE | 0.00090467 | FALSE | 0.00090467 | FALSE | FALSE | 18.9705 | FALSE | 18.9705 | 28.9285
2016-12-01 10:00 | 10869.9722 | 28.8042 | 10841.168 | 10621.4538 | 219.7142 | 0.020686 | FALSE | FALSE | 0.025314 | FALSE | 0.025314 | FALSE | FALSE | -54.7212 | FALSE | -54.7212 | 219.7142 | 28.8042 | 0.0027119 | 0.0026429 | FALSE | FALSE | 0.00090467 | FALSE | 0.00090467 | FALSE | FALSE | 18.9705 | FALSE | 18.9705 | 28.8042
2016-12-01 11:00 | 10708.3684 | 28.658 | 10679.7103 | 10464.0833 | 215.627 | 0.020606 | FALSE | FALSE | 0.025314 | FALSE | 0.025314 | FALSE | FALSE | -54.7212 | FALSE | -54.7212 | 215.627 | 28.658 | 0.0027387 | 0.0026691 | FALSE | FALSE | 0.00090467 | FALSE | 0.00090467 | FALSE | FALSE | 18.9705 | FALSE | 18.9705 | 28.658
2016-12-01 12:00 | 10574.2366 | 28.5367 | 10545.6999 | 10333.4653 | 212.2346 | 0.020539 | FALSE | FALSE | 0.025314 | FALSE | 0.025314 | FALSE | FALSE | -54.7212 | FALSE | -54.7212 | 212.2346 | 28.5367 | 0.0027616 | 0.0026914 | FALSE | FALSE | 0.00090467 | FALSE | 0.00090467 | FALSE | FALSE | 18.9705 | FALSE | 18.9705 | 28.5367
2016-12-01 13:00 | 10542.5027 | 28.508 | 10513.9947 | 10302.5627 | 211.432 | 0.020522 | FALSE | FALSE | 0.025314 | FALSE | 0.025314 | FALSE | FALSE | -54.7212 | FALSE | -54.7212 | 211.432 | 28.508 | 0.0027671 | 0.0026968 | FALSE | FALSE | 0.00090467 | FALSE | 0.00090467 | FALSE | FALSE | 18.9705 | FALSE | 18.9705 | 28.508
2016-12-01 14:00 | 10501.3207 | 28.4707 | 10472.85 | 10262.4595 | 210.3905 | 0.020501 | FALSE | FALSE | 0.025314 | FALSE | 0.025314 | FALSE | FALSE | -54.7212 | FALSE | -54.7212 | 210.3905 | 28.4707 | 0.0027743 | 0.0027038 | FALSE | FALSE | 0.00090467 | FALSE | 0.00090467 | FALSE | FALSE | 18.9705 | FALSE | 18.9705 | 28.4707
2016-12-01 15:00 | 10509.2569 | 28.4779 | 10480.779 | 10270.1878 | 210.5912 | 0.020505 | FALSE | FALSE | 0.025314 | FALSE | 0.025314 | FALSE | FALSE | -54.7212 | FALSE | -54.7212 | 210.5912 | 28.4779 | 0.0027729 | 0.0027025 | FALSE | FALSE | 0.00090467 | FALSE | 0.00090467 | FALSE | FALSE | 18.9705 | FALSE | 18.9705 | 28.4779
2016-12-01 16:00 | 10739.3003 | 28.686 | 10710.6143 | 10494.205 | 216.4093 | 0.020622 | FALSE | FALSE | 0.025314 | FALSE | 0.025314 | FALSE | FALSE | -54.7212 | FALSE | -54.7212 | 216.4093 | 28.686 | 0.0027335 | 0.002664 | FALSE | FALSE | 0.00090467 | FALSE | 0.00090467 | FALSE | FALSE | 18.9705 | FALSE | 18.9705 | 28.686
2016-12-01 17:00 | 11516.5166 | 29.3891 | 11487.1275 | 11251.0614 | 236.0661 | 0.020982 | FALSE | FALSE | 0.025314 | FALSE | 0.025314 | FALSE | FALSE | -54.7212 | FALSE | -54.7212 | 236.0661 | 29.3891 | 0.0026121 | 0.0025454 | FALSE | FALSE | 0.00090467 | FALSE | 0.00090467 | FALSE | FALSE | 18.9705 | FALSE | 18.9705 | 29.3891
2016-12-01 18:00 | 12036.3171 | 29.8594 | 12006.4577 | 11757.2452 | 249.2125 | 0.021197 | FALSE | FALSE | 0.025314 | FALSE | 0.025314 | FALSE | FALSE | -54.7212 | FALSE | -54.7212 | 249.2125 | 29.8594 | 0.0025397 | 0.0024746 | FALSE | FALSE | 0.00090467 | FALSE | 0.00090467 | FALSE | FALSE | 18.9705 | FALSE | 18.9705 | 29.8594
2016-12-01 19:00 | 12133.0341 | 29.9469 | 12103.0872 | 11851.4286 | 251.6586 | 0.021234 | FALSE | FALSE | 0.025314 | FALSE | 0.025314 | FALSE | FALSE | -54.7212 | FALSE | -54.7212 | 251.6586 | 29.9469 | 0.0025269 | 0.0024621 | FALSE | FALSE | 0.00090467 | FALSE | 0.00090467 | FALSE | FALSE | 18.9705 | FALSE | 18.9705 | 29.9469
2016-12-01 20:00 | 12087.7794 | 29.9059 | 12057.8735 | 11807.3594 | 250.5141 | 0.021217 | FALSE | FALSE | 0.025314 | FALSE | 0.025314 | FALSE | FALSE | -54.7212 | FALSE | -54.7212 | 250.5141 | 29.9059 | 0.0025328 | 0.002468 | FALSE | FALSE | 0.00090467 | FALSE | 0.00090467 | FALSE | FALSE | 18.9705 | FALSE | 18.9705 | 29.9059
2016-12-01 21:00 | 11765.6624 | 29.6145 | 11736.0479 | 11493.6805 | 242.3673 | 0.021087 | FALSE | FALSE | 0.025314 | FALSE | 0.025314 | FALSE | FALSE | -54.7212 | FALSE | -54.7212 | 242.3673 | 29.6145 | 0.0025766 | 0.0025107 | FALSE | FALSE | 0.00090467 | FALSE | 0.00090467 | FALSE | FALSE | 18.9705 | FALSE | 18.9705 | 29.6145
2016-12-01 22:00 | 11151.6629 | 29.0591 | 11122.6038 | 10895.7653 | 226.8385 | 0.020819 | FALSE | FALSE | 0.025314 | FALSE | 0.025314 | FALSE | FALSE | -54.7212 | FALSE | -54.7212 | 226.8385 | 29.0591 | 0.002667 | 0.002599 | FALSE | FALSE | 0.00090467 | FALSE | 0.00090467 | FALSE | FALSE | 18.9705 | FALSE | 18.9705 | 29.0591
2016-12-01 23:00 | 10549.3607 | 28.5142 | 10520.8466 | 10309.2411 | 211.6055 | 0.020526 | FALSE | FALSE | 0.025314 | FALSE | 0.025314 | FALSE | FALSE | -54.7212 | FALSE | -54.7212 | 211.6055 | 28.5142 | 0.0027659 | 0.0026956 | FALSE | FALSE | 0.00090467 | FALSE | 0.00090467 | FALSE | FALSE | 18.9705 | FALSE | 18.9705 | 28.5142
2016-12-02 | 10211.5642 | 28.2086 | 10183.3556 | 9980.2934 | 203.0622 | 0.020346 | FALSE | FALSE | 0.025314 | FALSE | 0.025314 | FALSE | FALSE | -54.7212 | FALSE | -54.7212 | 203.0622 | 28.2086 | 0.0028264 | 0.0027548 | FALSE | FALSE | 0.00090467 | FALSE | 0.00090467 | FALSE | FALSE | 18.9705 | FALSE | 18.9705 | 28.2086
2016-12-02 01:00 | 10108.6391 | 28.1155 | 10080.5236 | 9880.0645 | 200.4591 | 0.020289 | FALSE | FALSE | 0.025314 | FALSE | 0.025314 | FALSE | FALSE | -54.7212 | FALSE | -54.7212 | 200.4591 | 28.1155 | 0.0028457 | 0.0027736 | FALSE | FALSE | 0.00090467 | FALSE | 0.00090467 | FALSE | FALSE | 18.9705 | FALSE | 18.9705 | 28.1155
2016-12-02 02:00 | 10173.1267 | 28.1738 | 10144.9529 | 9942.8629 | 202.0901 | 0.020325 | FALSE | FALSE | 0.025314 | FALSE | 0.025314 | FALSE | FALSE | -54.7212 | FALSE | -54.7212 | 202.0901 | 28.1738 | 0.0028336 | 0.0027618 | FALSE | FALSE | 0.00090467 | FALSE | 0.00090467 | FALSE | FALSE | 18.9705 | FALSE | 18.9705 | 28.1738
2016-12-02 03:00 | 10380.6219 | 28.3615 | 10352.2604 | 10144.9225 | 207.3379 | 0.020438 | FALSE | FALSE | 0.025314 | FALSE | 0.025314 | FALSE | FALSE | -54.7212 | FALSE | -54.7212 | 207.3379 | 28.3615 | 0.0027956 | 0.0027247 | FALSE | FALSE | 0.00090467 | FALSE | 0.00090467 | FALSE | FALSE | 18.9705 | FALSE | 18.9705 | 28.3615
2016-12-02 04:00 | 10862.0684 | 28.7971 | 10833.2714 | 10613.7571 | 219.5143 | 0.020682 | FALSE | FALSE | 0.025314 | FALSE | 0.025314 | FALSE | FALSE | -54.7212 | FALSE | -54.7212 | 219.5143 | 28.7971 | 0.0027132 | 0.0026442 | FALSE | FALSE | 0.00090467 | FALSE | 0.00090467 | FALSE | FALSE | 18.9705 | FALSE | 18.9705 | 28.7971
2016-12-02 05:00 | 11802.0581 | 29.6475 | 11772.4106 | 11529.1228 | 243.2878 | 0.021102 | FALSE | FALSE | 0.025314 | FALSE | 0.025314 | FALSE | FALSE | -54.7212 | FALSE | -54.7212 | 243.2878 | 29.6475 | 0.0025715 | 0.0025058 | FALSE | FALSE | 0.00090467 | FALSE | 0.00090467 | FALSE | FALSE | 18.9705 | FALSE | 18.9705 | 29.6475
2016-12-02 06:00 | 13401.3404 | 31.0943 | 13370.2461 | 13080.0428 | 290.2032 | 0.022187 | FALSE | 0.058254 | FALSE | FALSE | 0.058254 | FALSE | -488.6612 | FALSE | FALSE | -488.6612 | 290.2032 | 31.0943 | 0.0023772 | 0.0023149 | FALSE | FALSE | 0.00090467 | FALSE | 0.00090467 | FALSE | FALSE | 18.9705 | FALSE | 18.9705 | 31.0943
2016-12-02 07:00 | 14011.5064 | 32.4254 | 13979.081 | 13653.4109 | 325.67 | 0.023853 | FALSE | 0.058254 | FALSE | FALSE | 0.058254 | FALSE | -488.6612 | FALSE | FALSE | -488.6612 | 325.67 | 32.4254 | 0.0023749 | 0.0023089 | FALSE | 0.0022989 | FALSE | FALSE | 0.0022989 | FALSE | 0.21425 | FALSE | FALSE | 0.21425 | 32.4254
2016-12-02 08:00 | 13580.5656 | 31.4348 | 13549.1309 | 13248.5069 | 300.6239 | 0.022691 | FALSE | 0.058254 | FALSE | FALSE | 0.058254 | FALSE | -488.6612 | FALSE | FALSE | -488.6612 | 300.6239 | 31.4348 | 0.0023727 | 0.0023093 | FALSE | 0.0022989 | FALSE | FALSE | 0.0022989 | FALSE | 0.21425 | FALSE | FALSE | 0.21425 | 31.4348
2016-12-02 09:00 | 12683.4102 | 30.4448 | 12652.9654 | 12387.3871 | 265.5783 | 0.021439 | FALSE | FALSE | 0.025314 | FALSE | 0.025314 | FALSE | FALSE | -54.7212 | FALSE | -54.7212 | 265.5783 | 30.4448 | 0.0024577 | 0.0023946 | FALSE | FALSE | 0.00090467 | FALSE | 0.00090467 | FALSE | FALSE | 18.9705 | FALSE | 18.9705 | 30.4448
2016-12-02 10:00 | 11925.5635 | 29.7592 | 11895.8043 | 11649.3928 | 246.4114 | 0.021152 | FALSE | FALSE | 0.025314 | FALSE | 0.025314 | FALSE | FALSE | -54.7212 | FALSE | -54.7212 | 246.4114 | 29.7592 | 0.0025546 | 0.0024892 | FALSE | FALSE | 0.00090467 | FALSE | 0.00090467 | FALSE | FALSE | 18.9705 | FALSE | 18.9705 | 29.7592
2016-12-02 11:00 | 11345.7285 | 29.2346 | 11316.4938 | 11084.7472 | 231.7467 | 0.020907 | FALSE | FALSE | 0.025314 | FALSE | 0.025314 | FALSE | FALSE | -54.7212 | FALSE | -54.7212 | 231.7467 | 29.2346 | 0.0026374 | 0.0025701 | FALSE | FALSE | 0.00090467 | FALSE | 0.00090467 | FALSE | FALSE | 18.9705 | FALSE | 18.9705 | 29.2346
2016-12-02 12:00 | 10950.5759 | 28.8772 | 10921.6987 | 10699.946 | 221.7527 | 0.020725 | FALSE | FALSE | 0.025314 | FALSE | 0.025314 | FALSE | FALSE | -54.7212 | FALSE | -54.7212 | 221.7527 | 28.8772 | 0.0026988 | 0.0026301 | FALSE | FALSE | 0.00090467 | FALSE | 0.00090467 | FALSE | FALSE | 18.9705 | FALSE | 18.9705 | 28.8772
2016-12-02 13:00 | 10746.7657 | 28.6928 | 10718.0729 | 10501.4748 | 216.5981 | 0.020625 | FALSE | FALSE | 0.025314 | FALSE | 0.025314 | FALSE | FALSE | -54.7212 | FALSE | -54.7212 | 216.5981 | 28.6928 | 0.0027323 | 0.0026628 | FALSE | FALSE | 0.00090467 | FALSE | 0.00090467 | FALSE | FALSE | 18.9705 | FALSE | 18.9705 | 28.6928
2016-12-02 14:00 | 10564.8017 | 28.5282 | 10536.2736 | 10324.2776 | 211.996 | 0.020534 | FALSE | FALSE | 0.025314 | FALSE | 0.025314 | FALSE | FALSE | -54.7212 | FALSE | -54.7212 | 211.996 | 28.5282 | 0.0027632 | 0.002693 | FALSE | FALSE | 0.00090467 | FALSE | 0.00090467 | FALSE | FALSE | 18.9705 | FALSE | 18.9705 | 28.5282
2016-12-02 15:00 | 10531.0525 | 28.4976 | 10502.5549 | 10291.4124 | 211.1425 | 0.020516 | FALSE | FALSE | 0.025314 | FALSE | 0.025314 | FALSE | FALSE | -54.7212 | FALSE | -54.7212 | 211.1425 | 28.4976 | 0.0027691 | 0.0026988 | FALSE | FALSE | 0.00090467 | FALSE | 0.00090467 | FALSE | FALSE | 18.9705 | FALSE | 18.9705 | 28.4976
2016-12-02 16:00 | 10813.1012 | 28.7528 | 10784.3484 | 10566.0726 | 218.2758 | 0.020658 | FALSE | FALSE | 0.025314 | FALSE | 0.025314 | FALSE | FALSE | -54.7212 | FALSE | -54.7212 | 218.2758 | 28.7528 | 0.0027212 | 0.002652 | FALSE | FALSE | 0.00090467 | FALSE | 0.00090467 | FALSE | FALSE | 18.9705 | FALSE | 18.9705 | 28.7528
2016-12-02 17:00 | 11732.6504 | 29.5847 | 11703.0657 | 11461.5333 | 241.5324 | 0.021073 | FALSE | FALSE | 0.025314 | FALSE | 0.025314 | FALSE | FALSE | -54.7212 | FALSE | -54.7212 | 241.5324 | 29.5847 | 0.0025812 | 0.0025152 | FALSE | FALSE | 0.00090467 | FALSE | 0.00090467 | FALSE | FALSE | 18.9705 | FALSE | 18.9705 | 29.5847
2016-12-02 18:00 | 12144.2547 | 29.957 | 12114.2976 | 11862.3552 | 251.9424 | 0.021239 | FALSE | FALSE | 0.025314 | FALSE | 0.025314 | FALSE | FALSE | -54.7212 | FALSE | -54.7212 | 251.9424 | 29.957 | 0.0025254 | 0.0024607 | FALSE | FALSE | 0.00090467 | FALSE | 0.00090467 | FALSE | FALSE | 18.9705 | FALSE | 18.9705 | 29.957
2016-12-02 19:00 | 12139.54 | 29.9528 | 12109.5872 | 11857.7641 | 251.8232 | 0.021237 | FALSE | FALSE | 0.025314 | FALSE | 0.025314 | FALSE | FALSE | -54.7212 | FALSE | -54.7212 | 251.8232 | 29.9528 | 0.002526 | 0.0024613 | FALSE | FALSE | 0.00090467 | FALSE | 0.00090467 | FALSE | FALSE | 18.9705 | FALSE | 18.9705 | 29.9528
2016-12-02 20:00 | 12122.5207 | 29.9374 | 12092.5834 | 11841.1906 | 251.3927 | 0.02123 | FALSE | FALSE | 0.025314 | FALSE | 0.025314 | FALSE | FALSE | -54.7212 | FALSE | -54.7212 | 251.3927 | 29.9374 | 0.0025282 | 0.0024635 | FALSE | FALSE | 0.00090467 | FALSE | 0.00090467 | FALSE | FALSE | 18.9705 | FALSE | 18.9705 | 29.9374
2016-12-02 21:00 | 11935.718 | 29.7684 | 11905.9496 | 11659.2814 | 246.6683 | 0.021156 | FALSE | FALSE | 0.025314 | FALSE | 0.025314 | FALSE | FALSE | -54.7212 | FALSE | -54.7212 | 246.6683 | 29.7684 | 0.0025532 | 0.0024879 | FALSE | FALSE | 0.00090467 | FALSE | 0.00090467 | FALSE | FALSE | 18.9705 | FALSE | 18.9705 | 29.7684
2016-12-02 22:00 | 11474.3957 | 29.351 | 11445.0447 | 11210.0439 | 235.0008 | 0.020963 | FALSE | FALSE | 0.025314 | FALSE | 0.025314 | FALSE | FALSE | -54.7212 | FALSE | -54.7212 | 235.0008 | 29.351 | 0.0026183 | 0.0025514 | FALSE | FALSE | 0.00090467 | FALSE | 0.00090467 | FALSE | FALSE | 18.9705 | FALSE | 18.9705 | 29.351
2016-12-02 23:00 | 10838.2961 | 28.7756 | 10809.5206 | 10590.6075 | 218.913 | 0.02067 | FALSE | FALSE | 0.025314 | FALSE | 0.025314 | FALSE | FALSE | -54.7212 | FALSE | -54.7212 | 218.913 | 28.7756 | 0.0027171 | 0.002648 | FALSE | FALSE | 0.00090467 | FALSE | 0.00090467 | FALSE | FALSE | 18.9705 | FALSE | 18.9705 | 28.7756
2016-12-03 | 10330.988 | 28.3166 | 10302.6713 | 10096.5888 | 206.0826 | 0.020411 | FALSE | FALSE | 0.025314 | FALSE | 0.025314 | FALSE | FALSE | -54.7212 | FALSE | -54.7212 | 206.0826 | 28.3166 | 0.0028046 | 0.0027334 | FALSE | FALSE | 0.00090467 | FALSE | 0.00090467 | FALSE | FALSE | 18.9705 | FALSE | 18.9705 | 28.3166
2016-12-03 01:00 | 10092.7439 | 28.1011 | 10064.6428 | 9864.5858 | 200.0571 | 0.02028 | FALSE | FALSE | 0.025314 | FALSE | 0.025314 | FALSE | FALSE | -54.7212 | FALSE | -54.7212 | 200.0571 | 28.1011 | 0.0028487 | 0.0027766 | FALSE | FALSE | 0.00090467 | FALSE | 0.00090467 | FALSE | FALSE | 18.9705 | FALSE | 18.9705 | 28.1011
2016-12-03 02:00 | 10027.9793 | 28.0425 | 9999.9368 | 9801.5177 | 198.4191 | 0.020244 | FALSE | FALSE | 0.025314 | FALSE | 0.025314 | FALSE | FALSE | -54.7212 | FALSE | -54.7212 | 198.4191 | 28.0425 | 0.002861 | 0.0027886 | FALSE | FALSE | 0.00090467 | FALSE | 0.00090467 | FALSE | FALSE | 18.9705 | FALSE | 18.9705 | 28.0425
2016-12-03 03:00 | 10036.6879 | 28.0504 | 10008.6375 | 9809.9981 | 198.6393 | 0.020249 | FALSE | FALSE | 0.025314 | FALSE | 0.025314 | FALSE | FALSE | -54.7212 | FALSE | -54.7212 | 198.6393 | 28.0504 | 0.0028594 | 0.002787 | FALSE | FALSE | 0.00090467 | FALSE | 0.00090467 | FALSE | FALSE | 18.9705 | FALSE | 18.9705 | 28.0504
2016-12-03 04:00 | 10243.1898 | 28.2372 | 10214.9526 | 10011.0906 | 203.862 | 0.020364 | FALSE | FALSE | 0.025314 | FALSE | 0.025314 | FALSE | FALSE | -54.7212 | FALSE | -54.7212 | 203.862 | 28.2372 | 0.0028206 | 0.0027491 | FALSE | FALSE | 0.00090467 | FALSE | 0.00090467 | FALSE | FALSE | 18.9705 | FALSE | 18.9705 | 28.2372
2016-12-03 05:00 | 10656.61 | 28.6112 | 10627.9987 | 10413.6808 | 214.318 | 0.02058 | FALSE | FALSE | 0.025314 | FALSE | 0.025314 | FALSE | FALSE | -54.7212 | FALSE | -54.7212 | 214.318 | 28.6112 | 0.0027475 | 0.0026776 | FALSE | FALSE | 0.00090467 | FALSE | 0.00090467 | FALSE | FALSE | 18.9705 | FALSE | 18.9705 | 28.6112
2016-12-03 06:00 | 11264.4256 | 29.1611 | 11235.2645 | 11005.5741 | 229.6904 | 0.02087 | FALSE | FALSE | 0.025314 | FALSE | 0.025314 | FALSE | FALSE | -54.7212 | FALSE | -54.7212 | 229.6904 | 29.1611 | 0.0026497 | 0.0025821 | FALSE | FALSE | 0.00090467 | FALSE | 0.00090467 | FALSE | FALSE | 18.9705 | FALSE | 18.9705 | 29.1611
2016-12-03 07:00 | 11773.9215 | 29.622 | 11744.2995 | 11501.7233 | 242.5762 | 0.02109 | FALSE | FALSE | 0.025314 | FALSE | 0.025314 | FALSE | FALSE | -54.7212 | FALSE | -54.7212 | 242.5762 | 29.622 | 0.0025754 | 0.0025096 | FALSE | FALSE | 0.00090467 | FALSE | 0.00090467 | FALSE | FALSE | 18.9705 | FALSE | 18.9705 | 29.622
2016-12-03 08:00 | 12004.0687 | 29.8302 | 11974.2385 | 11725.8415 | 248.3969 | 0.021184 | FALSE | FALSE | 0.025314 | FALSE | 0.025314 | FALSE | FALSE | -54.7212 | FALSE | -54.7212 | 248.3969 | 29.8302 | 0.002544 | 0.0024788 | FALSE | FALSE | 0.00090467 | FALSE | 0.00090467 | FALSE | FALSE | 18.9705 | FALSE | 18.9705 | 29.8302
2016-12-03 09:00 | 11773.3627 | 29.6215 | 11743.7412 | 11501.1791 | 242.5621 | 0.02109 | FALSE | FALSE | 0.025314 | FALSE | 0.025314 | FALSE | FALSE | -54.7212 | FALSE | -54.7212 | 242.5621 | 29.6215 | 0.0025755 | 0.0025097 | FALSE | FALSE | 0.00090467 | FALSE | 0.00090467 | FALSE | FALSE | 18.9705 | FALSE | 18.9705 | 29.6215
2016-12-03 10:00 | 11367.4202 | 29.2543 | 11338.1659 | 11105.8707 | 232.2953 | 0.020916 | FALSE | FALSE | 0.025314 | FALSE | 0.025314 | FALSE | FALSE | -54.7212 | FALSE | -54.7212 | 232.2953 | 29.2543 | 0.0026341 | 0.0025669 | FALSE | FALSE | 0.00090467 | FALSE | 0.00090467 | FALSE | FALSE | 18.9705 | FALSE | 18.9705 | 29.2543
2016-12-03 11:00 | 10934.732 | 28.8628 | 10905.8692 | 10684.5172 | 221.352 | 0.020717 | FALSE | FALSE | 0.025314 | FALSE | 0.025314 | FALSE | FALSE | -54.7212 | FALSE | -54.7212 | 221.352 | 28.8628 | 0.0027014 | 0.0026326 | FALSE | FALSE | 0.00090467 | FALSE | 0.00090467 | FALSE | FALSE | 18.9705 | FALSE | 18.9705 | 28.8628
2016-12-03 12:00 | 10598.1215 | 28.5583 | 10569.5632 | 10356.7245 | 212.8387 | 0.020551 | FALSE | FALSE | 0.025314 | FALSE | 0.025314 | FALSE | FALSE | -54.7212 | FALSE | -54.7212 | 212.8387 | 28.5583 | 0.0027575 | 0.0026874 | FALSE | FALSE | 0.00090467 | FALSE | 0.00090467 | FALSE | FALSE | 18.9705 | FALSE | 18.9705 | 28.5583
2016-12-03 13:00 | 10407.6832 | 28.386 | 10379.2972 | 10171.2749 | 208.0223 | 0.020452 | FALSE | FALSE | 0.025314 | FALSE | 0.025314 | FALSE | FALSE | -54.7212 | FALSE | -54.7212 | 208.0223 | 28.386 | 0.0027908 | 0.00272 | FALSE | FALSE | 0.00090467 | FALSE | 0.00090467 | FALSE | FALSE | 18.9705 | FALSE | 18.9705 | 28.386
2016-12-03 14:00 | 10307.6116 | 28.2955 | 10279.3162 | 10073.8248 | 205.4913 | 0.020399 | FALSE | FALSE | 0.025314 | FALSE | 0.025314 | FALSE | FALSE | -54.7212 | FALSE | -54.7212 | 205.4913 | 28.2955 | 0.0028088 | 0.0027376 | FALSE | FALSE | 0.00090467 | FALSE | 0.00090467 | FALSE | FALSE | 18.9705 | FALSE | 18.9705 | 28.2955
2016-12-03 15:00 | 10369.3431 | 28.3513 | 10340.9918 | 10133.9392 | 207.0526 | 0.020432 | FALSE | FALSE | 0.025314 | FALSE | 0.025314 | FALSE | FALSE | -54.7212 | FALSE | -54.7212 | 207.0526 | 28.3513 | 0.0027977 | 0.0027267 | FALSE | FALSE | 0.00090467 | FALSE | 0.00090467 | FALSE | FALSE | 18.9705 | FALSE | 18.9705 | 28.3513
2016-12-03 16:00 | 10696.8935 | 28.6477 | 10668.2458 | 10452.9091 | 215.3368 | 0.020601 | FALSE | FALSE | 0.025314 | FALSE | 0.025314 | FALSE | FALSE | -54.7212 | FALSE | -54.7212 | 215.3368 | 28.6477 | 0.0027406 | 0.002671 | FALSE | FALSE | 0.00090467 | FALSE | 0.00090467 | FALSE | FALSE | 18.9705 | FALSE | 18.9705 | 28.6477
2016-12-03 17:00 | 11609.2597 | 29.473 | 11579.7866 | 11341.3749 | 238.4117 | 0.021021 | FALSE | FALSE | 0.025314 | FALSE | 0.025314 | FALSE | FALSE | -54.7212 | FALSE | -54.7212 | 238.4117 | 29.473 | 0.0025987 | 0.0025323 | FALSE | FALSE | 0.00090467 | FALSE | 0.00090467 | FALSE | FALSE | 18.9705 | FALSE | 18.9705 | 29.473
2016-12-03 18:00 | 11842.5035 | 29.6841 | 11812.8194 | 11568.5087 | 244.3107 | 0.021119 | FALSE | FALSE | 0.025314 | FALSE | 0.025314 | FALSE | FALSE | -54.7212 | FALSE | -54.7212 | 244.3107 | 29.6841 | 0.0025659 | 0.0025003 | FALSE | FALSE | 0.00090467 | FALSE | 0.00090467 | FALSE | FALSE | 18.9705 | FALSE | 18.9705 | 29.6841
2016-12-03 19:00 | 11726.6566 | 29.5793 | 11697.0774 | 11455.6965 | 241.3808 | 0.021071 | FALSE | FALSE | 0.025314 | FALSE | 0.025314 | FALSE | FALSE | -54.7212 | FALSE | -54.7212 | 241.3808 | 29.5793 | 0.0025821 | 0.002516 | FALSE | FALSE | 0.00090467 | FALSE | 0.00090467 | FALSE | FALSE | 18.9705 | FALSE | 18.9705 | 29.5793
2016-12-03 20:00 | 11556.3509 | 29.4252 | 11526.9258 | 11289.8522 | 237.0736 | 0.020999 | FALSE | FALSE | 0.025314 | FALSE | 0.025314 | FALSE | FALSE | -54.7212 | FALSE | -54.7212 | 237.0736 | 29.4252 | 0.0026063 | 0.0025398 | FALSE | FALSE | 0.00090467 | FALSE | 0.00090467 | FALSE | FALSE | 18.9705 | FALSE | 18.9705 | 29.4252
2016-12-03 21:00 | 11259.345 | 29.1565 | 11230.1885 | 11000.6266 | 229.5619 | 0.020868 | FALSE | FALSE | 0.025314 | FALSE | 0.025314 | FALSE | FALSE | -54.7212 | FALSE | -54.7212 | 229.5619 | 29.1565 | 0.0026504 | 0.0025828 | FALSE | FALSE | 0.00090467 | FALSE | 0.00090467 | FALSE | FALSE | 18.9705 | FALSE | 18.9705 | 29.1565
2016-12-03 22:00 | 10788.4445 | 28.7305 | 10759.714 | 10542.0618 | 217.6522 | 0.020646 | FALSE | FALSE | 0.025314 | FALSE | 0.025314 | FALSE | FALSE | -54.7212 | FALSE | -54.7212 | 217.6522 | 28.7305 | 0.0027253 | 0.002656 | FALSE | FALSE | 0.00090467 | FALSE | 0.00090467 | FALSE | FALSE | 18.9705 | FALSE | 18.9705 | 28.7305
2016-12-03 23:00 | 10213.072 | 28.21 | 10184.862 | 9981.7617 | 203.1003 | 0.020347 | FALSE | FALSE | 0.025314 | FALSE | 0.025314 | FALSE | FALSE | -54.7212 | FALSE | -54.7212 | 203.1003 | 28.21 | 0.0028261 | 0.0027545 | FALSE | FALSE | 0.00090467 | FALSE | 0.00090467 | FALSE | FALSE | 18.9705 | FALSE | 18.9705 | 28.21
2016-12-04 | 9729.8225 | 27.7728 | 9702.0497 | 9511.1714 | 190.8783 | 0.020069 | FALSE | FALSE | 0.025314 | FALSE | 0.025314 | FALSE | FALSE | -54.7212 | FALSE | -54.7212 | 190.8783 | 27.7728 | 0.00292 | 0.0028463 | FALSE | FALSE | 0.00090467 | FALSE | 0.00090467 | FALSE | FALSE | 18.9705 | FALSE | 18.9705 | 27.7728
2016-12-04 01:00 | 9428.9451 | 27.5006 | 9401.4445 | 9218.1758 | 183.2687 | 0.019881 | FALSE | FALSE | 0.025314 | FALSE | 0.025314 | FALSE | FALSE | -54.7212 | FALSE | -54.7212 | 183.2687 | 27.5006 | 0.0029833 | 0.0029081 | FALSE | FALSE | 0.00090467 | FALSE | 0.00090467 | FALSE | FALSE | 18.9705 | FALSE | 18.9705 | 27.5006
2016-12-04 02:00 | 9292.219 | 27.3769 | 9264.8422 | 9085.0314 | 179.8108 | 0.019792 | FALSE | FALSE | 0.025314 | FALSE | 0.025314 | FALSE | FALSE | -54.7212 | FALSE | -54.7212 | 179.8108 | 27.3769 | 0.0030134 | 0.0029376 | FALSE | FALSE | 0.00090467 | FALSE | 0.00090467 | FALSE | FALSE | 18.9705 | FALSE | 18.9705 | 27.3769
2016-12-04 03:00 | 9270.5448 | 27.3573 | 9243.1875 | 9063.9249 | 179.2626 | 0.019778 | FALSE | FALSE | 0.025314 | FALSE | 0.025314 | FALSE | FALSE | -54.7212 | FALSE | -54.7212 | 179.2626 | 27.3573 | 0.0030183 | 0.0029423 | FALSE | FALSE | 0.00090467 | FALSE | 0.00090467 | FALSE | FALSE | 18.9705 | FALSE | 18.9705 | 27.3573
2016-12-04 04:00 | 9350.8571 | 27.4299 | 9323.4271 | 9142.1333 | 181.2938 | 0.019831 | FALSE | FALSE | 0.025314 | FALSE | 0.025314 | FALSE | FALSE | -54.7212 | FALSE | -54.7212 | 181.2938 | 27.4299 | 0.0030004 | 0.0029248 | FALSE | FALSE | 0.00090467 | FALSE | 0.00090467 | FALSE | FALSE | 18.9705 | FALSE | 18.9705 | 27.4299
2016-12-04 05:00 | 9601.5978 | 27.6568 | 9573.941 | 9386.3057 | 187.6353 | 0.01999 | FALSE | FALSE | 0.025314 | FALSE | 0.025314 | FALSE | FALSE | -54.7212 | FALSE | -54.7212 | 187.6353 | 27.6568 | 0.0029465 | 0.0028722 | FALSE | FALSE | 0.00090467 | FALSE | 0.00090467 | FALSE | FALSE | 18.9705 | FALSE | 18.9705 | 27.6568
2016-12-04 06:00 | 10033.7018 | 28.0477 | 10005.6541 | 9807.0903 | 198.5638 | 0.020247 | FALSE | FALSE | 0.025314 | FALSE | 0.025314 | FALSE | FALSE | -54.7212 | FALSE | -54.7212 | 198.5638 | 28.0477 | 0.0028599 | 0.0027876 | FALSE | FALSE | 0.00090467 | FALSE | 0.00090467 | FALSE | FALSE | 18.9705 | FALSE | 18.9705 | 28.0477
2016-12-04 07:00 | 10568.4985 | 28.5315 | 10539.967 | 10327.8775 | 212.0895 | 0.020536 | FALSE | FALSE | 0.025314 | FALSE | 0.025314 | FALSE | FALSE | -54.7212 | FALSE | -54.7212 | 212.0895 | 28.5315 | 0.0027626 | 0.0026924 | FALSE | FALSE | 0.00090467 | FALSE | 0.00090467 | FALSE | FALSE | 18.9705 | FALSE | 18.9705 | 28.5315
2016-12-04 08:00 | 11178.3355 | 29.0832 | 11149.2523 | 10921.7392 | 227.5131 | 0.020831 | FALSE | FALSE | 0.025314 | FALSE | 0.025314 | FALSE | FALSE | -54.7212 | FALSE | -54.7212 | 227.5131 | 29.0832 | 0.0026629 | 0.002595 | FALSE | FALSE | 0.00090467 | FALSE | 0.00090467 | FALSE | FALSE | 18.9705 | FALSE | 18.9705 | 29.0832
2016-12-04 09:00 | 11529.4911 | 29.4009 | 11500.0902 | 11263.696 | 236.3942 | 0.020987 | FALSE | FALSE | 0.025314 | FALSE | 0.025314 | FALSE | FALSE | -54.7212 | FALSE | -54.7212 | 236.3942 | 29.4009 | 0.0026102 | 0.0025436 | FALSE | FALSE | 0.00090467 | FALSE | 0.00090467 | FALSE | FALSE | 18.9705 | FALSE | 18.9705 | 29.4009
2016-12-04 10:00 | 11527.9629 | 29.3995 | 11498.5634 | 11262.2078 | 236.3556 | 0.020987 | FALSE | FALSE | 0.025314 | FALSE | 0.025314 | FALSE | FALSE | -54.7212 | FALSE | -54.7212 | 236.3556 | 29.3995 | 0.0026105 | 0.0025438 | FALSE | FALSE | 0.00090467 | FALSE | 0.00090467 | FALSE | FALSE | 18.9705 | FALSE | 18.9705 | 29.3995
2016-12-04 11:00 | 11497.0679 | 29.3715 | 11467.6964 | 11232.1221 | 235.5742 | 0.020973 | FALSE | FALSE | 0.025314 | FALSE | 0.025314 | FALSE | FALSE | -54.7212 | FALSE | -54.7212 | 235.5742 | 29.3715 | 0.002615 | 0.0025482 | FALSE | FALSE | 0.00090467 | FALSE | 0.00090467 | FALSE | FALSE | 18.9705 | FALSE | 18.9705 | 29.3715
2016-12-04 12:00 | 11591.0607 | 29.4566 | 11561.6041 | 11323.6527 | 237.9514 | 0.021014 | FALSE | FALSE | 0.025314 | FALSE | 0.025314 | FALSE | FALSE | -54.7212 | FALSE | -54.7212 | 237.9514 | 29.4566 | 0.0026013 | 0.0025349 | FALSE | FALSE | 0.00090467 | FALSE | 0.00090467 | FALSE | FALSE | 18.9705 | FALSE | 18.9705 | 29.4566
2016-12-04 13:00 | 11646.615 | 29.5068 | 11617.1082 | 11377.7517 | 239.3565 | 0.021037 | FALSE | FALSE | 0.025314 | FALSE | 0.025314 | FALSE | FALSE | -54.7212 | FALSE | -54.7212 | 239.3565 | 29.5068 | 0.0025934 | 0.0025271 | FALSE | FALSE | 0.00090467 | FALSE | 0.00090467 | FALSE | FALSE | 18.9705 | FALSE | 18.9705 | 29.5068
2016-12-04 14:00 | 11662.0999 | 29.5208 | 11632.5791 | 11392.831 | 239.7481 | 0.021044 | FALSE | FALSE | 0.025314 | FALSE | 0.025314 | FALSE | FALSE | -54.7212 | FALSE | -54.7212 | 239.7481 | 29.5208 | 0.0025912 | 0.002525 | FALSE | FALSE | 0.00090467 | FALSE | 0.00090467 | FALSE | FALSE | 18.9705 | FALSE | 18.9705 | 29.5208
2016-12-04 15:00 | 11721.3595 | 29.5745 | 11691.7851 | 11450.5382 | 241.2468 | 0.021069 | FALSE | FALSE | 0.025314 | FALSE | 0.025314 | FALSE | FALSE | -54.7212 | FALSE | -54.7212 | 241.2468 | 29.5745 | 0.0025828 | 0.0025168 | FALSE | FALSE | 0.00090467 | FALSE | 0.00090467 | FALSE | FALSE | 18.9705 | FALSE | 18.9705 | 29.5745
2016-12-04 16:00 | 12045.9297 | 29.8681 | 12016.0616 | 11766.606 | 249.4556 | 0.0212 | FALSE | FALSE | 0.025314 | FALSE | 0.025314 | FALSE | FALSE | -54.7212 | FALSE | -54.7212 | 249.4556 | 29.8681 | 0.0025384 | 0.0024734 | FALSE | FALSE | 0.00090467 | FALSE | 0.00090467 | FALSE | FALSE | 18.9705 | FALSE | 18.9705 | 29.8681
2016-12-04 17:00 | 12812.3917 | 30.5615 | 12781.8302 | 12512.9897 | 268.8405 | 0.021485 | FALSE | FALSE | 0.025314 | FALSE | 0.025314 | FALSE | FALSE | -54.7212 | FALSE | -54.7212 | 268.8405 | 30.5615 | 0.0024424 | 0.0023796 | FALSE | FALSE | 0.00090467 | FALSE | 0.00090467 | FALSE | FALSE | 18.9705 | FALSE | 18.9705 | 30.5615
2016-12-04 18:00 | 12909.281 | 30.6491 | 12878.6319 | 12607.341 | 271.2909 | 0.021518 | FALSE | FALSE | 0.025314 | FALSE | 0.025314 | FALSE | FALSE | -54.7212 | FALSE | -54.7212 | 271.2909 | 30.6491 | 0.0024311 | 0.0023686 | FALSE | FALSE | 0.00090467 | FALSE | 0.00090467 | FALSE | FALSE | 18.9705 | FALSE | 18.9705 | 30.6491
2016-12-04 19:00 | 12808.3896 | 30.5579 | 12777.8317 | 12509.0925 | 268.7392 | 0.021484 | FALSE | FALSE | 0.025314 | FALSE | 0.025314 | FALSE | FALSE | -54.7212 | FALSE | -54.7212 | 268.7392 | 30.5579 | 0.0024429 | 0.0023801 | FALSE | FALSE | 0.00090467 | FALSE | 0.00090467 | FALSE | FALSE | 18.9705 | FALSE | 18.9705 | 30.5579
2016-12-04 20:00 | 12559.8888 | 30.3331 | 12529.5558 | 12267.1014 | 262.4543 | 0.021395 | FALSE | FALSE | 0.025314 | FALSE | 0.025314 | FALSE | FALSE | -54.7212 | FALSE | -54.7212 | 262.4543 | 30.3331 | 0.0024727 | 0.0024093 | FALSE | FALSE | 0.00090467 | FALSE | 0.00090467 | FALSE | FALSE | 18.9705 | FALSE | 18.9705 | 30.3331
2016-12-04 21:00 | 11983.3962 | 29.8115 | 11953.5847 | 11705.7106 | 247.8741 | 0.021175 | FALSE | FALSE | 0.025314 | FALSE | 0.025314 | FALSE | FALSE | -54.7212 | FALSE | -54.7212 | 247.8741 | 29.8115 | 0.0025467 | 0.0024816 | FALSE | FALSE | 0.00090467 | FALSE | 0.00090467 | FALSE | FALSE | 18.9705 | FALSE | 18.9705 | 29.8115
2016-12-04 22:00 | 11282.7575 | 29.1777 | 11253.5798 | 11023.4258 | 230.154 | 0.020879 | FALSE | FALSE | 0.025314 | FALSE | 0.025314 | FALSE | FALSE | -54.7212 | FALSE | -54.7212 | 230.154 | 29.1777 | 0.0026469 | 0.0025794 | FALSE | FALSE | 0.00090467 | FALSE | 0.00090467 | FALSE | FALSE | 18.9705 | FALSE | 18.9705 | 29.1777
2016-12-04 23:00 | 10626.3536 | 28.5838 | 10597.7698 | 10384.217 | 213.5527 | 0.020565 | FALSE | FALSE | 0.025314 | FALSE | 0.025314 | FALSE | FALSE | -54.7212 | FALSE | -54.7212 | 213.5527 | 28.5838 | 0.0027526 | 0.0026827 | FALSE | FALSE | 0.00090467 | FALSE | 0.00090467 | FALSE | FALSE | 18.9705 | FALSE | 18.9705 | 28.5838
2016-12-05 | 10149.3018 | 28.1523 | 10121.1495 | 9919.662 | 201.4875 | 0.020312 | FALSE | FALSE | 0.025314 | FALSE | 0.025314 | FALSE | FALSE | -54.7212 | FALSE | -54.7212 | 201.4875 | 28.1523 | 0.002838 | 0.0027661 | FALSE | FALSE | 0.00090467 | FALSE | 0.00090467 | FALSE | FALSE | 18.9705 | FALSE | 18.9705 | 28.1523
2016-12-05 01:00 | 9900.0923 | 27.9268 | 9872.1655 | 9676.9808 | 195.1847 | 0.02017 | FALSE | FALSE | 0.025314 | FALSE | 0.025314 | FALSE | FALSE | -54.7212 | FALSE | -54.7212 | 195.1847 | 27.9268 | 0.0028859 | 0.0028129 | FALSE | FALSE | 0.00090467 | FALSE | 0.00090467 | FALSE | FALSE | 18.9705 | FALSE | 18.9705 | 27.9268
2016-12-05 02:00 | 9821.3974 | 27.8556 | 9793.5418 | 9600.3474 | 193.1944 | 0.020124 | FALSE | FALSE | 0.025314 | FALSE | 0.025314 | FALSE | FALSE | -54.7212 | FALSE | -54.7212 | 193.1944 | 27.8556 | 0.0029015 | 0.0028282 | FALSE | FALSE | 0.00090467 | FALSE | 0.00090467 | FALSE | FALSE | 18.9705 | FALSE | 18.9705 | 27.8556
2016-12-05 03:00 | 9874.2035 | 27.9034 | 9846.3001 | 9651.7702 | 194.5299 | 0.020155 | FALSE | FALSE | 0.025314 | FALSE | 0.025314 | FALSE | FALSE | -54.7212 | FALSE | -54.7212 | 194.5299 | 27.9034 | 0.002891 | 0.0028179 | FALSE | FALSE | 0.00090467 | FALSE | 0.00090467 | FALSE | FALSE | 18.9705 | FALSE | 18.9705 | 27.9034
2016-12-05 04:00 | 10116.227 | 28.1223 | 10088.1046 | 9887.4537 | 200.651 | 0.020293 | FALSE | FALSE | 0.025314 | FALSE | 0.025314 | FALSE | FALSE | -54.7212 | FALSE | -54.7212 | 200.651 | 28.1223 | 0.0028442 | 0.0027722 | FALSE | FALSE | 0.00090467 | FALSE | 0.00090467 | FALSE | FALSE | 18.9705 | FALSE | 18.9705 | 28.1223
2016-12-05 05:00 | 10916.2115 | 28.8461 | 10887.3654 | 10666.4818 | 220.8836 | 0.020708 | FALSE | FALSE | 0.025314 | FALSE | 0.025314 | FALSE | FALSE | -54.7212 | FALSE | -54.7212 | 220.8836 | 28.8461 | 0.0027044 | 0.0026355 | FALSE | FALSE | 0.00090467 | FALSE | 0.00090467 | FALSE | FALSE | 18.9705 | FALSE | 18.9705 | 28.8461
2016-12-05 06:00 | 12294.5074 | 30.093 | 12264.4144 | 12008.6719 | 255.7425 | 0.021296 | FALSE | FALSE | 0.025314 | FALSE | 0.025314 | FALSE | FALSE | -54.7212 | FALSE | -54.7212 | 255.7425 | 30.093 | 0.0025059 | 0.0024417 | FALSE | FALSE | 0.00090467 | FALSE | 0.00090467 | FALSE | FALSE | 18.9705 | FALSE | 18.9705 | 30.093
2016-12-05 07:00 | 12858.8973 | 30.6036 | 12828.2937 | 12558.2771 | 270.0166 | 0.021501 | FALSE | FALSE | 0.025314 | FALSE | 0.025314 | FALSE | FALSE | -54.7212 | FALSE | -54.7212 | 270.0166 | 30.6036 | 0.0024369 | 0.0023743 | FALSE | FALSE | 0.00090467 | FALSE | 0.00090467 | FALSE | FALSE | 18.9705 | FALSE | 18.9705 | 30.6036
2016-12-05 08:00 | 12649.4327 | 30.4141 | 12619.0186 | 12354.2996 | 264.719 | 0.021427 | FALSE | FALSE | 0.025314 | FALSE | 0.025314 | FALSE | FALSE | -54.7212 | FALSE | -54.7212 | 264.719 | 30.4141 | 0.0024618 | 0.0023986 | FALSE | FALSE | 0.00090467 | FALSE | 0.00090467 | FALSE | FALSE | 18.9705 | FALSE | 18.9705 | 30.4141
2016-12-05 09:00 | 12357.7005 | 30.1501 | 12327.5504 | 12070.2096 | 257.3407 | 0.02132 | FALSE | FALSE | 0.025314 | FALSE | 0.025314 | FALSE | FALSE | -54.7212 | FALSE | -54.7212 | 257.3407 | 30.1501 | 0.0024979 | 0.0024338 | FALSE | FALSE | 0.00090467 | FALSE | 0.00090467 | FALSE | FALSE | 18.9705 | FALSE | 18.9705 | 30.1501
2016-12-05 10:00 | 11963.1911 | 29.7932 | 11933.3978 | 11686.0348 | 247.3631 | 0.021167 | FALSE | FALSE | 0.025314 | FALSE | 0.025314 | FALSE | FALSE | -54.7212 | FALSE | -54.7212 | 247.3631 | 29.7932 | 0.0025495 | 0.0024842 | FALSE | FALSE | 0.00090467 | FALSE | 0.00090467 | FALSE | FALSE | 18.9705 | FALSE | 18.9705 | 29.7932
2016-12-05 11:00 | 11525.1986 | 29.397 | 11495.8016 | 11259.5159 | 236.2857 | 0.020985 | FALSE | FALSE | 0.025314 | FALSE | 0.025314 | FALSE | FALSE | -54.7212 | FALSE | -54.7212 | 236.2857 | 29.397 | 0.0026109 | 0.0025442 | FALSE | FALSE | 0.00090467 | FALSE | 0.00090467 | FALSE | FALSE | 18.9705 | FALSE | 18.9705 | 29.397
2016-12-05 12:00 | 11155.0381 | 29.0621 | 11125.9759 | 10899.0521 | 226.9239 | 0.020821 | FALSE | FALSE | 0.025314 | FALSE | 0.025314 | FALSE | FALSE | -54.7212 | FALSE | -54.7212 | 226.9239 | 29.0621 | 0.0026665 | 0.0025985 | FALSE | FALSE | 0.00090467 | FALSE | 0.00090467 | FALSE | FALSE | 18.9705 | FALSE | 18.9705 | 29.0621
2016-12-05 13:00 | 11006.8193 | 28.928 | 10977.8913 | 10754.7161 | 223.1752 | 0.020751 | FALSE | FALSE | 0.025314 | FALSE | 0.025314 | FALSE | FALSE | -54.7212 | FALSE | -54.7212 | 223.1752 | 28.928 | 0.0026898 | 0.0026213 | FALSE | FALSE | 0.00090467 | FALSE | 0.00090467 | FALSE | FALSE | 18.9705 | FALSE | 18.9705 | 28.928
2016-12-05 14:00 | 10927.1389 | 28.856 | 10898.2829 | 10677.123 | 221.16 | 0.020713 | FALSE | FALSE | 0.025314 | FALSE | 0.025314 | FALSE | FALSE | -54.7212 | FALSE | -54.7212 | 221.16 | 28.856 | 0.0027026 | 0.0026338 | FALSE | FALSE | 0.00090467 | FALSE | 0.00090467 | FALSE | FALSE | 18.9705 | FALSE | 18.9705 | 28.856
2016-12-05 15:00 | 11031.2502 | 28.9501 | 11002.3001 | 10778.507 | 223.7931 | 0.020763 | FALSE | FALSE | 0.025314 | FALSE | 0.025314 | FALSE | FALSE | -54.7212 | FALSE | -54.7212 | 223.7931 | 28.9501 | 0.0026859 | 0.0026175 | FALSE | FALSE | 0.00090467 | FALSE | 0.00090467 | FALSE | FALSE | 18.9705 | FALSE | 18.9705 | 28.9501
2016-12-05 16:00 | 11385.5535 | 29.2707 | 11356.2828 | 11123.5289 | 232.7539 | 0.020924 | FALSE | FALSE | 0.025314 | FALSE | 0.025314 | FALSE | FALSE | -54.7212 | FALSE | -54.7212 | 232.7539 | 29.2707 | 0.0026314 | 0.0025643 | FALSE | FALSE | 0.00090467 | FALSE | 0.00090467 | FALSE | FALSE | 18.9705 | FALSE | 18.9705 | 29.2707
2016-12-05 17:00 | 12287.0741 | 30.0862 | 12256.9878 | 12001.4333 | 255.5545 | 0.021294 | FALSE | FALSE | 0.025314 | FALSE | 0.025314 | FALSE | FALSE | -54.7212 | FALSE | -54.7212 | 255.5545 | 30.0862 | 0.0025069 | 0.0024426 | FALSE | FALSE | 0.00090467 | FALSE | 0.00090467 | FALSE | FALSE | 18.9705 | FALSE | 18.9705 | 30.0862
2016-12-05 18:00 | 12562.5086 | 30.3354 | 12532.1731 | 12269.6525 | 262.5206 | 0.021396 | FALSE | FALSE | 0.025314 | FALSE | 0.025314 | FALSE | FALSE | -54.7212 | FALSE | -54.7212 | 262.5206 | 30.3354 | 0.0024724 | 0.0024089 | FALSE | FALSE | 0.00090467 | FALSE | 0.00090467 | FALSE | FALSE | 18.9705 | FALSE | 18.9705 | 30.3354
2016-12-05 19:00 | 12483.0395 | 30.2635 | 12452.7759 | 12192.2652 | 260.5107 | 0.021367 | FALSE | FALSE | 0.025314 | FALSE | 0.025314 | FALSE | FALSE | -54.7212 | FALSE | -54.7212 | 260.5107 | 30.2635 | 0.0024822 | 0.0024185 | FALSE | FALSE | 0.00090467 | FALSE | 0.00090467 | FALSE | FALSE | 18.9705 | FALSE | 18.9705 | 30.2635
2016-12-05 20:00 | 12217.9322 | 30.0237 | 12187.9085 | 11934.1027 | 253.8058 | 0.021267 | FALSE | FALSE | 0.025314 | FALSE | 0.025314 | FALSE | FALSE | -54.7212 | FALSE | -54.7212 | 253.8058 | 30.0237 | 0.0025158 | 0.0024513 | FALSE | FALSE | 0.00090467 | FALSE | 0.00090467 | FALSE | FALSE | 18.9705 | FALSE | 18.9705 | 30.0237
2016-12-05 21:00 | 11624.2082 | 29.4866 | 11594.7216 | 11355.9318 | 238.7898 | 0.021028 | FALSE | FALSE | 0.025314 | FALSE | 0.025314 | FALSE | FALSE | -54.7212 | FALSE | -54.7212 | 238.7898 | 29.4866 | 0.0025966 | 0.0025302 | FALSE | FALSE | 0.00090467 | FALSE | 0.00090467 | FALSE | FALSE | 18.9705 | FALSE | 18.9705 | 29.4866
2016-12-05 22:00 | 10802.7366 | 28.7434 | 10773.9931 | 10555.9795 | 218.0137 | 0.020653 | FALSE | FALSE | 0.025314 | FALSE | 0.025314 | FALSE | FALSE | -54.7212 | FALSE | -54.7212 | 218.0137 | 28.7434 | 0.002723 | 0.0026537 | FALSE | FALSE | 0.00090467 | FALSE | 0.00090467 | FALSE | FALSE | 18.9705 | FALSE | 18.9705 | 28.7434
2016-12-05 23:00 | 10011.5762 | 28.0277 | 9983.5486 | 9785.5443 | 198.0042 | 0.020234 | FALSE | FALSE | 0.025314 | FALSE | 0.025314 | FALSE | FALSE | -54.7212 | FALSE | -54.7212 | 198.0042 | 28.0277 | 0.0028642 | 0.0027917 | FALSE | FALSE | 0.00090467 | FALSE | 0.00090467 | FALSE | FALSE | 18.9705 | FALSE | 18.9705 | 28.0277
2016-12-06 | 9515.7246 | 27.5791 | 9488.1455 | 9302.682 | 185.4635 | 0.019937 | FALSE | FALSE | 0.025314 | FALSE | 0.025314 | FALSE | FALSE | -54.7212 | FALSE | -54.7212 | 185.4635 | 27.5791 | 0.0029646 | 0.0028899 | FALSE | FALSE | 0.00090467 | FALSE | 0.00090467 | FALSE | FALSE | 18.9705 | FALSE | 18.9705 | 27.5791
2016-12-06 01:00 | 9281.9722 | 27.3676 | 9254.6046 | 9075.053 | 179.5516 | 0.019785 | FALSE | FALSE | 0.025314 | FALSE | 0.025314 | FALSE | FALSE | -54.7212 | FALSE | -54.7212 | 179.5516 | 27.3676 | 0.0030157 | 0.0029398 | FALSE | FALSE | 0.00090467 | FALSE | 0.00090467 | FALSE | FALSE | 18.9705 | FALSE | 18.9705 | 27.3676
2016-12-06 02:00 | 9192.6241 | 27.2871 | 9165.3371 | 8988.0452 | 177.2919 | 0.019725 | FALSE | FALSE | 0.025314 | FALSE | 0.025314 | FALSE | FALSE | -54.7212 | FALSE | -54.7212 | 177.2919 | 27.2871 | 0.0030359 | 0.0029596 | FALSE | FALSE | FALSE | 0.00087361 | 0.00087361 | FALSE | FALSE | FALSE | 19.2563 | 19.2563 | 27.2871
2016-12-06 03:00 | 9254.3451 | 27.3426 | 9227.0025 | 9048.1496 | 178.8529 | 0.019767 | FALSE | FALSE | 0.025314 | FALSE | 0.025314 | FALSE | FALSE | -54.7212 | FALSE | -54.7212 | 178.8529 | 27.3426 | 0.0030219 | 0.0029459 | FALSE | FALSE | 0.00090467 | FALSE | 0.00090467 | FALSE | FALSE | 18.9705 | FALSE | 18.9705 | 27.3426
2016-12-06 04:00 | 9542.8033 | 27.6036 | 9515.1997 | 9329.0513 | 186.1484 | 0.019954 | FALSE | FALSE | 0.025314 | FALSE | 0.025314 | FALSE | FALSE | -54.7212 | FALSE | -54.7212 | 186.1484 | 27.6036 | 0.0029589 | 0.0028843 | FALSE | FALSE | 0.00090467 | FALSE | 0.00090467 | FALSE | FALSE | 18.9705 | FALSE | 18.9705 | 27.6036
2016-12-06 05:00 | 10341.0618 | 28.3257 | 10312.7361 | 10106.3987 | 206.3373 | 0.020417 | FALSE | FALSE | 0.025314 | FALSE | 0.025314 | FALSE | FALSE | -54.7212 | FALSE | -54.7212 | 206.3373 | 28.3257 | 0.0028028 | 0.0027317 | FALSE | FALSE | 0.00090467 | FALSE | 0.00090467 | FALSE | FALSE | 18.9705 | FALSE | 18.9705 | 28.3257
2016-12-06 06:00 | 11739.431 | 29.5908 | 11709.8402 | 11468.1363 | 241.7039 | 0.021076 | FALSE | FALSE | 0.025314 | FALSE | 0.025314 | FALSE | FALSE | -54.7212 | FALSE | -54.7212 | 241.7039 | 29.5908 | 0.0025803 | 0.0025143 | FALSE | FALSE | 0.00090467 | FALSE | 0.00090467 | FALSE | FALSE | 18.9705 | FALSE | 18.9705 | 29.5908
2016-12-06 07:00 | 12495.825 | 30.2751 | 12465.5499 | 12204.7159 | 260.8341 | 0.021372 | FALSE | FALSE | 0.025314 | FALSE | 0.025314 | FALSE | FALSE | -54.7212 | FALSE | -54.7212 | 260.8341 | 30.2751 | 0.0024806 | 0.002417 | FALSE | FALSE | 0.00090467 | FALSE | 0.00090467 | FALSE | FALSE | 18.9705 | FALSE | 18.9705 | 30.2751
2016-12-06 08:00 | 12484.0029 | 30.2644 | 12453.7385 | 12193.2034 | 260.5351 | 0.021367 | FALSE | FALSE | 0.025314 | FALSE | 0.025314 | FALSE | FALSE | -54.7212 | FALSE | -54.7212 | 260.5351 | 30.2644 | 0.0024821 | 0.0024184 | FALSE | FALSE | 0.00090467 | FALSE | 0.00090467 | FALSE | FALSE | 18.9705 | FALSE | 18.9705 | 30.2644
2016-12-06 09:00 | 12579.511 | 30.3508 | 12549.1602 | 12286.2096 | 262.9506 | 0.021402 | FALSE | FALSE | 0.025314 | FALSE | 0.025314 | FALSE | FALSE | -54.7212 | FALSE | -54.7212 | 262.9506 | 30.3508 | 0.0024703 | 0.0024069 | FALSE | FALSE | 0.00090467 | FALSE | 0.00090467 | FALSE | FALSE | 18.9705 | FALSE | 18.9705 | 30.3508
2016-12-06 10:00 | 12620.2351 | 30.3876 | 12589.8474 | 12325.8669 | 263.9806 | 0.021417 | FALSE | FALSE | 0.025314 | FALSE | 0.025314 | FALSE | FALSE | -54.7212 | FALSE | -54.7212 | 263.9806 | 30.3876 | 0.0024654 | 0.0024021 | FALSE | FALSE | 0.00090467 | FALSE | 0.00090467 | FALSE | FALSE | 18.9705 | FALSE | 18.9705 | 30.3876
2016-12-06 11:00 | 12646.7382 | 30.4116 | 12616.3266 | 12351.6757 | 264.6509 | 0.021426 | FALSE | FALSE | 0.025314 | FALSE | 0.025314 | FALSE | FALSE | -54.7212 | FALSE | -54.7212 | 264.6509 | 30.4116 | 0.0024621 | 0.0023989 | FALSE | FALSE | 0.00090467 | FALSE | 0.00090467 | FALSE | FALSE | 18.9705 | FALSE | 18.9705 | 30.4116
2016-12-06 12:00 | 12554.8082 | 30.3285 | 12524.4797 | 12262.1539 | 262.3258 | 0.021393 | FALSE | FALSE | 0.025314 | FALSE | 0.025314 | FALSE | FALSE | -54.7212 | FALSE | -54.7212 | 262.3258 | 30.3285 | 0.0024733 | 0.0024099 | FALSE | FALSE | 0.00090467 | FALSE | 0.00090467 | FALSE | FALSE | 18.9705 | FALSE | 18.9705 | 30.3285
2016-12-06 13:00 | 12561.0868 | 30.3341 | 12530.7527 | 12268.2681 | 262.4846 | 0.021395 | FALSE | FALSE | 0.025314 | FALSE | 0.025314 | FALSE | FALSE | -54.7212 | FALSE | -54.7212 | 262.4846 | 30.3341 | 0.0024726 | 0.0024091 | FALSE | FALSE | 0.00090467 | FALSE | 0.00090467 | FALSE | FALSE | 18.9705 | FALSE | 18.9705 | 30.3341
2016-12-06 14:00 | 12414.4015 | 30.2014 | 12384.2001 | 12125.4253 | 258.7748 | 0.021342 | FALSE | FALSE | 0.025314 | FALSE | 0.025314 | FALSE | FALSE | -54.7212 | FALSE | -54.7212 | 258.7748 | 30.2014 | 0.0024908 | 0.0024269 | FALSE | FALSE | 0.00090467 | FALSE | 0.00090467 | FALSE | FALSE | 18.9705 | FALSE | 18.9705 | 30.2014
2016-12-06 15:00 | 12346.842 | 30.1403 | 12316.7017 | 12059.6356 | 257.0661 | 0.021316 | FALSE | FALSE | 0.025314 | FALSE | 0.025314 | FALSE | FALSE | -54.7212 | FALSE | -54.7212 | 257.0661 | 30.1403 | 0.0024993 | 0.0024352 | FALSE | FALSE | 0.00090467 | FALSE | 0.00090467 | FALSE | FALSE | 18.9705 | FALSE | 18.9705 | 30.1403
2016-12-06 16:00 | 12524.3216 | 30.3009 | 12494.0207 | 12232.4659 | 261.5548 | 0.021382 | FALSE | FALSE | 0.025314 | FALSE | 0.025314 | FALSE | FALSE | -54.7212 | FALSE | -54.7212 | 261.5548 | 30.3009 | 0.0024771 | 0.0024135 | FALSE | FALSE | 0.00090467 | FALSE | 0.00090467 | FALSE | FALSE | 18.9705 | FALSE | 18.9705 | 30.3009
2016-12-06 17:00 | 13268.9224 | 30.9745 | 13237.9479 | 12955.4515 | 282.4964 | 0.021805 | FALSE | 0.058254 | FALSE | FALSE | 0.058254 | FALSE | -488.6612 | FALSE | FALSE | -488.6612 | 282.4964 | 30.9745 | 0.0023908 | 0.0023289 | FALSE | FALSE | 0.00090467 | FALSE | 0.00090467 | FALSE | FALSE | 18.9705 | FALSE | 18.9705 | 30.9745
2016-12-06 18:00 | 13546.5973 | 31.3567 | 13515.2407 | 13216.591 | 298.6497 | 0.022597 | FALSE | 0.058254 | FALSE | FALSE | 0.058254 | FALSE | -488.6612 | FALSE | FALSE | -488.6612 | 298.6497 | 31.3567 | 0.0023725 | 0.0023094 | FALSE | 0.0022989 | FALSE | FALSE | 0.0022989 | FALSE | 0.21425 | FALSE | FALSE | 0.21425 | 31.3567
2016-12-06 19:00 | 13436.5364 | 31.1261 | 13405.4102 | 13113.1585 | 292.2517 | 0.022287 | FALSE | 0.058254 | FALSE | FALSE | 0.058254 | FALSE | -488.6612 | FALSE | FALSE | -488.6612 | 292.2517 | 31.1261 | 0.0023737 | 0.0023112 | FALSE | FALSE | 0.00090467 | FALSE | 0.00090467 | FALSE | FALSE | 18.9705 | FALSE | 18.9705 | 31.1261
2016-12-06 20:00 | 13180.0761 | 30.8941 | 13149.182 | 12871.0423 | 278.1397 | 0.02161 | FALSE | FALSE | 0.025314 | FALSE | 0.025314 | FALSE | FALSE | -54.7212 | FALSE | -54.7212 | 278.1397 | 30.8941 | 0.0024003 | 0.0023385 | FALSE | FALSE | 0.00090467 | FALSE | 0.00090467 | FALSE | FALSE | 18.9705 | FALSE | 18.9705 | 30.8941
2016-12-06 21:00 | 12643.5658 | 30.4088 | 12613.157 | 12348.5864 | 264.5706 | 0.021425 | FALSE | FALSE | 0.025314 | FALSE | 0.025314 | FALSE | FALSE | -54.7212 | FALSE | -54.7212 | 264.5706 | 30.4088 | 0.0024625 | 0.0023993 | FALSE | FALSE | 0.00090467 | FALSE | 0.00090467 | FALSE | FALSE | 18.9705 | FALSE | 18.9705 | 30.4088
2016-12-06 22:00 | 11822.9116 | 29.6663 | 11793.2453 | 11549.4301 | 243.8152 | 0.021111 | FALSE | FALSE | 0.025314 | FALSE | 0.025314 | FALSE | FALSE | -54.7212 | FALSE | -54.7212 | 243.8152 | 29.6663 | 0.0025686 | 0.0025029 | FALSE | FALSE | 0.00090467 | FALSE | 0.00090467 | FALSE | FALSE | 18.9705 | FALSE | 18.9705 | 29.6663
2016-12-06 23:00 | 11106.942 | 29.0186 | 11077.9234 | 10852.216 | 225.7074 | 0.020798 | FALSE | FALSE | 0.025314 | FALSE | 0.025314 | FALSE | FALSE | -54.7212 | FALSE | -54.7212 | 225.7074 | 29.0186 | 0.002674 | 0.0026058 | FALSE | FALSE | 0.00090467 | FALSE | 0.00090467 | FALSE | FALSE | 18.9705 | FALSE | 18.9705 | 29.0186
2016-12-07 | 10634.2063 | 28.5909 | 10605.6154 | 10391.864 | 213.7513 | 0.020569 | FALSE | FALSE | 0.025314 | FALSE | 0.025314 | FALSE | FALSE | -54.7212 | FALSE | -54.7212 | 213.7513 | 28.5909 | 0.0027513 | 0.0026814 | FALSE | FALSE | 0.00090467 | FALSE | 0.00090467 | FALSE | FALSE | 18.9705 | FALSE | 18.9705 | 28.5909
2016-12-07 01:00 | 10386.8355 | 28.3672 | 10358.4684 | 10150.9733 | 207.495 | 0.020441 | FALSE | FALSE | 0.025314 | FALSE | 0.025314 | FALSE | FALSE | -54.7212 | FALSE | -54.7212 | 207.495 | 28.3672 | 0.0027945 | 0.0027236 | FALSE | FALSE | 0.00090467 | FALSE | 0.00090467 | FALSE | FALSE | 18.9705 | FALSE | 18.9705 | 28.3672
2016-12-07 02:00 | 10309.939 | 28.2976 | 10281.6414 | 10076.0912 | 205.5502 | 0.0204 | FALSE | FALSE | 0.025314 | FALSE | 0.025314 | FALSE | FALSE | -54.7212 | FALSE | -54.7212 | 205.5502 | 28.2976 | 0.0028084 | 0.0027372 | FALSE | FALSE | 0.00090467 | FALSE | 0.00090467 | FALSE | FALSE | 18.9705 | FALSE | 18.9705 | 28.2976
2016-12-07 03:00 | 10385.8095 | 28.3662 | 10357.4433 | 10149.9742 | 207.4691 | 0.02044 | FALSE | FALSE | 0.025314 | FALSE | 0.025314 | FALSE | FALSE | -54.7212 | FALSE | -54.7212 | 207.4691 | 28.3662 | 0.0027947 | 0.0027238 | FALSE | FALSE | 0.00090467 | FALSE | 0.00090467 | FALSE | FALSE | 18.9705 | FALSE | 18.9705 | 28.3662
2016-12-07 04:00 | 10716.4347 | 28.6653 | 10687.7694 | 10471.9384 | 215.831 | 0.02061 | FALSE | FALSE | 0.025314 | FALSE | 0.025314 | FALSE | FALSE | -54.7212 | FALSE | -54.7212 | 215.831 | 28.6653 | 0.0027373 | 0.0026678 | FALSE | FALSE | 0.00090467 | FALSE | 0.00090467 | FALSE | FALSE | 18.9705 | FALSE | 18.9705 | 28.6653
2016-12-07 05:00 | 11587.6457 | 29.4535 | 11558.1922 | 11320.3271 | 237.8651 | 0.021012 | FALSE | FALSE | 0.025314 | FALSE | 0.025314 | FALSE | FALSE | -54.7212 | FALSE | -54.7212 | 237.8651 | 29.4535 | 0.0026018 | 0.0025354 | FALSE | FALSE | 0.00090467 | FALSE | 0.00090467 | FALSE | FALSE | 18.9705 | FALSE | 18.9705 | 29.4535
2016-12-07 06:00 | 13028.5862 | 30.7571 | 12997.8292 | 12723.5209 | 274.3083 | 0.021559 | FALSE | FALSE | 0.025314 | FALSE | 0.025314 | FALSE | FALSE | -54.7212 | FALSE | -54.7212 | 274.3083 | 30.7571 | 0.0024173 | 0.0023552 | FALSE | FALSE | 0.00090467 | FALSE | 0.00090467 | FALSE | FALSE | 18.9705 | FALSE | 18.9705 | 30.7571
2016-12-07 07:00 | 13549.734 | 31.3639 | 13518.3701 | 13219.5381 | 298.832 | 0.022605 | FALSE | 0.058254 | FALSE | FALSE | 0.058254 | FALSE | -488.6612 | FALSE | FALSE | -488.6612 | 298.832 | 31.3639 | 0.0023725 | 0.0023094 | FALSE | 0.0022989 | FALSE | FALSE | 0.0022989 | FALSE | 0.21425 | FALSE | FALSE | 0.21425 | 31.3639
2016-12-07 08:00 | 13164.8536 | 30.8803 | 13133.9732 | 12856.2185 | 277.7547 | 0.021605 | FALSE | FALSE | 0.025314 | FALSE | 0.025314 | FALSE | FALSE | -54.7212 | FALSE | -54.7212 | 277.7547 | 30.8803 | 0.002402 | 0.0023402 | FALSE | FALSE | 0.00090467 | FALSE | 0.00090467 | FALSE | FALSE | 18.9705 | FALSE | 18.9705 | 30.8803
2016-12-07 09:00 | 12542.7788 | 30.3176 | 12512.4612 | 12250.4396 | 262.0216 | 0.021389 | FALSE | FALSE | 0.025314 | FALSE | 0.025314 | FALSE | FALSE | -54.7212 | FALSE | -54.7212 | 262.0216 | 30.3176 | 0.0024748 | 0.0024113 | FALSE | FALSE | 0.00090467 | FALSE | 0.00090467 | FALSE | FALSE | 18.9705 | FALSE | 18.9705 | 30.3176
2016-12-07 10:00 | 11988.4165 | 29.8161 | 11958.6004 | 11710.5993 | 248.0011 | 0.021177 | FALSE | FALSE | 0.025314 | FALSE | 0.025314 | FALSE | FALSE | -54.7212 | FALSE | -54.7212 | 248.0011 | 29.8161 | 0.0025461 | 0.0024809 | FALSE | FALSE | 0.00090467 | FALSE | 0.00090467 | FALSE | FALSE | 18.9705 | FALSE | 18.9705 | 29.8161
2016-12-07 11:00 | 11528.7045 | 29.4002 | 11499.3043 | 11262.93 | 236.3744 | 0.020987 | FALSE | FALSE | 0.025314 | FALSE | 0.025314 | FALSE | FALSE | -54.7212 | FALSE | -54.7212 | 236.3744 | 29.4002 | 0.0026103 | 0.0025437 | FALSE | FALSE | 0.00090467 | FALSE | 0.00090467 | FALSE | FALSE | 18.9705 | FALSE | 18.9705 | 29.4002
2016-12-07 12:00 | 11164.9396 | 29.0711 | 11135.8685 | 10908.6942 | 227.1743 | 0.020825 | FALSE | FALSE | 0.025314 | FALSE | 0.025314 | FALSE | FALSE | -54.7212 | FALSE | -54.7212 | 227.1743 | 29.0711 | 0.0026649 | 0.002597 | FALSE | FALSE | 0.00090467 | FALSE | 0.00090467 | FALSE | FALSE | 18.9705 | FALSE | 18.9705 | 29.0711
2016-12-07 13:00 | 10960.4211 | 28.8861 | 10931.535 | 10709.5333 | 222.0017 | 0.020729 | FALSE | FALSE | 0.025314 | FALSE | 0.025314 | FALSE | FALSE | -54.7212 | FALSE | -54.7212 | 222.0017 | 28.8861 | 0.0026972 | 0.0026286 | FALSE | FALSE | 0.00090467 | FALSE | 0.00090467 | FALSE | FALSE | 18.9705 | FALSE | 18.9705 | 28.8861
2016-12-07 14:00 | 10836.5208 | 28.774 | 10807.7469 | 10588.8787 | 218.8681 | 0.02067 | FALSE | FALSE | 0.025314 | FALSE | 0.025314 | FALSE | FALSE | -54.7212 | FALSE | -54.7212 | 218.8681 | 28.774 | 0.0027174 | 0.0026482 | FALSE | FALSE | 0.00090467 | FALSE | 0.00090467 | FALSE | FALSE | 18.9705 | FALSE | 18.9705 | 28.774
2016-12-07 15:00 | 10905.0808 | 28.836 | 10876.2448 | 10655.6427 | 220.6021 | 0.020703 | FALSE | FALSE | 0.025314 | FALSE | 0.025314 | FALSE | FALSE | -54.7212 | FALSE | -54.7212 | 220.6021 | 28.836 | 0.0027062 | 0.0026373 | FALSE | FALSE | 0.00090467 | FALSE | 0.00090467 | FALSE | FALSE | 18.9705 | FALSE | 18.9705 | 28.836
2016-12-07 16:00 | 11213.8947 | 29.1154 | 11184.7793 | 10956.3669 | 228.4124 | 0.020847 | FALSE | FALSE | 0.025314 | FALSE | 0.025314 | FALSE | FALSE | -54.7212 | FALSE | -54.7212 | 228.4124 | 29.1154 | 0.0026574 | 0.0025896 | FALSE | FALSE | 0.00090467 | FALSE | 0.00090467 | FALSE | FALSE | 18.9705 | FALSE | 18.9705 | 29.1154
2016-12-07 17:00 | 12175.4616 | 29.9853 | 12145.4763 | 11892.7447 | 252.7317 | 0.021251 | FALSE | FALSE | 0.025314 | FALSE | 0.025314 | FALSE | FALSE | -54.7212 | FALSE | -54.7212 | 252.7317 | 29.9853 | 0.0025213 | 0.0024567 | FALSE | FALSE | 0.00090467 | FALSE | 0.00090467 | FALSE | FALSE | 18.9705 | FALSE | 18.9705 | 29.9853
2016-12-07 18:00 | 12650.1064 | 30.4147 | 12619.6917 | 12354.9557 | 264.7361 | 0.021428 | FALSE | FALSE | 0.025314 | FALSE | 0.025314 | FALSE | FALSE | -54.7212 | FALSE | -54.7212 | 264.7361 | 30.4147 | 0.0024617 | 0.0023985 | FALSE | FALSE | 0.00090467 | FALSE | 0.00090467 | FALSE | FALSE | 18.9705 | FALSE | 18.9705 | 30.4147
2016-12-07 19:00 | 12591.0872 | 30.3613 | 12560.7259 | 12297.4825 | 263.2434 | 0.021406 | FALSE | FALSE | 0.025314 | FALSE | 0.025314 | FALSE | FALSE | -54.7212 | FALSE | -54.7212 | 263.2434 | 30.3613 | 0.0024689 | 0.0024055 | FALSE | FALSE | 0.00090467 | FALSE | 0.00090467 | FALSE | FALSE | 18.9705 | FALSE | 18.9705 | 30.3613
2016-12-07 20:00 | 12408.7811 | 30.1963 | 12378.5848 | 12119.9522 | 258.6326 | 0.021339 | FALSE | FALSE | 0.025314 | FALSE | 0.025314 | FALSE | FALSE | -54.7212 | FALSE | -54.7212 | 258.6326 | 30.1963 | 0.0024915 | 0.0024276 | FALSE | FALSE | 0.00090467 | FALSE | 0.00090467 | FALSE | FALSE | 18.9705 | FALSE | 18.9705 | 30.1963
2016-12-07 21:00 | 11906.2206 | 29.7417 | 11876.4789 | 11630.5567 | 245.9222 | 0.021144 | FALSE | FALSE | 0.025314 | FALSE | 0.025314 | FALSE | FALSE | -54.7212 | FALSE | -54.7212 | 245.9222 | 29.7417 | 0.0025572 | 0.0024918 | FALSE | FALSE | 0.00090467 | FALSE | 0.00090467 | FALSE | FALSE | 18.9705 | FALSE | 18.9705 | 29.7417
2016-12-07 22:00 | 11127.7948 | 29.0375 | 11098.7573 | 10872.5225 | 226.2348 | 0.020808 | FALSE | FALSE | 0.025314 | FALSE | 0.025314 | FALSE | FALSE | -54.7212 | FALSE | -54.7212 | 226.2348 | 29.0375 | 0.0026707 | 0.0026027 | FALSE | FALSE | 0.00090467 | FALSE | 0.00090467 | FALSE | FALSE | 18.9705 | FALSE | 18.9705 | 29.0375
2016-12-07 23:00 | 10321.9679 | 28.3085 | 10293.6594 | 10087.805 | 205.8544 | 0.020406 | FALSE | FALSE | 0.025314 | FALSE | 0.025314 | FALSE | FALSE | -54.7212 | FALSE | -54.7212 | 205.8544 | 28.3085 | 0.0028062 | 0.002735 | FALSE | FALSE | 0.00090467 | FALSE | 0.00090467 | FALSE | FALSE | 18.9705 | FALSE | 18.9705 | 28.3085
2016-12-08 | 9816.734 | 27.8514 | 9788.8826 | 9595.8062 | 193.0764 | 0.020121 | FALSE | FALSE | 0.025314 | FALSE | 0.025314 | FALSE | FALSE | -54.7212 | FALSE | -54.7212 | 193.0764 | 27.8514 | 0.0029025 | 0.0028291 | FALSE | FALSE | 0.00090467 | FALSE | 0.00090467 | FALSE | FALSE | 18.9705 | FALSE | 18.9705 | 27.8514
2016-12-08 01:00 | 9549.1182 | 27.6093 | 9521.5089 | 9335.2008 | 186.3081 | 0.019958 | FALSE | FALSE | 0.025314 | FALSE | 0.025314 | FALSE | FALSE | -54.7212 | FALSE | -54.7212 | 186.3081 | 27.6093 | 0.0029575 | 0.002883 | FALSE | FALSE | 0.00090467 | FALSE | 0.00090467 | FALSE | FALSE | 18.9705 | FALSE | 18.9705 | 27.6093
2016-12-08 02:00 | 9422.7627 | 27.495 | 9395.2677 | 9212.1554 | 183.1124 | 0.019877 | FALSE | FALSE | 0.025314 | FALSE | 0.025314 | FALSE | FALSE | -54.7212 | FALSE | -54.7212 | 183.1124 | 27.495 | 0.0029846 | 0.0029094 | FALSE | FALSE | 0.00090467 | FALSE | 0.00090467 | FALSE | FALSE | 18.9705 | FALSE | 18.9705 | 27.495
2016-12-08 03:00 | 9428.44 | 27.5001 | 9400.9398 | 9217.6839 | 183.256 | 0.019881 | FALSE | FALSE | 0.025314 | FALSE | 0.025314 | FALSE | FALSE | -54.7212 | FALSE | -54.7212 | 183.256 | 27.5001 | 0.0029834 | 0.0029082 | FALSE | FALSE | 0.00090467 | FALSE | 0.00090467 | FALSE | FALSE | 18.9705 | FALSE | 18.9705 | 27.5001
2016-12-08 04:00 | 9662.8511 | 27.7122 | 9635.1389 | 9445.9544 | 189.1845 | 0.020028 | FALSE | FALSE | 0.025314 | FALSE | 0.025314 | FALSE | FALSE | -54.7212 | FALSE | -54.7212 | 189.1845 | 27.7122 | 0.0029338 | 0.0028597 | FALSE | FALSE | 0.00090467 | FALSE | 0.00090467 | FALSE | FALSE | 18.9705 | FALSE | 18.9705 | 27.7122
2016-12-08 05:00 | 10414.0648 | 28.3918 | 10385.673 | 10177.4893 | 208.1837 | 0.020455 | FALSE | FALSE | 0.025314 | FALSE | 0.025314 | FALSE | FALSE | -54.7212 | FALSE | -54.7212 | 208.1837 | 28.3918 | 0.0027897 | 0.0027189 | FALSE | FALSE | 0.00090467 | FALSE | 0.00090467 | FALSE | FALSE | 18.9705 | FALSE | 18.9705 | 28.3918
2016-12-08 06:00 | 11741.3746 | 29.5926 | 11711.782 | 11470.029 | 241.7531 | 0.021077 | FALSE | FALSE | 0.025314 | FALSE | 0.025314 | FALSE | FALSE | -54.7212 | FALSE | -54.7212 | 241.7531 | 29.5926 | 0.00258 | 0.002514 | FALSE | FALSE | 0.00090467 | FALSE | 0.00090467 | FALSE | FALSE | 18.9705 | FALSE | 18.9705 | 29.5926
2016-12-08 07:00 | 12338.9978 | 30.1332 | 12308.8646 | 12051.9968 | 256.8677 | 0.021313 | FALSE | FALSE | 0.025314 | FALSE | 0.025314 | FALSE | FALSE | -54.7212 | FALSE | -54.7212 | 256.8677 | 30.1332 | 0.0025003 | 0.0024362 | FALSE | FALSE | 0.00090467 | FALSE | 0.00090467 | FALSE | FALSE | 18.9705 | FALSE | 18.9705 | 30.1332
2016-12-08 08:00 | 12293.8942 | 30.0924 | 12263.8018 | 12008.0748 | 255.727 | 0.021296 | FALSE | FALSE | 0.025314 | FALSE | 0.025314 | FALSE | FALSE | -54.7212 | FALSE | -54.7212 | 255.727 | 30.0924 | 0.002506 | 0.0024418 | FALSE | FALSE | 0.00090467 | FALSE | 0.00090467 | FALSE | FALSE | 18.9705 | FALSE | 18.9705 | 30.0924
2016-12-08 09:00 | 12251.8988 | 30.0544 | 12221.8444 | 11967.1795 | 254.6649 | 0.02128 | FALSE | FALSE | 0.025314 | FALSE | 0.025314 | FALSE | FALSE | -54.7212 | FALSE | -54.7212 | 254.6649 | 30.0544 | 0.0025114 | 0.002447 | FALSE | FALSE | 0.00090467 | FALSE | 0.00090467 | FALSE | FALSE | 18.9705 | FALSE | 18.9705 | 30.0544
2016-12-08 10:00 | 12210.0073 | 30.0165 | 12179.9907 | 11926.3854 | 253.6054 | 0.021264 | FALSE | FALSE | 0.025314 | FALSE | 0.025314 | FALSE | FALSE | -54.7212 | FALSE | -54.7212 | 253.6054 | 30.0165 | 0.0025168 | 0.0024523 | FALSE | FALSE | 0.00090467 | FALSE | 0.00090467 | FALSE | FALSE | 18.9705 | FALSE | 18.9705 | 30.0165
2016-12-08 11:00 | 12134.5356 | 29.9482 | 12104.5873 | 11852.8907 | 251.6966 | 0.021235 | FALSE | FALSE | 0.025314 | FALSE | 0.025314 | FALSE | FALSE | -54.7212 | FALSE | -54.7212 | 251.6966 | 29.9482 | 0.0025267 | 0.0024619 | FALSE | FALSE | 0.00090467 | FALSE | 0.00090467 | FALSE | FALSE | 18.9705 | FALSE | 18.9705 | 29.9482
2016-12-08 12:00 | 11986.756 | 29.8146 | 11956.9415 | 11708.9824 | 247.9591 | 0.021177 | FALSE | FALSE | 0.025314 | FALSE | 0.025314 | FALSE | FALSE | -54.7212 | FALSE | -54.7212 | 247.9591 | 29.8146 | 0.0025463 | 0.0024811 | FALSE | FALSE | 0.00090467 | FALSE | 0.00090467 | FALSE | FALSE | 18.9705 | FALSE | 18.9705 | 29.8146
2016-12-08 13:00 | 12028.3433 | 29.8522 | 11998.4911 | 11749.4802 | 249.0109 | 0.021193 | FALSE | FALSE | 0.025314 | FALSE | 0.025314 | FALSE | FALSE | -54.7212 | FALSE | -54.7212 | 249.0109 | 29.8522 | 0.0025407 | 0.0024757 | FALSE | FALSE | 0.00090467 | FALSE | 0.00090467 | FALSE | FALSE | 18.9705 | FALSE | 18.9705 | 29.8522
2016-12-08 14:00 | 12021.1795 | 29.8457 | 11991.3338 | 11742.5041 | 248.8297 | 0.021191 | FALSE | FALSE | 0.025314 | FALSE | 0.025314 | FALSE | FALSE | -54.7212 | FALSE | -54.7212 | 248.8297 | 29.8457 | 0.0025417 | 0.0024766 | FALSE | FALSE | 0.00090467 | FALSE | 0.00090467 | FALSE | FALSE | 18.9705 | FALSE | 18.9705 | 29.8457
2016-12-08 15:00 | 12210.9229 | 30.0174 | 12180.9055 | 11927.277 | 253.6285 | 0.021265 | FALSE | FALSE | 0.025314 | FALSE | 0.025314 | FALSE | FALSE | -54.7212 | FALSE | -54.7212 | 253.6285 | 30.0174 | 0.0025167 | 0.0024522 | FALSE | FALSE | 0.00090467 | FALSE | 0.00090467 | FALSE | FALSE | 18.9705 | FALSE | 18.9705 | 30.0174
2016-12-08 16:00 | 12591.2876 | 30.3615 | 12560.9261 | 12297.6777 | 263.2484 | 0.021406 | FALSE | FALSE | 0.025314 | FALSE | 0.025314 | FALSE | FALSE | -54.7212 | FALSE | -54.7212 | 263.2484 | 30.3615 | 0.0024689 | 0.0024055 | FALSE | FALSE | 0.00090467 | FALSE | 0.00090467 | FALSE | FALSE | 18.9705 | FALSE | 18.9705 | 30.3615
2016-12-08 17:00 | 13519.157 | 31.2936 | 13487.8634 | 13190.8085 | 297.0549 | 0.02252 | FALSE | 0.058254 | FALSE | FALSE | 0.058254 | FALSE | -488.6612 | FALSE | FALSE | -488.6612 | 297.0549 | 31.2936 | 0.0023724 | 0.0023094 | FALSE | 0.0022989 | FALSE | FALSE | 0.0022989 | FALSE | 0.21425 | FALSE | FALSE | 0.21425 | 31.2936
2016-12-08 18:00 | 14009.3772 | 32.4206 | 13976.9567 | 13651.4104 | 325.5463 | 0.023847 | FALSE | 0.058254 | FALSE | FALSE | 0.058254 | FALSE | -488.6612 | FALSE | FALSE | -488.6612 | 325.5463 | 32.4206 | 0.0023749 | 0.0023089 | FALSE | 0.0022989 | FALSE | FALSE | 0.0022989 | FALSE | 0.21425 | FALSE | FALSE | 0.21425 | 32.4206
2016-12-08 19:00 | 14071.5294 | 32.5634 | 14038.966 | 13709.8074 | 329.1586 | 0.024009 | FALSE | 0.058254 | FALSE | FALSE | 0.058254 | FALSE | -488.6612 | FALSE | FALSE | -488.6612 | 329.1586 | 32.5634 | 0.0023752 | 0.0023088 | FALSE | 0.0022989 | FALSE | FALSE | 0.0022989 | FALSE | 0.21425 | FALSE | FALSE | 0.21425 | 32.5634
2016-12-08 20:00 | 13995.8297 | 32.3894 | 13963.4403 | 13638.6814 | 324.7589 | 0.023812 | FALSE | 0.058254 | FALSE | FALSE | 0.058254 | FALSE | -488.6612 | FALSE | FALSE | -488.6612 | 324.7589 | 32.3894 | 0.0023748 | 0.0023089 | FALSE | 0.0022989 | FALSE | FALSE | 0.0022989 | FALSE | 0.21425 | FALSE | FALSE | 0.21425 | 32.3894
2016-12-08 21:00 | 13727.4376 | 31.7724 | 13695.6652 | 13386.5052 | 309.1601 | 0.023095 | FALSE | 0.058254 | FALSE | FALSE | 0.058254 | FALSE | -488.6612 | FALSE | FALSE | -488.6612 | 309.1601 | 31.7724 | 0.0023735 | 0.0023092 | FALSE | 0.0022989 | FALSE | FALSE | 0.0022989 | FALSE | 0.21425 | FALSE | FALSE | 0.21425 | 31.7724
2016-12-08 22:00 | 13088.5253 | 30.8113 | 13057.714 | 12781.8898 | 275.8242 | 0.021579 | FALSE | FALSE | 0.025314 | FALSE | 0.025314 | FALSE | FALSE | -54.7212 | FALSE | -54.7212 | 275.8242 | 30.8113 | 0.0024105 | 0.0023485 | FALSE | FALSE | 0.00090467 | FALSE | 0.00090467 | FALSE | FALSE | 18.9705 | FALSE | 18.9705 | 30.8113
2016-12-08 23:00 | 12495.1485 | 30.2745 | 12464.874 | 12204.057 | 260.817 | 0.021371 | FALSE | FALSE | 0.025314 | FALSE | 0.025314 | FALSE | FALSE | -54.7212 | FALSE | -54.7212 | 260.817 | 30.2745 | 0.0024807 | 0.002417 | FALSE | FALSE | 0.00090467 | FALSE | 0.00090467 | FALSE | FALSE | 18.9705 | FALSE | 18.9705 | 30.2745
2016-12-09 | 12160.1123 | 29.9714 | 12130.141 | 11877.7975 | 252.3435 | 0.021245 | FALSE | FALSE | 0.025314 | FALSE | 0.025314 | FALSE | FALSE | -54.7212 | FALSE | -54.7212 | 252.3435 | 29.9714 | 0.0025233 | 0.0024587 | FALSE | FALSE | 0.00090467 | FALSE | 0.00090467 | FALSE | FALSE | 18.9705 | FALSE | 18.9705 | 29.9714
2016-12-09 01:00 | 12069.8954 | 29.8898 | 12040.0056 | 11789.9439 | 250.0618 | 0.02121 | FALSE | FALSE | 0.025314 | FALSE | 0.025314 | FALSE | FALSE | -54.7212 | FALSE | -54.7212 | 250.0618 | 29.8898 | 0.0025352 | 0.0024703 | FALSE | FALSE | 0.00090467 | FALSE | 0.00090467 | FALSE | FALSE | 18.9705 | FALSE | 18.9705 | 29.8898
2016-12-09 02:00 | 12158.8205 | 29.9702 | 12128.8503 | 11876.5395 | 252.3108 | 0.021244 | FALSE | FALSE | 0.025314 | FALSE | 0.025314 | FALSE | FALSE | -54.7212 | FALSE | -54.7212 | 252.3108 | 29.9702 | 0.0025235 | 0.0024588 | FALSE | FALSE | 0.00090467 | FALSE | 0.00090467 | FALSE | FALSE | 18.9705 | FALSE | 18.9705 | 29.9702
2016-12-09 03:00 | 12402.8135 | 30.191 | 12372.6226 | 12114.1409 | 258.4817 | 0.021337 | FALSE | FALSE | 0.025314 | FALSE | 0.025314 | FALSE | FALSE | -54.7212 | FALSE | -54.7212 | 258.4817 | 30.191 | 0.0024922 | 0.0024283 | FALSE | FALSE | 0.00090467 | FALSE | 0.00090467 | FALSE | FALSE | 18.9705 | FALSE | 18.9705 | 30.191
2016-12-09 04:00 | 12853.8001 | 30.5989 | 12823.2012 | 12553.3135 | 269.8877 | 0.021499 | FALSE | FALSE | 0.025314 | FALSE | 0.025314 | FALSE | FALSE | -54.7212 | FALSE | -54.7212 | 269.8877 | 30.5989 | 0.0024375 | 0.0023749 | FALSE | FALSE | 0.00090467 | FALSE | 0.00090467 | FALSE | FALSE | 18.9705 | FALSE | 18.9705 | 30.5989
2016-12-09 05:00 | 13797.1599 | 31.9327 | 13765.2272 | 13452.0149 | 313.2123 | 0.023284 | FALSE | 0.058254 | FALSE | FALSE | 0.058254 | FALSE | -488.6612 | FALSE | FALSE | -488.6612 | 313.2123 | 31.9327 | 0.0023738 | 0.0023091 | FALSE | 0.0022989 | FALSE | FALSE | 0.0022989 | FALSE | 0.21425 | FALSE | FALSE | 0.21425 | 31.9327
2016-12-09 06:00 | 15300.3424 | 35.3884 | 15264.9541 | 14864.3773 | 400.5767 | 0.026949 | FALSE | 0.058254 | FALSE | FALSE | 0.058254 | FALSE | -488.6612 | FALSE | FALSE | -488.6612 | 400.5767 | 35.3884 | 0.0023807 | 0.0023076 | FALSE | 0.0022989 | FALSE | FALSE | 0.0022989 | FALSE | 0.21425 | FALSE | FALSE | 0.21425 | 35.3884
2016-12-09 07:00 | 15714.5593 | 36.3406 | 15678.2187 | 15253.5678 | 424.6509 | 0.027839 | FALSE | 0.058254 | FALSE | FALSE | 0.058254 | FALSE | -488.6612 | FALSE | FALSE | -488.6612 | 424.6509 | 36.3406 | 0.0023824 | 0.0023072 | FALSE | 0.0022989 | FALSE | FALSE | 0.0022989 | FALSE | 0.21425 | FALSE | FALSE | 0.21425 | 36.3406
2016-12-09 08:00 | 15301.5713 | 35.3912 | 15266.1801 | 14865.532 | 400.6481 | 0.026951 | FALSE | 0.058254 | FALSE | FALSE | 0.058254 | FALSE | -488.6612 | FALSE | FALSE | -488.6612 | 400.6481 | 35.3912 | 0.0023808 | 0.0023076 | FALSE | 0.0022989 | FALSE | FALSE | 0.0022989 | FALSE | 0.21425 | FALSE | FALSE | 0.21425 | 35.3912
2016-12-09 09:00 | 14594.458 | 33.7656 | 14560.6924 | 14201.1414 | 359.551 | 0.025318 | FALSE | 0.058254 | FALSE | FALSE | 0.058254 | FALSE | -488.6612 | FALSE | FALSE | -488.6612 | 359.551 | 33.7656 | 0.0023777 | 0.0023083 | FALSE | 0.0022989 | FALSE | FALSE | 0.0022989 | FALSE | 0.21425 | FALSE | FALSE | 0.21425 | 33.7656
2016-12-09 10:00 | 13950.8841 | 32.2861 | 13918.5981 | 13596.4514 | 322.1467 | 0.023693 | FALSE | 0.058254 | FALSE | FALSE | 0.058254 | FALSE | -488.6612 | FALSE | FALSE | -488.6612 | 322.1467 | 32.2861 | 0.0023746 | 0.0023089 | FALSE | 0.0022989 | FALSE | FALSE | 0.0022989 | FALSE | 0.21425 | FALSE | FALSE | 0.21425 | 32.2861
2016-12-09 11:00 | 13301.2238 | 31.0037 | 13270.2201 | 12985.8437 | 284.3764 | 0.021899 | FALSE | 0.058254 | FALSE | FALSE | 0.058254 | FALSE | -488.6612 | FALSE | FALSE | -488.6612 | 284.3764 | 31.0037 | 0.0023875 | 0.0023255 | FALSE | FALSE | 0.00090467 | FALSE | 0.00090467 | FALSE | FALSE | 18.9705 | FALSE | 18.9705 | 31.0037
2016-12-09 12:00 | 12735.2999 | 30.4917 | 12704.8082 | 12437.9175 | 266.8907 | 0.021458 | FALSE | FALSE | 0.025314 | FALSE | 0.025314 | FALSE | FALSE | -54.7212 | FALSE | -54.7212 | 266.8907 | 30.4917 | 0.0024515 | 0.0023886 | FALSE | FALSE | 0.00090467 | FALSE | 0.00090467 | FALSE | FALSE | 18.9705 | FALSE | 18.9705 | 30.4917
2016-12-09 13:00 | 12365.4948 | 30.1572 | 12335.3376 | 12077.7998 | 257.5379 | 0.021323 | FALSE | FALSE | 0.025314 | FALSE | 0.025314 | FALSE | FALSE | -54.7212 | FALSE | -54.7212 | 257.5379 | 30.1572 | 0.0024969 | 0.0024329 | FALSE | FALSE | 0.00090467 | FALSE | 0.00090467 | FALSE | FALSE | 18.9705 | FALSE | 18.9705 | 30.1572
2016-12-09 14:00 | 12120.9658 | 29.936 | 12091.0298 | 11839.6764 | 251.3534 | 0.02123 | FALSE | FALSE | 0.025314 | FALSE | 0.025314 | FALSE | FALSE | -54.7212 | FALSE | -54.7212 | 251.3534 | 29.936 | 0.0025284 | 0.0024637 | FALSE | FALSE | 0.00090467 | FALSE | 0.00090467 | FALSE | FALSE | 18.9705 | FALSE | 18.9705 | 29.936
2016-12-09 15:00 | 12162.6219 | 29.9737 | 12132.6483 | 11880.2413 | 252.4069 | 0.021246 | FALSE | FALSE | 0.025314 | FALSE | 0.025314 | FALSE | FALSE | -54.7212 | FALSE | -54.7212 | 252.4069 | 29.9737 | 0.002523 | 0.0024583 | FALSE | FALSE | 0.00090467 | FALSE | 0.00090467 | FALSE | FALSE | 18.9705 | FALSE | 18.9705 | 29.9737
2016-12-09 16:00 | 12679.8648 | 30.4416 | 12649.4232 | 12383.9345 | 265.4887 | 0.021438 | FALSE | FALSE | 0.025314 | FALSE | 0.025314 | FALSE | FALSE | -54.7212 | FALSE | -54.7212 | 265.4887 | 30.4416 | 0.0024582 | 0.002395 | FALSE | FALSE | 0.00090467 | FALSE | 0.00090467 | FALSE | FALSE | 18.9705 | FALSE | 18.9705 | 30.4416
2016-12-09 17:00 | 13926.2027 | 32.2293 | 13893.9733 | 13573.2611 | 320.7122 | 0.023628 | FALSE | 0.058254 | FALSE | FALSE | 0.058254 | FALSE | -488.6612 | FALSE | FALSE | -488.6612 | 320.7122 | 32.2293 | 0.0023745 | 0.002309 | FALSE | 0.0022989 | FALSE | FALSE | 0.0022989 | FALSE | 0.21425 | FALSE | FALSE | 0.21425 | 32.2293
2016-12-09 18:00 | 14619.7879 | 33.8238 | 14585.9641 | 14224.9409 | 361.0231 | 0.02538 | FALSE | 0.058254 | FALSE | FALSE | 0.058254 | FALSE | -488.6612 | FALSE | FALSE | -488.6612 | 361.0231 | 33.8238 | 0.0023778 | 0.0023082 | FALSE | 0.0022989 | FALSE | FALSE | 0.0022989 | FALSE | 0.21425 | FALSE | FALSE | 0.21425 | 33.8238
2016-12-09 19:00 | 14726.1888 | 34.0684 | 14692.1203 | 14324.9132 | 367.2071 | 0.025634 | FALSE | 0.058254 | FALSE | FALSE | 0.058254 | FALSE | -488.6612 | FALSE | FALSE | -488.6612 | 367.2071 | 34.0684 | 0.0023783 | 0.0023081 | FALSE | 0.0022989 | FALSE | FALSE | 0.0022989 | FALSE | 0.21425 | FALSE | FALSE | 0.21425 | 34.0684
2016-12-09 20:00 | 14804.592 | 34.2487 | 14770.3434 | 14398.5795 | 371.7639 | 0.025819 | FALSE | 0.058254 | FALSE | FALSE | 0.058254 | FALSE | -488.6612 | FALSE | FALSE | -488.6612 | 371.7639 | 34.2487 | 0.0023786 | 0.002308 | FALSE | 0.0022989 | FALSE | FALSE | 0.0022989 | FALSE | 0.21425 | FALSE | FALSE | 0.21425 | 34.2487
2016-12-09 21:00 | 14682.721 | 33.9685 | 14648.7525 | 14284.0717 | 364.6808 | 0.025531 | FALSE | 0.058254 | FALSE | FALSE | 0.058254 | FALSE | -488.6612 | FALSE | FALSE | -488.6612 | 364.6808 | 33.9685 | 0.0023781 | 0.0023082 | FALSE | 0.0022989 | FALSE | FALSE | 0.0022989 | FALSE | 0.21425 | FALSE | FALSE | 0.21425 | 33.9685
2016-12-09 22:00 | 14281.8582 | 33.047 | 14248.8112 | 13907.4284 | 341.3828 | 0.024547 | FALSE | 0.058254 | FALSE | FALSE | 0.058254 | FALSE | -488.6612 | FALSE | FALSE | -488.6612 | 341.3828 | 33.047 | 0.0023762 | 0.0023086 | FALSE | 0.0022989 | FALSE | FALSE | 0.0022989 | FALSE | 0.21425 | FALSE | FALSE | 0.21425 | 33.047
2016-12-09 23:00 | 13823.9071 | 31.9942 | 13791.9129 | 13477.1461 | 314.7668 | 0.023356 | FALSE | 0.058254 | FALSE | FALSE | 0.058254 | FALSE | -488.6612 | FALSE | FALSE | -488.6612 | 314.7668 | 31.9942 | 0.002374 | 0.0023091 | FALSE | 0.0022989 | FALSE | FALSE | 0.0022989 | FALSE | 0.21425 | FALSE | FALSE | 0.21425 | 31.9942
2016-12-10 | 13505.2705 | 31.2617 | 13474.0089 | 13177.7611 | 296.2478 | 0.022481 | FALSE | 0.058254 | FALSE | FALSE | 0.058254 | FALSE | -488.6612 | FALSE | FALSE | -488.6612 | 296.2478 | 31.2617 | 0.0023723 | 0.0023094 | FALSE | 0.0022989 | FALSE | FALSE | 0.0022989 | FALSE | 0.21425 | FALSE | FALSE | 0.21425 | 31.2617
2016-12-10 01:00 | 13448.9634 | 31.1374 | 13417.826 | 13124.8511 | 292.9749 | 0.022322 | FALSE | 0.058254 | FALSE | FALSE | 0.058254 | FALSE | -488.6612 | FALSE | FALSE | -488.6612 | 292.9749 | 31.1374 | 0.0023724 | 0.0023099 | FALSE | FALSE | 0.00090467 | FALSE | 0.00090467 | FALSE | FALSE | 18.9705 | FALSE | 18.9705 | 31.1374
2016-12-10 02:00 | 13544.6527 | 31.3522 | 13513.3005 | 13214.7639 | 298.5367 | 0.022591 | FALSE | 0.058254 | FALSE | FALSE | 0.058254 | FALSE | -488.6612 | FALSE | FALSE | -488.6612 | 298.5367 | 31.3522 | 0.0023725 | 0.0023094 | FALSE | 0.0022989 | FALSE | FALSE | 0.0022989 | FALSE | 0.21425 | FALSE | FALSE | 0.21425 | 31.3522
2016-12-10 03:00 | 13780.4799 | 31.8943 | 13748.5856 | 13436.3427 | 312.2429 | 0.023239 | FALSE | 0.058254 | FALSE | FALSE | 0.058254 | FALSE | -488.6612 | FALSE | FALSE | -488.6612 | 312.2429 | 31.8943 | 0.0023737 | 0.0023091 | FALSE | 0.0022989 | FALSE | FALSE | 0.0022989 | FALSE | 0.21425 | FALSE | FALSE | 0.21425 | 31.8943
2016-12-10 04:00 | 14147.0842 | 32.7371 | 14114.347 | 13780.7973 | 333.5498 | 0.024204 | FALSE | 0.058254 | FALSE | FALSE | 0.058254 | FALSE | -488.6612 | FALSE | FALSE | -488.6612 | 333.5498 | 32.7371 | 0.0023756 | 0.0023087 | FALSE | 0.0022989 | FALSE | FALSE | 0.0022989 | FALSE | 0.21425 | FALSE | FALSE | 0.21425 | 32.7371
2016-12-10 05:00 | 14733.1291 | 34.0844 | 14699.0447 | 14331.4342 | 367.6105 | 0.025651 | FALSE | 0.058254 | FALSE | FALSE | 0.058254 | FALSE | -488.6612 | FALSE | FALSE | -488.6612 | 367.6105 | 34.0844 | 0.0023783 | 0.0023081 | FALSE | 0.0022989 | FALSE | FALSE | 0.0022989 | FALSE | 0.21425 | FALSE | FALSE | 0.21425 | 34.0844
2016-12-10 06:00 | 15443.5742 | 35.7176 | 15407.8565 | 14998.9552 | 408.9013 | 0.027262 | FALSE | 0.058254 | FALSE | FALSE | 0.058254 | FALSE | -488.6612 | FALSE | FALSE | -488.6612 | 408.9013 | 35.7176 | 0.0023813 | 0.0023074 | FALSE | 0.0022989 | FALSE | FALSE | 0.0022989 | FALSE | 0.21425 | FALSE | FALSE | 0.21425 | 35.7176
2016-12-10 07:00 | 16049.0538 | 37.1096 | 16011.9442 | 15567.8526 | 444.0916 | 0.028526 | FALSE | 0.058254 | FALSE | FALSE | 0.058254 | FALSE | -488.6612 | FALSE | FALSE | -488.6612 | 444.0916 | 37.1096 | 0.0023837 | 0.0023069 | FALSE | 0.0022989 | FALSE | FALSE | 0.0022989 | FALSE | 0.21425 | FALSE | FALSE | 0.21425 | 37.1096
2016-12-10 08:00 | 16073.1049 | 37.1649 | 16035.94 | 15590.4506 | 445.4894 | 0.028575 | FALSE | 0.058254 | FALSE | FALSE | 0.058254 | FALSE | -488.6612 | FALSE | FALSE | -488.6612 | 445.4894 | 37.1649 | 0.0023838 | 0.0023069 | FALSE | 0.0022989 | FALSE | FALSE | 0.0022989 | FALSE | 0.21425 | FALSE | FALSE | 0.21425 | 37.1649
2016-12-10 09:00 | 15136.7829 | 35.0124 | 15101.7706 | 14710.6999 | 391.0707 | 0.026584 | FALSE | 0.058254 | FALSE | FALSE | 0.058254 | FALSE | -488.6612 | FALSE | FALSE | -488.6612 | 391.0707 | 35.0124 | 0.0023801 | 0.0023077 | FALSE | 0.0022989 | FALSE | FALSE | 0.0022989 | FALSE | 0.21425 | FALSE | FALSE | 0.21425 | 35.0124
2016-12-10 10:00 | 14097.1376 | 32.6223 | 14064.5152 | 13733.8684 | 330.6469 | 0.024075 | FALSE | 0.058254 | FALSE | FALSE | 0.058254 | FALSE | -488.6612 | FALSE | FALSE | -488.6612 | 330.6469 | 32.6223 | 0.0023753 | 0.0023088 | FALSE | 0.0022989 | FALSE | FALSE | 0.0022989 | FALSE | 0.21425 | FALSE | FALSE | 0.21425 | 32.6223
2016-12-10 11:00 | 13146.0051 | 30.8633 | 13115.1418 | 12837.8639 | 277.278 | 0.021598 | FALSE | FALSE | 0.025314 | FALSE | 0.025314 | FALSE | FALSE | -54.7212 | FALSE | -54.7212 | 277.278 | 30.8633 | 0.0024041 | 0.0023422 | FALSE | FALSE | 0.00090467 | FALSE | 0.00090467 | FALSE | FALSE | 18.9705 | FALSE | 18.9705 | 30.8633
2016-12-10 12:00 | 12377.5601 | 30.1681 | 12347.392 | 12089.549 | 257.843 | 0.021328 | FALSE | FALSE | 0.025314 | FALSE | 0.025314 | FALSE | FALSE | -54.7212 | FALSE | -54.7212 | 257.843 | 30.1681 | 0.0024954 | 0.0024314 | FALSE | FALSE | 0.00090467 | FALSE | 0.00090467 | FALSE | FALSE | 18.9705 | FALSE | 18.9705 | 30.1681
2016-12-10 13:00 | 11798.4533 | 29.6442 | 11768.8091 | 11525.6124 | 243.1966 | 0.021101 | FALSE | FALSE | 0.025314 | FALSE | 0.025314 | FALSE | FALSE | -54.7212 | FALSE | -54.7212 | 243.1966 | 29.6442 | 0.002572 | 0.0025063 | FALSE | FALSE | 0.00090467 | FALSE | 0.00090467 | FALSE | FALSE | 18.9705 | FALSE | 18.9705 | 29.6442
2016-12-10 14:00 | 11438.6361 | 29.3187 | 11409.3174 | 11175.221 | 234.0964 | 0.020948 | FALSE | FALSE | 0.025314 | FALSE | 0.025314 | FALSE | FALSE | -54.7212 | FALSE | -54.7212 | 234.0964 | 29.3187 | 0.0026235 | 0.0025566 | FALSE | FALSE | 0.00090467 | FALSE | 0.00090467 | FALSE | FALSE | 18.9705 | FALSE | 18.9705 | 29.3187
2016-12-10 15:00 | 11431.8993 | 29.3126 | 11402.5867 | 11168.6607 | 233.926 | 0.020945 | FALSE | FALSE | 0.025314 | FALSE | 0.025314 | FALSE | FALSE | -54.7212 | FALSE | -54.7212 | 233.926 | 29.3126 | 0.0026245 | 0.0025575 | FALSE | FALSE | 0.00090467 | FALSE | 0.00090467 | FALSE | FALSE | 18.9705 | FALSE | 18.9705 | 29.3126
2016-12-10 16:00 | 11927.7935 | 29.7612 | 11898.0323 | 11651.5645 | 246.4678 | 0.021153 | FALSE | FALSE | 0.025314 | FALSE | 0.025314 | FALSE | FALSE | -54.7212 | FALSE | -54.7212 | 246.4678 | 29.7612 | 0.0025543 | 0.0024889 | FALSE | FALSE | 0.00090467 | FALSE | 0.00090467 | FALSE | FALSE | 18.9705 | FALSE | 18.9705 | 29.7612
2016-12-10 17:00 | 13152.071 | 30.8688 | 13121.2022 | 12843.7708 | 277.4314 | 0.0216 | FALSE | FALSE | 0.025314 | FALSE | 0.025314 | FALSE | FALSE | -54.7212 | FALSE | -54.7212 | 277.4314 | 30.8688 | 0.0024034 | 0.0023416 | FALSE | FALSE | 0.00090467 | FALSE | 0.00090467 | FALSE | FALSE | 18.9705 | FALSE | 18.9705 | 30.8688
2016-12-10 18:00 | 13884.1328 | 32.1326 | 13852.0001 | 13533.733 | 318.2671 | 0.023517 | FALSE | 0.058254 | FALSE | FALSE | 0.058254 | FALSE | -488.6612 | FALSE | FALSE | -488.6612 | 318.2671 | 32.1326 | 0.0023743 | 0.002309 | FALSE | 0.0022989 | FALSE | FALSE | 0.0022989 | FALSE | 0.21425 | FALSE | FALSE | 0.21425 | 32.1326
2016-12-10 19:00 | 14101.2009 | 32.6316 | 14068.5693 | 13737.6862 | 330.8831 | 0.024086 | FALSE | 0.058254 | FALSE | FALSE | 0.058254 | FALSE | -488.6612 | FALSE | FALSE | -488.6612 | 330.8831 | 32.6316 | 0.0023753 | 0.0023088 | FALSE | 0.0022989 | FALSE | FALSE | 0.0022989 | FALSE | 0.21425 | FALSE | FALSE | 0.21425 | 32.6316
2016-12-10 20:00 | 14224.6493 | 32.9154 | 14191.7339 | 13853.676 | 338.0578 | 0.024402 | FALSE | 0.058254 | FALSE | FALSE | 0.058254 | FALSE | -488.6612 | FALSE | FALSE | -488.6612 | 338.0578 | 32.9154 | 0.0023759 | 0.0023086 | FALSE | 0.0022989 | FALSE | FALSE | 0.0022989 | FALSE | 0.21425 | FALSE | FALSE | 0.21425 | 32.9154
2016-12-10 21:00 | 14197.3581 | 32.8527 | 14164.5054 | 13828.0337 | 336.4717 | 0.024333 | FALSE | 0.058254 | FALSE | FALSE | 0.058254 | FALSE | -488.6612 | FALSE | FALSE | -488.6612 | 336.4717 | 32.8527 | 0.0023758 | 0.0023087 | FALSE | 0.0022989 | FALSE | FALSE | 0.0022989 | FALSE | 0.21425 | FALSE | FALSE | 0.21425 | 32.8527
2016-12-10 22:00 | 13940.2986 | 32.2617 | 13908.0369 | 13586.5054 | 321.5315 | 0.023666 | FALSE | 0.058254 | FALSE | FALSE | 0.058254 | FALSE | -488.6612 | FALSE | FALSE | -488.6612 | 321.5315 | 32.2617 | 0.0023745 | 0.0023089 | FALSE | 0.0022989 | FALSE | FALSE | 0.0022989 | FALSE | 0.21425 | FALSE | FALSE | 0.21425 | 32.2617
2016-12-10 23:00 | 13540.1569 | 31.3419 | 13508.8151 | 13210.5397 | 298.2754 | 0.022579 | FALSE | 0.058254 | FALSE | FALSE | 0.058254 | FALSE | -488.6612 | FALSE | FALSE | -488.6612 | 298.2754 | 31.3419 | 0.0023725 | 0.0023094 | FALSE | 0.0022989 | FALSE | FALSE | 0.0022989 | FALSE | 0.21425 | FALSE | FALSE | 0.21425 | 31.3419
2016-12-11 | 13264.7911 | 30.9708 | 13233.8203 | 12951.5644 | 282.256 | 0.021793 | FALSE | 0.058254 | FALSE | FALSE | 0.058254 | FALSE | -488.6612 | FALSE | FALSE | -488.6612 | 282.256 | 30.9708 | 0.0023913 | 0.0023294 | FALSE | FALSE | 0.00090467 | FALSE | 0.00090467 | FALSE | FALSE | 18.9705 | FALSE | 18.9705 | 30.9708
2016-12-11 01:00 | 13166.5805 | 30.8819 | 13135.6986 | 12857.9002 | 277.7983 | 0.021605 | FALSE | FALSE | 0.025314 | FALSE | 0.025314 | FALSE | FALSE | -54.7212 | FALSE | -54.7212 | 277.7983 | 30.8819 | 0.0024018 | 0.00234 | FALSE | FALSE | 0.00090467 | FALSE | 0.00090467 | FALSE | FALSE | 18.9705 | FALSE | 18.9705 | 30.8819
2016-12-11 02:00 | 13230.4223 | 30.9397 | 13199.4826 | 12919.227 | 280.2557 | 0.021693 | FALSE | 0.058254 | FALSE | FALSE | 0.058254 | FALSE | -488.6612 | FALSE | FALSE | -488.6612 | 280.2557 | 30.9397 | 0.0023949 | 0.0023331 | FALSE | FALSE | 0.00090467 | FALSE | 0.00090467 | FALSE | FALSE | 18.9705 | FALSE | 18.9705 | 30.9397
2016-12-11 03:00 | 13383.1879 | 31.0779 | 13352.11 | 13062.9633 | 289.1468 | 0.022135 | FALSE | 0.058254 | FALSE | FALSE | 0.058254 | FALSE | -488.6612 | FALSE | FALSE | -488.6612 | 289.1468 | 31.0779 | 0.0023791 | 0.0023168 | FALSE | FALSE | 0.00090467 | FALSE | 0.00090467 | FALSE | FALSE | 18.9705 | FALSE | 18.9705 | 31.0779
2016-12-11 04:00 | 13639.4821 | 31.5702 | 13607.9119 | 13303.8638 | 304.0481 | 0.022854 | FALSE | 0.058254 | FALSE | FALSE | 0.058254 | FALSE | -488.6612 | FALSE | FALSE | -488.6612 | 304.0481 | 31.5702 | 0.002373 | 0.0023093 | FALSE | 0.0022989 | FALSE | FALSE | 0.0022989 | FALSE | 0.21425 | FALSE | FALSE | 0.21425 | 31.5702
2016-12-11 05:00 | 14044.9019 | 32.5022 | 14012.3997 | 13684.7887 | 327.611 | 0.02394 | FALSE | 0.058254 | FALSE | FALSE | 0.058254 | FALSE | -488.6612 | FALSE | FALSE | -488.6612 | 327.611 | 32.5022 | 0.0023751 | 0.0023088 | FALSE | 0.0022989 | FALSE | FALSE | 0.0022989 | FALSE | 0.21425 | FALSE | FALSE | 0.21425 | 32.5022
2016-12-11 06:00 | 14610.5374 | 33.8026 | 14576.7348 | 14216.2493 | 360.4855 | 0.025357 | FALSE | 0.058254 | FALSE | FALSE | 0.058254 | FALSE | -488.6612 | FALSE | FALSE | -488.6612 | 360.4855 | 33.8026 | 0.0023777 | 0.0023082 | FALSE | 0.0022989 | FALSE | FALSE | 0.0022989 | FALSE | 0.21425 | FALSE | FALSE | 0.21425 | 33.8026
2016-12-11 07:00 | 15135.9338 | 35.0104 | 15100.9234 | 14709.902 | 391.0214 | 0.026582 | FALSE | 0.058254 | FALSE | FALSE | 0.058254 | FALSE | -488.6612 | FALSE | FALSE | -488.6612 | 391.0214 | 35.0104 | 0.0023801 | 0.0023077 | FALSE | 0.0022989 | FALSE | FALSE | 0.0022989 | FALSE | 0.21425 | FALSE | FALSE | 0.21425 | 35.0104
2016-12-11 08:00 | 15281.7268 | 35.3456 | 15246.3813 | 14846.8865 | 399.4948 | 0.026908 | FALSE | 0.058254 | FALSE | FALSE | 0.058254 | FALSE | -488.6612 | FALSE | FALSE | -488.6612 | 399.4948 | 35.3456 | 0.0023807 | 0.0023076 | FALSE | 0.0022989 | FALSE | FALSE | 0.0022989 | FALSE | 0.21425 | FALSE | FALSE | 0.21425 | 35.3456
2016-12-11 09:00 | 14370.2882 | 33.2503 | 14337.038 | 13990.5157 | 346.5223 | 0.024768 | FALSE | 0.058254 | FALSE | FALSE | 0.058254 | FALSE | -488.6612 | FALSE | FALSE | -488.6612 | 346.5223 | 33.2503 | 0.0023766 | 0.0023085 | FALSE | 0.0022989 | FALSE | FALSE | 0.0022989 | FALSE | 0.21425 | FALSE | FALSE | 0.21425 | 33.2503
2016-12-11 10:00 | 13297.1266 | 31 | 13266.1266 | 12981.9887 | 284.1379 | 0.021887 | FALSE | 0.058254 | FALSE | FALSE | 0.058254 | FALSE | -488.6612 | FALSE | FALSE | -488.6612 | 284.1379 | 31 | 0.0023879 | 0.0023259 | FALSE | FALSE | 0.00090467 | FALSE | 0.00090467 | FALSE | FALSE | 18.9705 | FALSE | 18.9705 | 31
2016-12-11 11:00 | 12660.3086 | 30.4239 | 12629.8847 | 12364.8906 | 264.9941 | 0.021431 | FALSE | FALSE | 0.025314 | FALSE | 0.025314 | FALSE | FALSE | -54.7212 | FALSE | -54.7212 | 264.9941 | 30.4239 | 0.0024605 | 0.0023973 | FALSE | FALSE | 0.00090467 | FALSE | 0.00090467 | FALSE | FALSE | 18.9705 | FALSE | 18.9705 | 30.4239
2016-12-11 12:00 | 12481.7599 | 30.2624 | 12451.4975 | 12191.0192 | 260.4784 | 0.021366 | FALSE | FALSE | 0.025314 | FALSE | 0.025314 | FALSE | FALSE | -54.7212 | FALSE | -54.7212 | 260.4784 | 30.2624 | 0.0024823 | 0.0024187 | FALSE | FALSE | 0.00090467 | FALSE | 0.00090467 | FALSE | FALSE | 18.9705 | FALSE | 18.9705 | 30.2624
2016-12-11 13:00 | 12334.3333 | 30.129 | 12304.2043 | 12047.4545 | 256.7497 | 0.021312 | FALSE | FALSE | 0.025314 | FALSE | 0.025314 | FALSE | FALSE | -54.7212 | FALSE | -54.7212 | 256.7497 | 30.129 | 0.0025009 | 0.0024367 | FALSE | FALSE | 0.00090467 | FALSE | 0.00090467 | FALSE | FALSE | 18.9705 | FALSE | 18.9705 | 30.129
2016-12-11 14:00 | 12304.3297 | 30.1019 | 12274.2278 | 12018.2369 | 255.9909 | 0.0213 | FALSE | FALSE | 0.025314 | FALSE | 0.025314 | FALSE | FALSE | -54.7212 | FALSE | -54.7212 | 255.9909 | 30.1019 | 0.0025047 | 0.0024405 | FALSE | FALSE | 0.00090467 | FALSE | 0.00090467 | FALSE | FALSE | 18.9705 | FALSE | 18.9705 | 30.1019
2016-12-11 15:00 | 12378.6774 | 30.1691 | 12348.5083 | 12090.6371 | 257.8713 | 0.021328 | FALSE | FALSE | 0.025314 | FALSE | 0.025314 | FALSE | FALSE | -54.7212 | FALSE | -54.7212 | 257.8713 | 30.1691 | 0.0024952 | 0.0024313 | FALSE | FALSE | 0.00090467 | FALSE | 0.00090467 | FALSE | FALSE | 18.9705 | FALSE | 18.9705 | 30.1691
2016-12-11 16:00 | 12710.308 | 30.4691 | 12679.8388 | 12413.5802 | 266.2586 | 0.021449 | FALSE | FALSE | 0.025314 | FALSE | 0.025314 | FALSE | FALSE | -54.7212 | FALSE | -54.7212 | 266.2586 | 30.4691 | 0.0024545 | 0.0023915 | FALSE | FALSE | 0.00090467 | FALSE | 0.00090467 | FALSE | FALSE | 18.9705 | FALSE | 18.9705 | 30.4691
2016-12-11 17:00 | 13530.4056 | 31.3194 | 13499.0862 | 13201.3776 | 297.7086 | 0.022551 | FALSE | 0.058254 | FALSE | FALSE | 0.058254 | FALSE | -488.6612 | FALSE | FALSE | -488.6612 | 297.7086 | 31.3194 | 0.0023724 | 0.0023094 | FALSE | 0.0022989 | FALSE | FALSE | 0.0022989 | FALSE | 0.21425 | FALSE | FALSE | 0.21425 | 31.3194
2016-12-11 18:00 | 13747.9607 | 31.8196 | 13716.1411 | 13405.7883 | 310.3529 | 0.023151 | FALSE | 0.058254 | FALSE | FALSE | 0.058254 | FALSE | -488.6612 | FALSE | FALSE | -488.6612 | 310.3529 | 31.8196 | 0.0023736 | 0.0023091 | FALSE | 0.0022989 | FALSE | FALSE | 0.0022989 | FALSE | 0.21425 | FALSE | FALSE | 0.21425 | 31.8196
2016-12-11 19:00 | 13686.8502 | 31.6791 | 13655.1711 | 13348.3699 | 306.8011 | 0.022984 | FALSE | 0.058254 | FALSE | FALSE | 0.058254 | FALSE | -488.6612 | FALSE | FALSE | -488.6612 | 306.8011 | 31.6791 | 0.0023733 | 0.0023092 | FALSE | 0.0022989 | FALSE | FALSE | 0.0022989 | FALSE | 0.21425 | FALSE | FALSE | 0.21425 | 31.6791
2016-12-11 20:00 | 13501.2154 | 31.2523 | 13469.9631 | 13173.951 | 296.0121 | 0.02247 | FALSE | 0.058254 | FALSE | FALSE | 0.058254 | FALSE | -488.6612 | FALSE | FALSE | -488.6612 | 296.0121 | 31.2523 | 0.0023723 | 0.0023094 | FALSE | 0.0022989 | FALSE | FALSE | 0.0022989 | FALSE | 0.21425 | FALSE | FALSE | 0.21425 | 31.2523
2016-12-11 21:00 | 13004.5598 | 30.7353 | 12973.8245 | 12700.1238 | 273.7006 | 0.021551 | FALSE | FALSE | 0.025314 | FALSE | 0.025314 | FALSE | FALSE | -54.7212 | FALSE | -54.7212 | 273.7006 | 30.7353 | 0.0024201 | 0.0023579 | FALSE | FALSE | 0.00090467 | FALSE | 0.00090467 | FALSE | FALSE | 18.9705 | FALSE | 18.9705 | 30.7353
2016-12-11 22:00 | 12310.5825 | 30.1075 | 12280.475 | 12024.3259 | 256.1491 | 0.021303 | FALSE | FALSE | 0.025314 | FALSE | 0.025314 | FALSE | FALSE | -54.7212 | FALSE | -54.7212 | 256.1491 | 30.1075 | 0.0025039 | 0.0024397 | FALSE | FALSE | 0.00090467 | FALSE | 0.00090467 | FALSE | FALSE | 18.9705 | FALSE | 18.9705 | 30.1075
2016-12-11 23:00 | 11633.3029 | 29.4948 | 11603.8081 | 11364.7884 | 239.0198 | 0.021032 | FALSE | FALSE | 0.025314 | FALSE | 0.025314 | FALSE | FALSE | -54.7212 | FALSE | -54.7212 | 239.0198 | 29.4948 | 0.0025953 | 0.002529 | FALSE | FALSE | 0.00090467 | FALSE | 0.00090467 | FALSE | FALSE | 18.9705 | FALSE | 18.9705 | 29.4948
2016-12-12 | 11178.7947 | 29.0836 | 11149.7111 | 10922.1864 | 227.5247 | 0.020831 | FALSE | FALSE | 0.025314 | FALSE | 0.025314 | FALSE | FALSE | -54.7212 | FALSE | -54.7212 | 227.5247 | 29.0836 | 0.0026628 | 0.0025949 | FALSE | FALSE | 0.00090467 | FALSE | 0.00090467 | FALSE | FALSE | 18.9705 | FALSE | 18.9705 | 29.0836
2016-12-12 01:00 | 10902.4496 | 28.8336 | 10873.616 | 10653.0804 | 220.5356 | 0.020702 | FALSE | FALSE | 0.025314 | FALSE | 0.025314 | FALSE | FALSE | -54.7212 | FALSE | -54.7212 | 220.5356 | 28.8336 | 0.0027066 | 0.0026377 | FALSE | FALSE | 0.00090467 | FALSE | 0.00090467 | FALSE | FALSE | 18.9705 | FALSE | 18.9705 | 28.8336
2016-12-12 02:00 | 10788.3377 | 28.7304 | 10759.6073 | 10541.9578 | 217.6495 | 0.020646 | FALSE | FALSE | 0.025314 | FALSE | 0.025314 | FALSE | FALSE | -54.7212 | FALSE | -54.7212 | 217.6495 | 28.7304 | 0.0027253 | 0.002656 | FALSE | FALSE | 0.00090467 | FALSE | 0.00090467 | FALSE | FALSE | 18.9705 | FALSE | 18.9705 | 28.7304
2016-12-12 03:00 | 10823.6816 | 28.7624 | 10794.9193 | 10576.3758 | 218.5434 | 0.020663 | FALSE | FALSE | 0.025314 | FALSE | 0.025314 | FALSE | FALSE | -54.7212 | FALSE | -54.7212 | 218.5434 | 28.7624 | 0.0027195 | 0.0026503 | FALSE | FALSE | 0.00090467 | FALSE | 0.00090467 | FALSE | FALSE | 18.9705 | FALSE | 18.9705 | 28.7624
2016-12-12 04:00 | 11092.5288 | 29.0056 | 11063.5233 | 10838.1804 | 225.3429 | 0.020792 | FALSE | FALSE | 0.025314 | FALSE | 0.025314 | FALSE | FALSE | -54.7212 | FALSE | -54.7212 | 225.3429 | 29.0056 | 0.0026762 | 0.0026081 | FALSE | FALSE | 0.00090467 | FALSE | 0.00090467 | FALSE | FALSE | 18.9705 | FALSE | 18.9705 | 29.0056
2016-12-12 05:00 | 11829.7475 | 29.6725 | 11800.075 | 11556.0869 | 243.9881 | 0.021113 | FALSE | FALSE | 0.025314 | FALSE | 0.025314 | FALSE | FALSE | -54.7212 | FALSE | -54.7212 | 243.9881 | 29.6725 | 0.0025677 | 0.002502 | FALSE | FALSE | 0.00090467 | FALSE | 0.00090467 | FALSE | FALSE | 18.9705 | FALSE | 18.9705 | 29.6725
2016-12-12 06:00 | 13109.5258 | 30.8303 | 13078.6955 | 12802.3402 | 276.3554 | 0.021586 | FALSE | FALSE | 0.025314 | FALSE | 0.025314 | FALSE | FALSE | -54.7212 | FALSE | -54.7212 | 276.3554 | 30.8303 | 0.0024082 | 0.0023462 | FALSE | FALSE | 0.00090467 | FALSE | 0.00090467 | FALSE | FALSE | 18.9705 | FALSE | 18.9705 | 30.8303
2016-12-12 07:00 | 13613.2164 | 31.5098 | 13581.7066 | 13279.185 | 302.5216 | 0.022782 | FALSE | 0.058254 | FALSE | FALSE | 0.058254 | FALSE | -488.6612 | FALSE | FALSE | -488.6612 | 302.5216 | 31.5098 | 0.0023729 | 0.0023093 | FALSE | 0.0022989 | FALSE | FALSE | 0.0022989 | FALSE | 0.21425 | FALSE | FALSE | 0.21425 | 31.5098
2016-12-12 08:00 | 13383.1528 | 31.0778 | 13352.0749 | 13062.9302 | 289.1447 | 0.022135 | FALSE | 0.058254 | FALSE | FALSE | 0.058254 | FALSE | -488.6612 | FALSE | FALSE | -488.6612 | 289.1447 | 31.0778 | 0.0023791 | 0.0023168 | FALSE | FALSE | 0.00090467 | FALSE | 0.00090467 | FALSE | FALSE | 18.9705 | FALSE | 18.9705 | 31.0778
2016-12-12 09:00 | 13260.1835 | 30.9666 | 13229.2169 | 12947.2292 | 281.9878 | 0.02178 | FALSE | 0.058254 | FALSE | FALSE | 0.058254 | FALSE | -488.6612 | FALSE | FALSE | -488.6612 | 281.9878 | 30.9666 | 0.0023918 | 0.0023299 | FALSE | FALSE | 0.00090467 | FALSE | 0.00090467 | FALSE | FALSE | 18.9705 | FALSE | 18.9705 | 30.9666
2016-12-12 10:00 | 13106.9896 | 30.828 | 13076.1616 | 12799.8704 | 276.2912 | 0.021585 | FALSE | FALSE | 0.025314 | FALSE | 0.025314 | FALSE | FALSE | -54.7212 | FALSE | -54.7212 | 276.2912 | 30.828 | 0.0024085 | 0.0023465 | FALSE | FALSE | 0.00090467 | FALSE | 0.00090467 | FALSE | FALSE | 18.9705 | FALSE | 18.9705 | 30.828
2016-12-12 11:00 | 12752.2817 | 30.5071 | 12721.7746 | 12454.4544 | 267.3202 | 0.021464 | FALSE | FALSE | 0.025314 | FALSE | 0.025314 | FALSE | FALSE | -54.7212 | FALSE | -54.7212 | 267.3202 | 30.5071 | 0.0024495 | 0.0023866 | FALSE | FALSE | 0.00090467 | FALSE | 0.00090467 | FALSE | FALSE | 18.9705 | FALSE | 18.9705 | 30.5071
2016-12-12 12:00 | 12186.8339 | 29.9956 | 12156.8383 | 11903.819 | 253.0193 | 0.021255 | FALSE | FALSE | 0.025314 | FALSE | 0.025314 | FALSE | FALSE | -54.7212 | FALSE | -54.7212 | 253.0193 | 29.9956 | 0.0025198 | 0.0024553 | FALSE | FALSE | 0.00090467 | FALSE | 0.00090467 | FALSE | FALSE | 18.9705 | FALSE | 18.9705 | 29.9956
2016-12-12 13:00 | 11662.1045 | 29.5209 | 11632.5837 | 11392.8355 | 239.7482 | 0.021044 | FALSE | FALSE | 0.025314 | FALSE | 0.025314 | FALSE | FALSE | -54.7212 | FALSE | -54.7212 | 239.7482 | 29.5209 | 0.0025912 | 0.002525 | FALSE | FALSE | 0.00090467 | FALSE | 0.00090467 | FALSE | FALSE | 18.9705 | FALSE | 18.9705 | 29.5209
2016-12-12 14:00 | 11307.7911 | 29.2003 | 11278.5908 | 11047.8036 | 230.7872 | 0.02089 | FALSE | FALSE | 0.025314 | FALSE | 0.025314 | FALSE | FALSE | -54.7212 | FALSE | -54.7212 | 230.7872 | 29.2003 | 0.0026431 | 0.0025757 | FALSE | FALSE | 0.00090467 | FALSE | 0.00090467 | FALSE | FALSE | 18.9705 | FALSE | 18.9705 | 29.2003
2016-12-12 15:00 | 11179.6799 | 29.0844 | 11150.5955 | 10923.0484 | 227.5471 | 0.020832 | FALSE | FALSE | 0.025314 | FALSE | 0.025314 | FALSE | FALSE | -54.7212 | FALSE | -54.7212 | 227.5471 | 29.0844 | 0.0026627 | 0.0025948 | FALSE | FALSE | 0.00090467 | FALSE | 0.00090467 | FALSE | FALSE | 18.9705 | FALSE | 18.9705 | 29.0844
2016-12-12 16:00 | 11334.1216 | 29.2241 | 11304.8974 | 11073.4443 | 231.4531 | 0.020902 | FALSE | FALSE | 0.025314 | FALSE | 0.025314 | FALSE | FALSE | -54.7212 | FALSE | -54.7212 | 231.4531 | 29.2241 | 0.0026391 | 0.0025718 | FALSE | FALSE | 0.00090467 | FALSE | 0.00090467 | FALSE | FALSE | 18.9705 | FALSE | 18.9705 | 29.2241
2016-12-12 17:00 | 12183.3007 | 29.9924 | 12153.3083 | 11900.3784 | 252.9299 | 0.021254 | FALSE | FALSE | 0.025314 | FALSE | 0.025314 | FALSE | FALSE | -54.7212 | FALSE | -54.7212 | 252.9299 | 29.9924 | 0.0025203 | 0.0024557 | FALSE | FALSE | 0.00090467 | FALSE | 0.00090467 | FALSE | FALSE | 18.9705 | FALSE | 18.9705 | 29.9924
2016-12-12 18:00 | 12759.9536 | 30.514 | 12729.4396 | 12461.9254 | 267.5142 | 0.021467 | FALSE | FALSE | 0.025314 | FALSE | 0.025314 | FALSE | FALSE | -54.7212 | FALSE | -54.7212 | 267.5142 | 30.514 | 0.0024486 | 0.0023857 | FALSE | FALSE | 0.00090467 | FALSE | 0.00090467 | FALSE | FALSE | 18.9705 | FALSE | 18.9705 | 30.514
2016-12-12 19:00 | 12793.7602 | 30.5446 | 12763.2155 | 12494.8463 | 268.3692 | 0.021478 | FALSE | FALSE | 0.025314 | FALSE | 0.025314 | FALSE | FALSE | -54.7212 | FALSE | -54.7212 | 268.3692 | 30.5446 | 0.0024446 | 0.0023818 | FALSE | FALSE | 0.00090467 | FALSE | 0.00090467 | FALSE | FALSE | 18.9705 | FALSE | 18.9705 | 30.5446
2016-12-12 20:00 | 12697.8043 | 30.4578 | 12667.3465 | 12401.4041 | 265.9424 | 0.021445 | FALSE | FALSE | 0.025314 | FALSE | 0.025314 | FALSE | FALSE | -54.7212 | FALSE | -54.7212 | 265.9424 | 30.4578 | 0.002456 | 0.0023929 | FALSE | FALSE | 0.00090467 | FALSE | 0.00090467 | FALSE | FALSE | 18.9705 | FALSE | 18.9705 | 30.4578
2016-12-12 21:00 | 12305.6523 | 30.1031 | 12275.5492 | 12019.5249 | 256.0244 | 0.021301 | FALSE | FALSE | 0.025314 | FALSE | 0.025314 | FALSE | FALSE | -54.7212 | FALSE | -54.7212 | 256.0244 | 30.1031 | 0.0025045 | 0.0024403 | FALSE | FALSE | 0.00090467 | FALSE | 0.00090467 | FALSE | FALSE | 18.9705 | FALSE | 18.9705 | 30.1031
2016-12-12 22:00 | 11656.1856 | 29.5155 | 11626.6701 | 11387.0716 | 239.5985 | 0.021041 | FALSE | FALSE | 0.025314 | FALSE | 0.025314 | FALSE | FALSE | -54.7212 | FALSE | -54.7212 | 239.5985 | 29.5155 | 0.002592 | 0.0025258 | FALSE | FALSE | 0.00090467 | FALSE | 0.00090467 | FALSE | FALSE | 18.9705 | FALSE | 18.9705 | 29.5155
2016-12-12 23:00 | 10980.7224 | 28.9044 | 10951.8179 | 10729.3028 | 222.5152 | 0.020739 | FALSE | FALSE | 0.025314 | FALSE | 0.025314 | FALSE | FALSE | -54.7212 | FALSE | -54.7212 | 222.5152 | 28.9044 | 0.002694 | 0.0026254 | FALSE | FALSE | 0.00090467 | FALSE | 0.00090467 | FALSE | FALSE | 18.9705 | FALSE | 18.9705 | 28.9044
2016-12-13 | 10594.2718 | 28.5548 | 10565.717 | 10352.9757 | 212.7414 | 0.020549 | FALSE | FALSE | 0.025314 | FALSE | 0.025314 | FALSE | FALSE | -54.7212 | FALSE | -54.7212 | 212.7414 | 28.5548 | 0.0027581 | 0.0026881 | FALSE | FALSE | 0.00090467 | FALSE | 0.00090467 | FALSE | FALSE | 18.9705 | FALSE | 18.9705 | 28.5548
2016-12-13 01:00 | 10517.2266 | 28.4851 | 10488.7415 | 10277.9487 | 210.7928 | 0.020509 | FALSE | FALSE | 0.025314 | FALSE | 0.025314 | FALSE | FALSE | -54.7212 | FALSE | -54.7212 | 210.7928 | 28.4851 | 0.0027715 | 0.0027011 | FALSE | FALSE | 0.00090467 | FALSE | 0.00090467 | FALSE | FALSE | 18.9705 | FALSE | 18.9705 | 28.4851
2016-12-13 02:00 | 10605.5741 | 28.565 | 10577.0091 | 10363.9819 | 213.0272 | 0.020555 | FALSE | FALSE | 0.025314 | FALSE | 0.025314 | FALSE | FALSE | -54.7212 | FALSE | -54.7212 | 213.0272 | 28.565 | 0.0027562 | 0.0026862 | FALSE | FALSE | 0.00090467 | FALSE | 0.00090467 | FALSE | FALSE | 18.9705 | FALSE | 18.9705 | 28.565
2016-12-13 03:00 | 10767.1157 | 28.7112 | 10738.4046 | 10521.2918 | 217.1128 | 0.020636 | FALSE | FALSE | 0.025314 | FALSE | 0.025314 | FALSE | FALSE | -54.7212 | FALSE | -54.7212 | 217.1128 | 28.7112 | 0.0027289 | 0.0026595 | FALSE | FALSE | 0.00090467 | FALSE | 0.00090467 | FALSE | FALSE | 18.9705 | FALSE | 18.9705 | 28.7112
2016-12-13 04:00 | 11144.4065 | 29.0525 | 11115.354 | 10888.6991 | 226.655 | 0.020816 | FALSE | FALSE | 0.025314 | FALSE | 0.025314 | FALSE | FALSE | -54.7212 | FALSE | -54.7212 | 226.655 | 29.0525 | 0.0026681 | 0.0026001 | FALSE | FALSE | 0.00090467 | FALSE | 0.00090467 | FALSE | FALSE | 18.9705 | FALSE | 18.9705 | 29.0525
2016-12-13 05:00 | 11978.5055 | 29.8071 | 11948.6984 | 11700.948 | 247.7504 | 0.021174 | FALSE | FALSE | 0.025314 | FALSE | 0.025314 | FALSE | FALSE | -54.7212 | FALSE | -54.7212 | 247.7504 | 29.8071 | 0.0025474 | 0.0024822 | FALSE | FALSE | 0.00090467 | FALSE | 0.00090467 | FALSE | FALSE | 18.9705 | FALSE | 18.9705 | 29.8071
2016-12-13 06:00 | 13340.3162 | 31.0391 | 13309.2771 | 13022.6255 | 286.6516 | 0.022012 | FALSE | 0.058254 | FALSE | FALSE | 0.058254 | FALSE | -488.6612 | FALSE | FALSE | -488.6612 | 286.6516 | 31.0391 | 0.0023835 | 0.0023213 | FALSE | FALSE | 0.00090467 | FALSE | 0.00090467 | FALSE | FALSE | 18.9705 | FALSE | 18.9705 | 31.0391
2016-12-13 07:00 | 13844.2179 | 32.0409 | 13812.1771 | 13496.2298 | 315.9473 | 0.02341 | FALSE | 0.058254 | FALSE | FALSE | 0.058254 | FALSE | -488.6612 | FALSE | FALSE | -488.6612 | 315.9473 | 32.0409 | 0.0023741 | 0.002309 | FALSE | 0.0022989 | FALSE | FALSE | 0.0022989 | FALSE | 0.21425 | FALSE | FALSE | 0.21425 | 32.0409
2016-12-13 08:00 | 13537.9793 | 31.3368 | 13506.6425 | 13208.4937 | 298.1488 | 0.022573 | FALSE | 0.058254 | FALSE | FALSE | 0.058254 | FALSE | -488.6612 | FALSE | FALSE | -488.6612 | 298.1488 | 31.3368 | 0.0023725 | 0.0023094 | FALSE | 0.0022989 | FALSE | FALSE | 0.0022989 | FALSE | 0.21425 | FALSE | FALSE | 0.21425 | 31.3368
2016-12-13 09:00 | 13242.2998 | 30.9504 | 13211.3494 | 12930.4025 | 280.9469 | 0.021728 | FALSE | 0.058254 | FALSE | FALSE | 0.058254 | FALSE | -488.6612 | FALSE | FALSE | -488.6612 | 280.9469 | 30.9504 | 0.0023936 | 0.0023318 | FALSE | FALSE | 0.00090467 | FALSE | 0.00090467 | FALSE | FALSE | 18.9705 | FALSE | 18.9705 | 30.9504
2016-12-13 10:00 | 12956.0842 | 30.6915 | 12925.3928 | 12652.9181 | 272.4746 | 0.021535 | FALSE | FALSE | 0.025314 | FALSE | 0.025314 | FALSE | FALSE | -54.7212 | FALSE | -54.7212 | 272.4746 | 30.6915 | 0.0024256 | 0.0023633 | FALSE | FALSE | 0.00090467 | FALSE | 0.00090467 | FALSE | FALSE | 18.9705 | FALSE | 18.9705 | 30.6915
2016-12-13 11:00 | 12710.4964 | 30.4693 | 12680.0271 | 12413.7637 | 266.2634 | 0.021449 | FALSE | FALSE | 0.025314 | FALSE | 0.025314 | FALSE | FALSE | -54.7212 | FALSE | -54.7212 | 266.2634 | 30.4693 | 0.0024545 | 0.0023914 | FALSE | FALSE | 0.00090467 | FALSE | 0.00090467 | FALSE | FALSE | 18.9705 | FALSE | 18.9705 | 30.4693
2016-12-13 12:00 | 12447.4348 | 30.2313 | 12417.2035 | 12157.5933 | 259.6102 | 0.021354 | FALSE | FALSE | 0.025314 | FALSE | 0.025314 | FALSE | FALSE | -54.7212 | FALSE | -54.7212 | 259.6102 | 30.2313 | 0.0024866 | 0.0024228 | FALSE | FALSE | 0.00090467 | FALSE | 0.00090467 | FALSE | FALSE | 18.9705 | FALSE | 18.9705 | 30.2313
2016-12-13 13:00 | 12339.8167 | 30.134 | 12309.6827 | 12052.7943 | 256.8884 | 0.021314 | FALSE | FALSE | 0.025314 | FALSE | 0.025314 | FALSE | FALSE | -54.7212 | FALSE | -54.7212 | 256.8884 | 30.134 | 0.0025002 | 0.0024361 | FALSE | FALSE | 0.00090467 | FALSE | 0.00090467 | FALSE | FALSE | 18.9705 | FALSE | 18.9705 | 30.134
2016-12-13 14:00 | 12238.0633 | 30.0419 | 12208.0214 | 11953.7064 | 254.315 | 0.021275 | FALSE | FALSE | 0.025314 | FALSE | 0.025314 | FALSE | FALSE | -54.7212 | FALSE | -54.7212 | 254.315 | 30.0419 | 0.0025132 | 0.0024488 | FALSE | FALSE | 0.00090467 | FALSE | 0.00090467 | FALSE | FALSE | 18.9705 | FALSE | 18.9705 | 30.0419
2016-12-13 15:00 | 12298.2143 | 30.0963 | 12268.118 | 12012.2818 | 255.8362 | 0.021298 | FALSE | FALSE | 0.025314 | FALSE | 0.025314 | FALSE | FALSE | -54.7212 | FALSE | -54.7212 | 255.8362 | 30.0963 | 0.0025055 | 0.0024412 | FALSE | FALSE | 0.00090467 | FALSE | 0.00090467 | FALSE | FALSE | 18.9705 | FALSE | 18.9705 | 30.0963
2016-12-13 16:00 | 12576.0031 | 30.3476 | 12545.6554 | 12282.7936 | 262.8619 | 0.021401 | FALSE | FALSE | 0.025314 | FALSE | 0.025314 | FALSE | FALSE | -54.7212 | FALSE | -54.7212 | 262.8619 | 30.3476 | 0.0024707 | 0.0024073 | FALSE | FALSE | 0.00090467 | FALSE | 0.00090467 | FALSE | FALSE | 18.9705 | FALSE | 18.9705 | 30.3476
2016-12-13 17:00 | 13324.2747 | 31.0246 | 13293.2502 | 13007.5322 | 285.718 | 0.021966 | FALSE | 0.058254 | FALSE | FALSE | 0.058254 | FALSE | -488.6612 | FALSE | FALSE | -488.6612 | 285.718 | 31.0246 | 0.0023851 | 0.002323 | FALSE | FALSE | 0.00090467 | FALSE | 0.00090467 | FALSE | FALSE | 18.9705 | FALSE | 18.9705 | 31.0246
2016-12-13 18:00 | 13439.041 | 31.1284 | 13407.9126 | 13115.5151 | 292.3974 | 0.022294 | FALSE | 0.058254 | FALSE | FALSE | 0.058254 | FALSE | -488.6612 | FALSE | FALSE | -488.6612 | 292.3974 | 31.1284 | 0.0023734 | 0.0023109 | FALSE | FALSE | 0.00090467 | FALSE | 0.00090467 | FALSE | FALSE | 18.9705 | FALSE | 18.9705 | 31.1284
2016-12-13 19:00 | 13306.5008 | 31.0085 | 13275.4923 | 12990.8088 | 284.6835 | 0.021914 | FALSE | 0.058254 | FALSE | FALSE | 0.058254 | FALSE | -488.6612 | FALSE | FALSE | -488.6612 | 284.6835 | 31.0085 | 0.002387 | 0.0023249 | FALSE | FALSE | 0.00090467 | FALSE | 0.00090467 | FALSE | FALSE | 18.9705 | FALSE | 18.9705 | 31.0085
2016-12-13 20:00 | 13051.8164 | 30.7781 | 13021.0383 | 12746.1425 | 274.8958 | 0.021567 | FALSE | FALSE | 0.025314 | FALSE | 0.025314 | FALSE | FALSE | -54.7212 | FALSE | -54.7212 | 274.8958 | 30.7781 | 0.0024147 | 0.0023526 | FALSE | FALSE | 0.00090467 | FALSE | 0.00090467 | FALSE | FALSE | 18.9705 | FALSE | 18.9705 | 30.7781
2016-12-13 21:00 | 12503.7478 | 30.2823 | 12473.4656 | 12212.4311 | 261.0345 | 0.021374 | FALSE | FALSE | 0.025314 | FALSE | 0.025314 | FALSE | FALSE | -54.7212 | FALSE | -54.7212 | 261.0345 | 30.2823 | 0.0024796 | 0.002416 | FALSE | FALSE | 0.00090467 | FALSE | 0.00090467 | FALSE | FALSE | 18.9705 | FALSE | 18.9705 | 30.2823
2016-12-13 22:00 | 11684.049 | 29.5407 | 11654.5083 | 11414.2051 | 240.3032 | 0.021053 | FALSE | FALSE | 0.025314 | FALSE | 0.025314 | FALSE | FALSE | -54.7212 | FALSE | -54.7212 | 240.3032 | 29.5407 | 0.0025881 | 0.0025219 | FALSE | FALSE | 0.00090467 | FALSE | 0.00090467 | FALSE | FALSE | 18.9705 | FALSE | 18.9705 | 29.5407
2016-12-13 23:00 | 10841.3259 | 28.7783 | 10812.5475 | 10593.5579 | 218.9897 | 0.020672 | FALSE | FALSE | 0.025314 | FALSE | 0.025314 | FALSE | FALSE | -54.7212 | FALSE | -54.7212 | 218.9897 | 28.7783 | 0.0027166 | 0.0026475 | FALSE | FALSE | 0.00090467 | FALSE | 0.00090467 | FALSE | FALSE | 18.9705 | FALSE | 18.9705 | 28.7783
2016-12-14 | 10299.8264 | 28.2884 | 10271.5379 | 10066.2435 | 205.2944 | 0.020394 | FALSE | FALSE | 0.025314 | FALSE | 0.025314 | FALSE | FALSE | -54.7212 | FALSE | -54.7212 | 205.2944 | 28.2884 | 0.0028102 | 0.002739 | FALSE | FALSE | 0.00090467 | FALSE | 0.00090467 | FALSE | FALSE | 18.9705 | FALSE | 18.9705 | 28.2884
2016-12-14 01:00 | 10028.2769 | 28.0428 | 10000.2341 | 9801.8075 | 198.4266 | 0.020244 | FALSE | FALSE | 0.025314 | FALSE | 0.025314 | FALSE | FALSE | -54.7212 | FALSE | -54.7212 | 198.4266 | 28.0428 | 0.002861 | 0.0027886 | FALSE | FALSE | 0.00090467 | FALSE | 0.00090467 | FALSE | FALSE | 18.9705 | FALSE | 18.9705 | 28.0428
2016-12-14 02:00 | 9944.508 | 27.967 | 9916.541 | 9720.233 | 196.308 | 0.020196 | FALSE | FALSE | 0.025314 | FALSE | 0.025314 | FALSE | FALSE | -54.7212 | FALSE | -54.7212 | 196.308 | 27.967 | 0.0028772 | 0.0028044 | FALSE | FALSE | 0.00090467 | FALSE | 0.00090467 | FALSE | FALSE | 18.9705 | FALSE | 18.9705 | 27.967
2016-12-14 03:00 | 10015.4237 | 28.0311 | 9987.3926 | 9789.291 | 198.1015 | 0.020237 | FALSE | FALSE | 0.025314 | FALSE | 0.025314 | FALSE | FALSE | -54.7212 | FALSE | -54.7212 | 198.1015 | 28.0311 | 0.0028635 | 0.002791 | FALSE | FALSE | 0.00090467 | FALSE | 0.00090467 | FALSE | FALSE | 18.9705 | FALSE | 18.9705 | 28.0311
2016-12-14 04:00 | 10344.216 | 28.3286 | 10315.8874 | 10109.4703 | 206.4171 | 0.020418 | FALSE | FALSE | 0.025314 | FALSE | 0.025314 | FALSE | FALSE | -54.7212 | FALSE | -54.7212 | 206.4171 | 28.3286 | 0.0028022 | 0.0027311 | FALSE | FALSE | 0.00090467 | FALSE | 0.00090467 | FALSE | FALSE | 18.9705 | FALSE | 18.9705 | 28.3286
2016-12-14 05:00 | 11204.8045 | 29.1071 | 11175.6973 | 10947.5148 | 228.1825 | 0.020843 | FALSE | FALSE | 0.025314 | FALSE | 0.025314 | FALSE | FALSE | -54.7212 | FALSE | -54.7212 | 228.1825 | 29.1071 | 0.0026588 | 0.002591 | FALSE | FALSE | 0.00090467 | FALSE | 0.00090467 | FALSE | FALSE | 18.9705 | FALSE | 18.9705 | 29.1071
2016-12-14 06:00 | 12647.9018 | 30.4127 | 12617.4891 | 12352.8088 | 264.6803 | 0.021427 | FALSE | FALSE | 0.025314 | FALSE | 0.025314 | FALSE | FALSE | -54.7212 | FALSE | -54.7212 | 264.6803 | 30.4127 | 0.002462 | 0.0023988 | FALSE | FALSE | 0.00090467 | FALSE | 0.00090467 | FALSE | FALSE | 18.9705 | FALSE | 18.9705 | 30.4127
2016-12-14 07:00 | 13270.8433 | 30.9762 | 13239.867 | 12957.2588 | 282.6082 | 0.021811 | FALSE | 0.058254 | FALSE | FALSE | 0.058254 | FALSE | -488.6612 | FALSE | FALSE | -488.6612 | 282.6082 | 30.9762 | 0.0023906 | 0.0023287 | FALSE | FALSE | 0.00090467 | FALSE | 0.00090467 | FALSE | FALSE | 18.9705 | FALSE | 18.9705 | 30.9762
2016-12-14 08:00 | 13086.8572 | 30.8098 | 13056.0474 | 12780.2654 | 275.782 | 0.021579 | FALSE | FALSE | 0.025314 | FALSE | 0.025314 | FALSE | FALSE | -54.7212 | FALSE | -54.7212 | 275.782 | 30.8098 | 0.0024107 | 0.0023487 | FALSE | FALSE | 0.00090467 | FALSE | 0.00090467 | FALSE | FALSE | 18.9705 | FALSE | 18.9705 | 30.8098
2016-12-14 09:00 | 12754.3328 | 30.509 | 12723.8238 | 12456.4517 | 267.3721 | 0.021465 | FALSE | FALSE | 0.025314 | FALSE | 0.025314 | FALSE | FALSE | -54.7212 | FALSE | -54.7212 | 267.3721 | 30.509 | 0.0024492 | 0.0023863 | FALSE | FALSE | 0.00090467 | FALSE | 0.00090467 | FALSE | FALSE | 18.9705 | FALSE | 18.9705 | 30.509
2016-12-14 10:00 | 12480.5972 | 30.2613 | 12450.3359 | 12189.8869 | 260.4489 | 0.021366 | FALSE | FALSE | 0.025314 | FALSE | 0.025314 | FALSE | FALSE | -54.7212 | FALSE | -54.7212 | 260.4489 | 30.2613 | 0.0024825 | 0.0024188 | FALSE | FALSE | 0.00090467 | FALSE | 0.00090467 | FALSE | FALSE | 18.9705 | FALSE | 18.9705 | 30.2613
2016-12-14 11:00 | 12147.634 | 29.9601 | 12117.6739 | 11865.6461 | 252.0279 | 0.02124 | FALSE | FALSE | 0.025314 | FALSE | 0.025314 | FALSE | FALSE | -54.7212 | FALSE | -54.7212 | 252.0279 | 29.9601 | 0.0025249 | 0.0024603 | FALSE | FALSE | 0.00090467 | FALSE | 0.00090467 | FALSE | FALSE | 18.9705 | FALSE | 18.9705 | 29.9601
2016-12-14 12:00 | 11898.2603 | 29.7345 | 11868.5258 | 11622.8049 | 245.7209 | 0.021141 | FALSE | FALSE | 0.025314 | FALSE | 0.025314 | FALSE | FALSE | -54.7212 | FALSE | -54.7212 | 245.7209 | 29.7345 | 0.0025583 | 0.0024928 | FALSE | FALSE | 0.00090467 | FALSE | 0.00090467 | FALSE | FALSE | 18.9705 | FALSE | 18.9705 | 29.7345
2016-12-14 13:00 | 11821.6724 | 29.6652 | 11792.0072 | 11548.2233 | 243.7839 | 0.02111 | FALSE | FALSE | 0.025314 | FALSE | 0.025314 | FALSE | FALSE | -54.7212 | FALSE | -54.7212 | 243.7839 | 29.6652 | 0.0025688 | 0.0025031 | FALSE | FALSE | 0.00090467 | FALSE | 0.00090467 | FALSE | FALSE | 18.9705 | FALSE | 18.9705 | 29.6652
2016-12-14 14:00 | 11812.0296 | 29.6565 | 11782.3731 | 11538.8331 | 243.54 | 0.021106 | FALSE | FALSE | 0.025314 | FALSE | 0.025314 | FALSE | FALSE | -54.7212 | FALSE | -54.7212 | 243.54 | 29.6565 | 0.0025701 | 0.0025044 | FALSE | FALSE | 0.00090467 | FALSE | 0.00090467 | FALSE | FALSE | 18.9705 | FALSE | 18.9705 | 29.6565
2016-12-14 15:00 | 11958.7676 | 29.7892 | 11928.9784 | 11681.7272 | 247.2512 | 0.021166 | FALSE | FALSE | 0.025314 | FALSE | 0.025314 | FALSE | FALSE | -54.7212 | FALSE | -54.7212 | 247.2512 | 29.7892 | 0.0025501 | 0.0024848 | FALSE | FALSE | 0.00090467 | FALSE | 0.00090467 | FALSE | FALSE | 18.9705 | FALSE | 18.9705 | 29.7892
2016-12-14 16:00 | 12280.6441 | 30.0804 | 12250.5637 | 11995.1718 | 255.3919 | 0.021291 | FALSE | FALSE | 0.025314 | FALSE | 0.025314 | FALSE | FALSE | -54.7212 | FALSE | -54.7212 | 255.3919 | 30.0804 | 0.0025077 | 0.0024434 | FALSE | FALSE | 0.00090467 | FALSE | 0.00090467 | FALSE | FALSE | 18.9705 | FALSE | 18.9705 | 30.0804
2016-12-14 17:00 | 13170.5164 | 30.8855 | 13139.631 | 12861.7331 | 277.8979 | 0.021607 | FALSE | FALSE | 0.025314 | FALSE | 0.025314 | FALSE | FALSE | -54.7212 | FALSE | -54.7212 | 277.8979 | 30.8855 | 0.0024013 | 0.0023396 | FALSE | FALSE | 0.00090467 | FALSE | 0.00090467 | FALSE | FALSE | 18.9705 | FALSE | 18.9705 | 30.8855
2016-12-14 18:00 | 13711.077 | 31.7348 | 13679.3422 | 13371.133 | 308.2092 | 0.02305 | FALSE | 0.058254 | FALSE | FALSE | 0.058254 | FALSE | -488.6612 | FALSE | FALSE | -488.6612 | 308.2092 | 31.7348 | 0.0023734 | 0.0023092 | FALSE | 0.0022989 | FALSE | FALSE | 0.0022989 | FALSE | 0.21425 | FALSE | FALSE | 0.21425 | 31.7348
2016-12-14 19:00 | 13768.9627 | 31.8679 | 13737.0949 | 13425.5214 | 311.5735 | 0.023208 | FALSE | 0.058254 | FALSE | FALSE | 0.058254 | FALSE | -488.6612 | FALSE | FALSE | -488.6612 | 311.5735 | 31.8679 | 0.0023737 | 0.0023091 | FALSE | 0.0022989 | FALSE | FALSE | 0.0022989 | FALSE | 0.21425 | FALSE | FALSE | 0.21425 | 31.8679
2016-12-14 20:00 | 13786.6284 | 31.9085 | 13754.7199 | 13442.1197 | 312.6002 | 0.023255 | FALSE | 0.058254 | FALSE | FALSE | 0.058254 | FALSE | -488.6612 | FALSE | FALSE | -488.6612 | 312.6002 | 31.9085 | 0.0023738 | 0.0023091 | FALSE | 0.0022989 | FALSE | FALSE | 0.0022989 | FALSE | 0.21425 | FALSE | FALSE | 0.21425 | 31.9085
2016-12-14 21:00 | 13501.5167 | 31.253 | 13470.2637 | 13174.234 | 296.0296 | 0.02247 | FALSE | 0.058254 | FALSE | FALSE | 0.058254 | FALSE | -488.6612 | FALSE | FALSE | -488.6612 | 296.0296 | 31.253 | 0.0023723 | 0.0023094 | FALSE | 0.0022989 | FALSE | FALSE | 0.0022989 | FALSE | 0.21425 | FALSE | FALSE | 0.21425 | 31.253
2016-12-14 22:00 | 12921.8352 | 30.6605 | 12891.1747 | 12619.5663 | 271.6084 | 0.021523 | FALSE | FALSE | 0.025314 | FALSE | 0.025314 | FALSE | FALSE | -54.7212 | FALSE | -54.7212 | 271.6084 | 30.6605 | 0.0024296 | 0.0023671 | FALSE | FALSE | 0.00090467 | FALSE | 0.00090467 | FALSE | FALSE | 18.9705 | FALSE | 18.9705 | 30.6605
2016-12-14 23:00 | 12302.5992 | 30.1003 | 12272.4989 | 12016.5518 | 255.9471 | 0.0213 | FALSE | FALSE | 0.025314 | FALSE | 0.025314 | FALSE | FALSE | -54.7212 | FALSE | -54.7212 | 255.9471 | 30.1003 | 0.0025049 | 0.0024407 | FALSE | FALSE | 0.00090467 | FALSE | 0.00090467 | FALSE | FALSE | 18.9705 | FALSE | 18.9705 | 30.1003
2016-12-15 | 11909.2887 | 29.7445 | 11879.5443 | 11633.5445 | 245.9998 | 0.021146 | FALSE | FALSE | 0.025314 | FALSE | 0.025314 | FALSE | FALSE | -54.7212 | FALSE | -54.7212 | 245.9998 | 29.7445 | 0.0025568 | 0.0024914 | FALSE | FALSE | 0.00090467 | FALSE | 0.00090467 | FALSE | FALSE | 18.9705 | FALSE | 18.9705 | 29.7445
2016-12-15 01:00 | 11758.7158 | 29.6083 | 11729.1076 | 11486.9159 | 242.1916 | 0.021084 | FALSE | FALSE | 0.025314 | FALSE | 0.025314 | FALSE | FALSE | -54.7212 | FALSE | -54.7212 | 242.1916 | 29.6083 | 0.0025776 | 0.0025117 | FALSE | FALSE | 0.00090467 | FALSE | 0.00090467 | FALSE | FALSE | 18.9705 | FALSE | 18.9705 | 29.6083
2016-12-15 02:00 | 11709.0244 | 29.5633 | 11679.4611 | 11438.5262 | 240.9349 | 0.021063 | FALSE | FALSE | 0.025314 | FALSE | 0.025314 | FALSE | FALSE | -54.7212 | FALSE | -54.7212 | 240.9349 | 29.5633 | 0.0025845 | 0.0025185 | FALSE | FALSE | 0.00090467 | FALSE | 0.00090467 | FALSE | FALSE | 18.9705 | FALSE | 18.9705 | 29.5633
2016-12-15 03:00 | 11784.4588 | 29.6315 | 11754.8273 | 11511.9845 | 242.8427 | 0.021095 | FALSE | FALSE | 0.025314 | FALSE | 0.025314 | FALSE | FALSE | -54.7212 | FALSE | -54.7212 | 242.8427 | 29.6315 | 0.002574 | 0.0025082 | FALSE | FALSE | 0.00090467 | FALSE | 0.00090467 | FALSE | FALSE | 18.9705 | FALSE | 18.9705 | 29.6315
2016-12-15 04:00 | 12150.4773 | 29.9627 | 12120.5146 | 11868.4148 | 252.0998 | 0.021241 | FALSE | FALSE | 0.025314 | FALSE | 0.025314 | FALSE | FALSE | -54.7212 | FALSE | -54.7212 | 252.0998 | 29.9627 | 0.0025246 | 0.0024599 | FALSE | FALSE | 0.00090467 | FALSE | 0.00090467 | FALSE | FALSE | 18.9705 | FALSE | 18.9705 | 29.9627
2016-12-15 05:00 | 13048.0459 | 30.7747 | 13017.2712 | 12742.4708 | 274.8005 | 0.021566 | FALSE | FALSE | 0.025314 | FALSE | 0.025314 | FALSE | FALSE | -54.7212 | FALSE | -54.7212 | 274.8005 | 30.7747 | 0.0024151 | 0.002353 | FALSE | FALSE | 0.00090467 | FALSE | 0.00090467 | FALSE | FALSE | 18.9705 | FALSE | 18.9705 | 30.7747
2016-12-15 06:00 | 14539.7017 | 33.6397 | 14506.062 | 14149.6934 | 356.3686 | 0.025186 | FALSE | 0.058254 | FALSE | FALSE | 0.058254 | FALSE | -488.6612 | FALSE | FALSE | -488.6612 | 356.3686 | 33.6397 | 0.0023774 | 0.0023083 | FALSE | 0.0022989 | FALSE | FALSE | 0.0022989 | FALSE | 0.21425 | FALSE | FALSE | 0.21425 | 33.6397
2016-12-15 07:00 | 15110.7615 | 34.9525 | 15075.8089 | 14686.2506 | 389.5583 | 0.026525 | FALSE | 0.058254 | FALSE | FALSE | 0.058254 | FALSE | -488.6612 | FALSE | FALSE | -488.6612 | 389.5583 | 34.9525 | 0.0023799 | 0.0023078 | FALSE | 0.0022989 | FALSE | FALSE | 0.0022989 | FALSE | 0.21425 | FALSE | FALSE | 0.21425 | 34.9525
2016-12-15 08:00 | 14729.2722 | 34.0755 | 14695.1967 | 14327.8104 | 367.3863 | 0.025641 | FALSE | 0.058254 | FALSE | FALSE | 0.058254 | FALSE | -488.6612 | FALSE | FALSE | -488.6612 | 367.3863 | 34.0755 | 0.0023783 | 0.0023081 | FALSE | 0.0022989 | FALSE | FALSE | 0.0022989 | FALSE | 0.21425 | FALSE | FALSE | 0.21425 | 34.0755
2016-12-15 09:00 | 14090.059 | 32.606 | 14057.453 | 13727.2175 | 330.2355 | 0.024057 | FALSE | 0.058254 | FALSE | FALSE | 0.058254 | FALSE | -488.6612 | FALSE | FALSE | -488.6612 | 330.2355 | 32.606 | 0.0023753 | 0.0023088 | FALSE | 0.0022989 | FALSE | FALSE | 0.0022989 | FALSE | 0.21425 | FALSE | FALSE | 0.21425 | 32.606
2016-12-15 10:00 | 13676.5344 | 31.6554 | 13644.8791 | 13338.6775 | 306.2016 | 0.022956 | FALSE | 0.058254 | FALSE | FALSE | 0.058254 | FALSE | -488.6612 | FALSE | FALSE | -488.6612 | 306.2016 | 31.6554 | 0.0023732 | 0.0023092 | FALSE | 0.0022989 | FALSE | FALSE | 0.0022989 | FALSE | 0.21425 | FALSE | FALSE | 0.21425 | 31.6554
2016-12-15 11:00 | 13201.3047 | 30.9133 | 13170.3913 | 12891.7148 | 278.6766 | 0.021617 | FALSE | FALSE | 0.025314 | FALSE | 0.025314 | FALSE | FALSE | -54.7212 | FALSE | -54.7212 | 278.6766 | 30.9133 | 0.0023979 | 0.0023362 | FALSE | FALSE | 0.00090467 | FALSE | 0.00090467 | FALSE | FALSE | 18.9705 | FALSE | 18.9705 | 30.9133
2016-12-15 12:00 | 12820.1025 | 30.5685 | 12789.534 | 12520.4985 | 269.0355 | 0.021488 | FALSE | FALSE | 0.025314 | FALSE | 0.025314 | FALSE | FALSE | -54.7212 | FALSE | -54.7212 | 269.0355 | 30.5685 | 0.0024415 | 0.0023787 | FALSE | FALSE | 0.00090467 | FALSE | 0.00090467 | FALSE | FALSE | 18.9705 | FALSE | 18.9705 | 30.5685
2016-12-15 13:00 | 12668.0511 | 30.4309 | 12637.6202 | 12372.4303 | 265.1899 | 0.021434 | FALSE | FALSE | 0.025314 | FALSE | 0.025314 | FALSE | FALSE | -54.7212 | FALSE | -54.7212 | 265.1899 | 30.4309 | 0.0024596 | 0.0023964 | FALSE | FALSE | 0.00090467 | FALSE | 0.00090467 | FALSE | FALSE | 18.9705 | FALSE | 18.9705 | 30.4309
2016-12-15 14:00 | 12583.6028 | 30.3545 | 12553.2483 | 12290.1942 | 263.0541 | 0.021404 | FALSE | FALSE | 0.025314 | FALSE | 0.025314 | FALSE | FALSE | -54.7212 | FALSE | -54.7212 | 263.0541 | 30.3545 | 0.0024698 | 0.0024064 | FALSE | FALSE | 0.00090467 | FALSE | 0.00090467 | FALSE | FALSE | 18.9705 | FALSE | 18.9705 | 30.3545
2016-12-15 15:00 | 12817.2917 | 30.5659 | 12786.7258 | 12517.7614 | 268.9644 | 0.021487 | FALSE | FALSE | 0.025314 | FALSE | 0.025314 | FALSE | FALSE | -54.7212 | FALSE | -54.7212 | 268.9644 | 30.5659 | 0.0024418 | 0.0023791 | FALSE | FALSE | 0.00090467 | FALSE | 0.00090467 | FALSE | FALSE | 18.9705 | FALSE | 18.9705 | 30.5659
2016-12-15 16:00 | 13509.4902 | 31.2714 | 13478.2188 | 13181.7258 | 296.493 | 0.022493 | FALSE | 0.058254 | FALSE | FALSE | 0.058254 | FALSE | -488.6612 | FALSE | FALSE | -488.6612 | 296.493 | 31.2714 | 0.0023723 | 0.0023094 | FALSE | 0.0022989 | FALSE | FALSE | 0.0022989 | FALSE | 0.21425 | FALSE | FALSE | 0.21425 | 31.2714
2016-12-15 17:00 | 14938.5972 | 34.5567 | 14904.0404 | 14524.4882 | 379.5522 | 0.026132 | FALSE | 0.058254 | FALSE | FALSE | 0.058254 | FALSE | -488.6612 | FALSE | FALSE | -488.6612 | 379.5522 | 34.5567 | 0.0023792 | 0.0023079 | FALSE | 0.0022989 | FALSE | FALSE | 0.0022989 | FALSE | 0.21425 | FALSE | FALSE | 0.21425 | 34.5567
2016-12-15 18:00 | 15745.1046 | 36.4108 | 15708.6937 | 15282.2676 | 426.4261 | 0.027903 | FALSE | 0.058254 | FALSE | FALSE | 0.058254 | FALSE | -488.6612 | FALSE | FALSE | -488.6612 | 426.4261 | 36.4108 | 0.0023826 | 0.0023072 | FALSE | 0.0022989 | FALSE | FALSE | 0.0022989 | FALSE | 0.21425 | FALSE | FALSE | 0.21425 | 36.4108
2016-12-15 19:00 | 15950.9527 | 36.8841 | 15914.0686 | 15475.6787 | 438.39 | 0.028328 | FALSE | 0.058254 | FALSE | FALSE | 0.058254 | FALSE | -488.6612 | FALSE | FALSE | -488.6612 | 438.39 | 36.8841 | 0.0023834 | 0.002307 | FALSE | 0.0022989 | FALSE | FALSE | 0.0022989 | FALSE | 0.21425 | FALSE | FALSE | 0.21425 | 36.8841
2016-12-15 20:00 | 16065.712 | 37.1479 | 16028.5641 | 15583.5044 | 445.0597 | 0.02856 | FALSE | 0.058254 | FALSE | FALSE | 0.058254 | FALSE | -488.6612 | FALSE | FALSE | -488.6612 | 445.0597 | 37.1479 | 0.0023838 | 0.0023069 | FALSE | 0.0022989 | FALSE | FALSE | 0.0022989 | FALSE | 0.21425 | FALSE | FALSE | 0.21425 | 37.1479
2016-12-15 21:00 | 15821.2376 | 36.5859 | 15784.6518 | 15353.8008 | 430.851 | 0.028062 | FALSE | 0.058254 | FALSE | FALSE | 0.058254 | FALSE | -488.6612 | FALSE | FALSE | -488.6612 | 430.851 | 36.5859 | 0.0023829 | 0.0023071 | FALSE | 0.0022989 | FALSE | FALSE | 0.0022989 | FALSE | 0.21425 | FALSE | FALSE | 0.21425 | 36.5859
2016-12-15 22:00 | 15211.2879 | 35.1836 | 15176.1043 | 14780.7034 | 395.4009 | 0.026751 | FALSE | 0.058254 | FALSE | FALSE | 0.058254 | FALSE | -488.6612 | FALSE | FALSE | -488.6612 | 395.4009 | 35.1836 | 0.0023804 | 0.0023077 | FALSE | 0.0022989 | FALSE | FALSE | 0.0022989 | FALSE | 0.21425 | FALSE | FALSE | 0.21425 | 35.1836
2016-12-15 23:00 | 14582.9365 | 33.7391 | 14549.1974 | 14190.316 | 358.8814 | 0.025291 | FALSE | 0.058254 | FALSE | FALSE | 0.058254 | FALSE | -488.6612 | FALSE | FALSE | -488.6612 | 358.8814 | 33.7391 | 0.0023776 | 0.0023083 | FALSE | 0.0022989 | FALSE | FALSE | 0.0022989 | FALSE | 0.21425 | FALSE | FALSE | 0.21425 | 33.7391
2016-12-16 | 14270.9448 | 33.0219 | 14237.9229 | 13897.1744 | 340.7485 | 0.024519 | FALSE | 0.058254 | FALSE | FALSE | 0.058254 | FALSE | -488.6612 | FALSE | FALSE | -488.6612 | 340.7485 | 33.0219 | 0.0023762 | 0.0023086 | FALSE | 0.0022989 | FALSE | FALSE | 0.0022989 | FALSE | 0.21425 | FALSE | FALSE | 0.21425 | 33.0219
2016-12-16 01:00 | 14206.3853 | 32.8735 | 14173.5118 | 13836.5155 | 336.9963 | 0.024356 | FALSE | 0.058254 | FALSE | FALSE | 0.058254 | FALSE | -488.6612 | FALSE | FALSE | -488.6612 | 336.9963 | 32.8735 | 0.0023758 | 0.0023086 | FALSE | 0.0022989 | FALSE | FALSE | 0.0022989 | FALSE | 0.21425 | FALSE | FALSE | 0.21425 | 32.8735
2016-12-16 02:00 | 14260.1406 | 32.997 | 14227.1436 | 13887.023 | 340.1206 | 0.024492 | FALSE | 0.058254 | FALSE | FALSE | 0.058254 | FALSE | -488.6612 | FALSE | FALSE | -488.6612 | 340.1206 | 32.997 | 0.0023761 | 0.0023086 | FALSE | 0.0022989 | FALSE | FALSE | 0.0022989 | FALSE | 0.21425 | FALSE | FALSE | 0.21425 | 32.997
2016-12-16 03:00 | 14417.9541 | 33.3598 | 14384.5943 | 14035.3017 | 349.2926 | 0.024887 | FALSE | 0.058254 | FALSE | FALSE | 0.058254 | FALSE | -488.6612 | FALSE | FALSE | -488.6612 | 349.2926 | 33.3598 | 0.0023769 | 0.0023084 | FALSE | 0.0022989 | FALSE | FALSE | 0.0022989 | FALSE | 0.21425 | FALSE | FALSE | 0.21425 | 33.3598
2016-12-16 04:00 | 14787.8887 | 34.2103 | 14753.6784 | 14382.8853 | 370.7931 | 0.02578 | FALSE | 0.058254 | FALSE | FALSE | 0.058254 | FALSE | -488.6612 | FALSE | FALSE | -488.6612 | 370.7931 | 34.2103 | 0.0023785 | 0.0023081 | FALSE | 0.0022989 | FALSE | FALSE | 0.0022989 | FALSE | 0.21425 | FALSE | FALSE | 0.21425 | 34.2103
2016-12-16 05:00 | 15630.9518 | 36.1484 | 15594.8034 | 15175.0118 | 419.7916 | 0.027663 | FALSE | 0.058254 | FALSE | FALSE | 0.058254 | FALSE | -488.6612 | FALSE | FALSE | -488.6612 | 419.7916 | 36.1484 | 0.0023821 | 0.0023073 | FALSE | 0.0022989 | FALSE | FALSE | 0.0022989 | FALSE | 0.21425 | FALSE | FALSE | 0.21425 | 36.1484
2016-12-16 06:00 | 17013.8346 | 39.3275 | 16974.5071 | 16474.9638 | 499.5432 | 0.030321 | 0.0089905 | FALSE | FALSE | FALSE | 0.0089905 | 346.9347 | FALSE | FALSE | FALSE | 346.9347 | 499.5432 | 39.3275 | 0.0023871 | 0.0023062 | FALSE | 0.0022989 | FALSE | FALSE | 0.0022989 | FALSE | 0.21425 | FALSE | FALSE | 0.21425 | 39.3275
2016-12-16 07:00 | 17414.4652 | 40.2485 | 17374.2166 | 16871.0799 | 503.1368 | 0.029822 | 0.0089905 | FALSE | FALSE | FALSE | 0.0089905 | 346.9347 | FALSE | FALSE | FALSE | 346.9347 | 503.1368 | 40.2485 | 0.0023857 | 0.0023059 | FALSE | 0.0022989 | FALSE | FALSE | 0.0022989 | FALSE | 0.21425 | FALSE | FALSE | 0.21425 | 40.2485
2016-12-16 08:00 | 17079.2618 | 39.4779 | 17039.7838 | 16539.6538 | 500.1301 | 0.030238 | 0.0089905 | FALSE | FALSE | FALSE | 0.0089905 | 346.9347 | FALSE | FALSE | FALSE | 346.9347 | 500.1301 | 39.4779 | 0.0023869 | 0.0023061 | FALSE | 0.0022989 | FALSE | FALSE | 0.0022989 | FALSE | 0.21425 | FALSE | FALSE | 0.21425 | 39.4779
2016-12-16 09:00 | 16798.0931 | 38.8316 | 16759.2616 | 16271.6361 | 487.6255 | 0.029968 | FALSE | 0.058254 | FALSE | FALSE | 0.058254 | FALSE | -488.6612 | FALSE | FALSE | -488.6612 | 487.6255 | 38.8316 | 0.0023865 | 0.0023063 | FALSE | 0.0022989 | FALSE | FALSE | 0.0022989 | FALSE | 0.21425 | FALSE | FALSE | 0.21425 | 38.8316
2016-12-16 10:00 | 16437.2138 | 38.0019 | 16399.2119 | 15932.5606 | 466.6513 | 0.029289 | FALSE | 0.058254 | FALSE | FALSE | 0.058254 | FALSE | -488.6612 | FALSE | FALSE | -488.6612 | 466.6513 | 38.0019 | 0.0023852 | 0.0023066 | FALSE | 0.0022989 | FALSE | FALSE | 0.0022989 | FALSE | 0.21425 | FALSE | FALSE | 0.21425 | 38.0019
2016-12-16 11:00 | 16086.0723 | 37.1947 | 16048.8776 | 15602.6346 | 446.2431 | 0.0286 | FALSE | 0.058254 | FALSE | FALSE | 0.058254 | FALSE | -488.6612 | FALSE | FALSE | -488.6612 | 446.2431 | 37.1947 | 0.0023839 | 0.0023069 | FALSE | 0.0022989 | FALSE | FALSE | 0.0022989 | FALSE | 0.21425 | FALSE | FALSE | 0.21425 | 37.1947
2016-12-16 12:00 | 15650.1086 | 36.1924 | 15613.9162 | 15193.0112 | 420.905 | 0.027704 | FALSE | 0.058254 | FALSE | FALSE | 0.058254 | FALSE | -488.6612 | FALSE | FALSE | -488.6612 | 420.905 | 36.1924 | 0.0023822 | 0.0023073 | FALSE | 0.0022989 | FALSE | FALSE | 0.0022989 | FALSE | 0.21425 | FALSE | FALSE | 0.21425 | 36.1924
2016-12-16 13:00 | 15185.8806 | 35.1252 | 15150.7554 | 14756.8312 | 393.9242 | 0.026694 | FALSE | 0.058254 | FALSE | FALSE | 0.058254 | FALSE | -488.6612 | FALSE | FALSE | -488.6612 | 393.9242 | 35.1252 | 0.0023803 | 0.0023077 | FALSE | 0.0022989 | FALSE | FALSE | 0.0022989 | FALSE | 0.21425 | FALSE | FALSE | 0.21425 | 35.1252
2016-12-16 14:00 | 14944.3692 | 34.57 | 14909.7991 | 14529.9115 | 379.8877 | 0.026145 | FALSE | 0.058254 | FALSE | FALSE | 0.058254 | FALSE | -488.6612 | FALSE | FALSE | -488.6612 | 379.8877 | 34.57 | 0.0023792 | 0.0023079 | FALSE | 0.0022989 | FALSE | FALSE | 0.0022989 | FALSE | 0.21425 | FALSE | FALSE | 0.21425 | 34.57
2016-12-16 15:00 | 14969.7907 | 34.6285 | 14935.1623 | 14553.7971 | 381.3652 | 0.026204 | FALSE | 0.058254 | FALSE | FALSE | 0.058254 | FALSE | -488.6612 | FALSE | FALSE | -488.6612 | 381.3652 | 34.6285 | 0.0023793 | 0.0023079 | FALSE | 0.0022989 | FALSE | FALSE | 0.0022989 | FALSE | 0.21425 | FALSE | FALSE | 0.21425 | 34.6285
2016-12-16 16:00 | 15385.7886 | 35.5848 | 15350.2038 | 14944.661 | 405.5428 | 0.027136 | FALSE | 0.058254 | FALSE | FALSE | 0.058254 | FALSE | -488.6612 | FALSE | FALSE | -488.6612 | 405.5428 | 35.5848 | 0.0023811 | 0.0023075 | FALSE | 0.0022989 | FALSE | FALSE | 0.0022989 | FALSE | 0.21425 | FALSE | FALSE | 0.21425 | 35.5848
2016-12-16 17:00 | 16181.1215 | 37.4132 | 16143.7083 | 15691.941 | 451.7673 | 0.02879 | FALSE | 0.058254 | FALSE | FALSE | 0.058254 | FALSE | -488.6612 | FALSE | FALSE | -488.6612 | 451.7673 | 37.4132 | 0.0023842 | 0.0023068 | FALSE | 0.0022989 | FALSE | FALSE | 0.0022989 | FALSE | 0.21425 | FALSE | FALSE | 0.21425 | 37.4132
2016-12-16 18:00 | 16262.5394 | 37.6004 | 16224.939 | 15768.4397 | 456.4993 | 0.02895 | FALSE | 0.058254 | FALSE | FALSE | 0.058254 | FALSE | -488.6612 | FALSE | FALSE | -488.6612 | 456.4993 | 37.6004 | 0.0023845 | 0.0023068 | FALSE | 0.0022989 | FALSE | FALSE | 0.0022989 | FALSE | 0.21425 | FALSE | FALSE | 0.21425 | 37.6004
2016-12-16 19:00 | 15992.086 | 36.9786 | 15955.1074 | 15514.3268 | 440.7806 | 0.028411 | FALSE | 0.058254 | FALSE | FALSE | 0.058254 | FALSE | -488.6612 | FALSE | FALSE | -488.6612 | 440.7806 | 36.9786 | 0.0023835 | 0.002307 | FALSE | 0.0022989 | FALSE | FALSE | 0.0022989 | FALSE | 0.21425 | FALSE | FALSE | 0.21425 | 36.9786
2016-12-16 20:00 | 15690.988 | 36.2864 | 15654.7015 | 15231.4206 | 423.2809 | 0.02779 | FALSE | 0.058254 | FALSE | FALSE | 0.058254 | FALSE | -488.6612 | FALSE | FALSE | -488.6612 | 423.2809 | 36.2864 | 0.0023823 | 0.0023072 | FALSE | 0.0022989 | FALSE | FALSE | 0.0022989 | FALSE | 0.21425 | FALSE | FALSE | 0.21425 | 36.2864
2016-12-16 21:00 | 15204.9601 | 35.1691 | 15169.791 | 14774.7578 | 395.0331 | 0.026737 | FALSE | 0.058254 | FALSE | FALSE | 0.058254 | FALSE | -488.6612 | FALSE | FALSE | -488.6612 | 395.0331 | 35.1691 | 0.0023803 | 0.0023077 | FALSE | 0.0022989 | FALSE | FALSE | 0.0022989 | FALSE | 0.21425 | FALSE | FALSE | 0.21425 | 35.1691
2016-12-16 22:00 | 14536.191 | 33.6316 | 14502.5594 | 14146.3949 | 356.1645 | 0.025177 | FALSE | 0.058254 | FALSE | FALSE | 0.058254 | FALSE | -488.6612 | FALSE | FALSE | -488.6612 | 356.1645 | 33.6316 | 0.0023774 | 0.0023083 | FALSE | 0.0022989 | FALSE | FALSE | 0.0022989 | FALSE | 0.21425 | FALSE | FALSE | 0.21425 | 33.6316
2016-12-16 23:00 | 13826.2122 | 31.9995 | 13794.2127 | 13479.3119 | 314.9008 | 0.023362 | FALSE | 0.058254 | FALSE | FALSE | 0.058254 | FALSE | -488.6612 | FALSE | FALSE | -488.6612 | 314.9008 | 31.9995 | 0.002374 | 0.0023091 | FALSE | 0.0022989 | FALSE | FALSE | 0.0022989 | FALSE | 0.21425 | FALSE | FALSE | 0.21425 | 31.9995
2016-12-17 | 13283.6364 | 30.9878 | 13252.6486 | 12969.2958 | 283.3528 | 0.021848 | FALSE | 0.058254 | FALSE | FALSE | 0.058254 | FALSE | -488.6612 | FALSE | FALSE | -488.6612 | 283.3528 | 30.9878 | 0.0023893 | 0.0023274 | FALSE | FALSE | 0.00090467 | FALSE | 0.00090467 | FALSE | FALSE | 18.9705 | FALSE | 18.9705 | 30.9878
2016-12-17 01:00 | 13001.382 | 30.7325 | 12970.6495 | 12697.0293 | 273.6203 | 0.02155 | FALSE | FALSE | 0.025314 | FALSE | 0.025314 | FALSE | FALSE | -54.7212 | FALSE | -54.7212 | 273.6203 | 30.7325 | 0.0024204 | 0.0023582 | FALSE | FALSE | 0.00090467 | FALSE | 0.00090467 | FALSE | FALSE | 18.9705 | FALSE | 18.9705 | 30.7325
2016-12-17 02:00 | 12869.9015 | 30.6135 | 12839.288 | 12568.993 | 270.295 | 0.021505 | FALSE | FALSE | 0.025314 | FALSE | 0.025314 | FALSE | FALSE | -54.7212 | FALSE | -54.7212 | 270.295 | 30.6135 | 0.0024356 | 0.002373 | FALSE | FALSE | 0.00090467 | FALSE | 0.00090467 | FALSE | FALSE | 18.9705 | FALSE | 18.9705 | 30.6135
2016-12-17 03:00 | 12826.0417 | 30.5738 | 12795.4679 | 12526.2822 | 269.1857 | 0.02149 | FALSE | FALSE | 0.025314 | FALSE | 0.025314 | FALSE | FALSE | -54.7212 | FALSE | -54.7212 | 269.1857 | 30.5738 | 0.0024408 | 0.0023781 | FALSE | FALSE | 0.00090467 | FALSE | 0.00090467 | FALSE | FALSE | 18.9705 | FALSE | 18.9705 | 30.5738
2016-12-17 04:00 | 12936.422 | 30.6737 | 12905.7483 | 12633.771 | 271.9773 | 0.021528 | FALSE | FALSE | 0.025314 | FALSE | 0.025314 | FALSE | FALSE | -54.7212 | FALSE | -54.7212 | 271.9773 | 30.6737 | 0.0024279 | 0.0023655 | FALSE | FALSE | 0.00090467 | FALSE | 0.00090467 | FALSE | FALSE | 18.9705 | FALSE | 18.9705 | 30.6737
2016-12-17 05:00 | 13219.5387 | 30.9298 | 13188.6089 | 12908.9867 | 279.6222 | 0.021661 | FALSE | 0.058254 | FALSE | FALSE | 0.058254 | FALSE | -488.6612 | FALSE | FALSE | -488.6612 | 279.6222 | 30.9298 | 0.002396 | 0.0023342 | FALSE | FALSE | 0.00090467 | FALSE | 0.00090467 | FALSE | FALSE | 18.9705 | FALSE | 18.9705 | 30.9298
2016-12-17 06:00 | 13687.4047 | 31.6804 | 13655.7243 | 13348.891 | 306.8334 | 0.022986 | FALSE | 0.058254 | FALSE | FALSE | 0.058254 | FALSE | -488.6612 | FALSE | FALSE | -488.6612 | 306.8334 | 31.6804 | 0.0023733 | 0.0023092 | FALSE | 0.0022989 | FALSE | FALSE | 0.0022989 | FALSE | 0.21425 | FALSE | FALSE | 0.21425 | 31.6804
2016-12-17 07:00 | 14211.9471 | 32.8862 | 14179.0608 | 13841.7413 | 337.3196 | 0.02437 | FALSE | 0.058254 | FALSE | FALSE | 0.058254 | FALSE | -488.6612 | FALSE | FALSE | -488.6612 | 337.3196 | 32.8862 | 0.0023759 | 0.0023086 | FALSE | 0.0022989 | FALSE | FALSE | 0.0022989 | FALSE | 0.21425 | FALSE | FALSE | 0.21425 | 32.8862
2016-12-17 08:00 | 14663.0892 | 33.9234 | 14629.1658 | 14265.626 | 363.5398 | 0.025484 | FALSE | 0.058254 | FALSE | FALSE | 0.058254 | FALSE | -488.6612 | FALSE | FALSE | -488.6612 | 363.5398 | 33.9234 | 0.002378 | 0.0023082 | FALSE | 0.0022989 | FALSE | FALSE | 0.0022989 | FALSE | 0.21425 | FALSE | FALSE | 0.21425 | 33.9234
2016-12-17 09:00 | 14961.7943 | 34.6101 | 14927.1842 | 14546.2838 | 380.9004 | 0.026185 | FALSE | 0.058254 | FALSE | FALSE | 0.058254 | FALSE | -488.6612 | FALSE | FALSE | -488.6612 | 380.9004 | 34.6101 | 0.0023793 | 0.0023079 | FALSE | 0.0022989 | FALSE | FALSE | 0.0022989 | FALSE | 0.21425 | FALSE | FALSE | 0.21425 | 34.6101
2016-12-17 10:00 | 14835.5572 | 34.3199 | 14801.2373 | 14427.6737 | 373.5636 | 0.025892 | FALSE | 0.058254 | FALSE | FALSE | 0.058254 | FALSE | -488.6612 | FALSE | FALSE | -488.6612 | 373.5636 | 34.3199 | 0.0023788 | 0.002308 | FALSE | 0.0022989 | FALSE | FALSE | 0.0022989 | FALSE | 0.21425 | FALSE | FALSE | 0.21425 | 34.3199
2016-12-17 11:00 | 14289.193 | 33.0638 | 14256.1291 | 13914.3201 | 341.8091 | 0.024565 | FALSE | 0.058254 | FALSE | FALSE | 0.058254 | FALSE | -488.6612 | FALSE | FALSE | -488.6612 | 341.8091 | 33.0638 | 0.0023762 | 0.0023086 | FALSE | 0.0022989 | FALSE | FALSE | 0.0022989 | FALSE | 0.21425 | FALSE | FALSE | 0.21425 | 33.0638
2016-12-17 12:00 | 13565.2837 | 31.3996 | 13533.884 | 13234.1483 | 299.7357 | 0.022649 | FALSE | 0.058254 | FALSE | FALSE | 0.058254 | FALSE | -488.6612 | FALSE | FALSE | -488.6612 | 299.7357 | 31.3996 | 0.0023726 | 0.0023094 | FALSE | 0.0022989 | FALSE | FALSE | 0.0022989 | FALSE | 0.21425 | FALSE | FALSE | 0.21425 | 31.3996
2016-12-17 13:00 | 12906.2975 | 30.6464 | 12875.651 | 12604.4356 | 271.2155 | 0.021517 | FALSE | FALSE | 0.025314 | FALSE | 0.025314 | FALSE | FALSE | -54.7212 | FALSE | -54.7212 | 271.2155 | 30.6464 | 0.0024314 | 0.0023689 | FALSE | FALSE | 0.00090467 | FALSE | 0.00090467 | FALSE | FALSE | 18.9705 | FALSE | 18.9705 | 30.6464
2016-12-17 14:00 | 12460.7212 | 30.2433 | 12430.4779 | 12170.5316 | 259.9463 | 0.021359 | FALSE | FALSE | 0.025314 | FALSE | 0.025314 | FALSE | FALSE | -54.7212 | FALSE | -54.7212 | 259.9463 | 30.2433 | 0.002485 | 0.0024212 | FALSE | FALSE | 0.00090467 | FALSE | 0.00090467 | FALSE | FALSE | 18.9705 | FALSE | 18.9705 | 30.2433
2016-12-17 15:00 | 12243.7931 | 30.0471 | 12213.7461 | 11959.2862 | 254.4599 | 0.021277 | FALSE | FALSE | 0.025314 | FALSE | 0.025314 | FALSE | FALSE | -54.7212 | FALSE | -54.7212 | 254.4599 | 30.0471 | 0.0025124 | 0.0024481 | FALSE | FALSE | 0.00090467 | FALSE | 0.00090467 | FALSE | FALSE | 18.9705 | FALSE | 18.9705 | 30.0471
2016-12-17 16:00 | 12328.7528 | 30.1239 | 12298.6288 | 12042.0202 | 256.6086 | 0.021309 | FALSE | FALSE | 0.025314 | FALSE | 0.025314 | FALSE | FALSE | -54.7212 | FALSE | -54.7212 | 256.6086 | 30.1239 | 0.0025016 | 0.0024374 | FALSE | FALSE | 0.00090467 | FALSE | 0.00090467 | FALSE | FALSE | 18.9705 | FALSE | 18.9705 | 30.1239
2016-12-17 17:00 | 12902.2291 | 30.6428 | 12871.5863 | 12600.4737 | 271.1126 | 0.021516 | FALSE | FALSE | 0.025314 | FALSE | 0.025314 | FALSE | FALSE | -54.7212 | FALSE | -54.7212 | 271.1126 | 30.6428 | 0.0024319 | 0.0023694 | FALSE | FALSE | 0.00090467 | FALSE | 0.00090467 | FALSE | FALSE | 18.9705 | FALSE | 18.9705 | 30.6428
2016-12-17 18:00 | 12907.6685 | 30.6477 | 12877.0209 | 12605.7707 | 271.2501 | 0.021518 | FALSE | FALSE | 0.025314 | FALSE | 0.025314 | FALSE | FALSE | -54.7212 | FALSE | -54.7212 | 271.2501 | 30.6477 | 0.0024312 | 0.0023688 | FALSE | FALSE | 0.00090467 | FALSE | 0.00090467 | FALSE | FALSE | 18.9705 | FALSE | 18.9705 | 30.6477
2016-12-17 19:00 | 12614.3982 | 30.3824 | 12584.0159 | 12320.1829 | 263.8329 | 0.021415 | FALSE | FALSE | 0.025314 | FALSE | 0.025314 | FALSE | FALSE | -54.7212 | FALSE | -54.7212 | 263.8329 | 30.3824 | 0.0024661 | 0.0024028 | FALSE | FALSE | 0.00090467 | FALSE | 0.00090467 | FALSE | FALSE | 18.9705 | FALSE | 18.9705 | 30.3824
2016-12-17 20:00 | 12348.6529 | 30.142 | 12318.5109 | 12061.399 | 257.1119 | 0.021317 | FALSE | FALSE | 0.025314 | FALSE | 0.025314 | FALSE | FALSE | -54.7212 | FALSE | -54.7212 | 257.1119 | 30.142 | 0.002499 | 0.002435 | FALSE | FALSE | 0.00090467 | FALSE | 0.00090467 | FALSE | FALSE | 18.9705 | FALSE | 18.9705 | 30.142
2016-12-17 21:00 | 11964.6482 | 29.7946 | 11934.8536 | 11687.4537 | 247.3999 | 0.021168 | FALSE | FALSE | 0.025314 | FALSE | 0.025314 | FALSE | FALSE | -54.7212 | FALSE | -54.7212 | 247.3999 | 29.7946 | 0.0025493 | 0.002484 | FALSE | FALSE | 0.00090467 | FALSE | 0.00090467 | FALSE | FALSE | 18.9705 | FALSE | 18.9705 | 29.7946
2016-12-17 22:00 | 11462.6835 | 29.3404 | 11433.343 | 11198.6384 | 234.7046 | 0.020958 | FALSE | FALSE | 0.025314 | FALSE | 0.025314 | FALSE | FALSE | -54.7212 | FALSE | -54.7212 | 234.7046 | 29.3404 | 0.00262 | 0.0025531 | FALSE | FALSE | 0.00090467 | FALSE | 0.00090467 | FALSE | FALSE | 18.9705 | FALSE | 18.9705 | 29.3404
2016-12-17 23:00 | 10807.984 | 28.7482 | 10779.2358 | 10561.0894 | 218.1464 | 0.020656 | FALSE | FALSE | 0.025314 | FALSE | 0.025314 | FALSE | FALSE | -54.7212 | FALSE | -54.7212 | 218.1464 | 28.7482 | 0.0027221 | 0.0026528 | FALSE | FALSE | 0.00090467 | FALSE | 0.00090467 | FALSE | FALSE | 18.9705 | FALSE | 18.9705 | 28.7482
2016-12-18 | 10265.2985 | 28.2572 | 10237.0413 | 10032.6201 | 204.4212 | 0.020376 | FALSE | FALSE | 0.025314 | FALSE | 0.025314 | FALSE | FALSE | -54.7212 | FALSE | -54.7212 | 204.4212 | 28.2572 | 0.0028165 | 0.0027451 | FALSE | FALSE | 0.00090467 | FALSE | 0.00090467 | FALSE | FALSE | 18.9705 | FALSE | 18.9705 | 28.2572
2016-12-18 01:00 | 9876.0408 | 27.9051 | 9848.1357 | 9653.5594 | 194.5764 | 0.020156 | FALSE | FALSE | 0.025314 | FALSE | 0.025314 | FALSE | FALSE | -54.7212 | FALSE | -54.7212 | 194.5764 | 27.9051 | 0.0028906 | 0.0028176 | FALSE | FALSE | 0.00090467 | FALSE | 0.00090467 | FALSE | FALSE | 18.9705 | FALSE | 18.9705 | 27.9051
2016-12-18 02:00 | 9620.5837 | 27.6739 | 9592.9098 | 9404.7942 | 188.1155 | 0.020002 | FALSE | FALSE | 0.025314 | FALSE | 0.025314 | FALSE | FALSE | -54.7212 | FALSE | -54.7212 | 188.1155 | 27.6739 | 0.0029425 | 0.0028683 | FALSE | FALSE | 0.00090467 | FALSE | 0.00090467 | FALSE | FALSE | 18.9705 | FALSE | 18.9705 | 27.6739
2016-12-18 03:00 | 9421.2018 | 27.4936 | 9393.7083 | 9210.6354 | 183.0729 | 0.019876 | FALSE | FALSE | 0.025314 | FALSE | 0.025314 | FALSE | FALSE | -54.7212 | FALSE | -54.7212 | 183.0729 | 27.4936 | 0.002985 | 0.0029098 | FALSE | FALSE | 0.00090467 | FALSE | 0.00090467 | FALSE | FALSE | 18.9705 | FALSE | 18.9705 | 27.4936
2016-12-18 04:00 | 9300.8452 | 27.3847 | 9273.4605 | 9093.4316 | 180.0289 | 0.019798 | FALSE | FALSE | 0.025314 | FALSE | 0.025314 | FALSE | FALSE | -54.7212 | FALSE | -54.7212 | 180.0289 | 27.3847 | 0.0030115 | 0.0029357 | FALSE | FALSE | 0.00090467 | FALSE | 0.00090467 | FALSE | FALSE | 18.9705 | FALSE | 18.9705 | 27.3847
2016-12-18 05:00 | 9305.0938 | 27.3885 | 9277.7053 | 9097.5689 | 180.1364 | 0.0198 | FALSE | FALSE | 0.025314 | FALSE | 0.025314 | FALSE | FALSE | -54.7212 | FALSE | -54.7212 | 180.1364 | 27.3885 | 0.0030105 | 0.0029348 | FALSE | FALSE | 0.00090467 | FALSE | 0.00090467 | FALSE | FALSE | 18.9705 | FALSE | 18.9705 | 27.3885
2016-12-18 06:00 | 9493.3059 | 27.5588 | 9465.7471 | 9280.8506 | 184.8965 | 0.019922 | FALSE | FALSE | 0.025314 | FALSE | 0.025314 | FALSE | FALSE | -54.7212 | FALSE | -54.7212 | 184.8965 | 27.5588 | 0.0029694 | 0.0028946 | FALSE | FALSE | 0.00090467 | FALSE | 0.00090467 | FALSE | FALSE | 18.9705 | FALSE | 18.9705 | 27.5588
2016-12-18 07:00 | 9693.2565 | 27.7397 | 9665.5168 | 9475.5632 | 189.9535 | 0.020047 | FALSE | FALSE | 0.025314 | FALSE | 0.025314 | FALSE | FALSE | -54.7212 | FALSE | -54.7212 | 189.9535 | 27.7397 | 0.0029275 | 0.0028536 | FALSE | FALSE | 0.00090467 | FALSE | 0.00090467 | FALSE | FALSE | 18.9705 | FALSE | 18.9705 | 27.7397
2016-12-18 08:00 | 10016.755 | 28.0324 | 9988.7227 | 9790.5875 | 198.1352 | 0.020237 | FALSE | FALSE | 0.025314 | FALSE | 0.025314 | FALSE | FALSE | -54.7212 | FALSE | -54.7212 | 198.1352 | 28.0324 | 0.0028632 | 0.0027907 | FALSE | FALSE | 0.00090467 | FALSE | 0.00090467 | FALSE | FALSE | 18.9705 | FALSE | 18.9705 | 28.0324
2016-12-18 09:00 | 10165.9966 | 28.1674 | 10137.8292 | 9935.9195 | 201.9097 | 0.020321 | FALSE | FALSE | 0.025314 | FALSE | 0.025314 | FALSE | FALSE | -54.7212 | FALSE | -54.7212 | 201.9097 | 28.1674 | 0.0028349 | 0.0027631 | FALSE | FALSE | 0.00090467 | FALSE | 0.00090467 | FALSE | FALSE | 18.9705 | FALSE | 18.9705 | 28.1674
2016-12-18 10:00 | 10019.7824 | 28.0351 | 9991.7474 | 9793.5356 | 198.2118 | 0.020239 | FALSE | FALSE | 0.025314 | FALSE | 0.025314 | FALSE | FALSE | -54.7212 | FALSE | -54.7212 | 198.2118 | 28.0351 | 0.0028626 | 0.0027902 | FALSE | FALSE | 0.00090467 | FALSE | 0.00090467 | FALSE | FALSE | 18.9705 | FALSE | 18.9705 | 28.0351
2016-12-18 11:00 | 9902.5793 | 27.9291 | 9874.6503 | 9679.4027 | 195.2476 | 0.020171 | FALSE | FALSE | 0.025314 | FALSE | 0.025314 | FALSE | FALSE | -54.7212 | FALSE | -54.7212 | 195.2476 | 27.9291 | 0.0028854 | 0.0028125 | FALSE | FALSE | 0.00090467 | FALSE | 0.00090467 | FALSE | FALSE | 18.9705 | FALSE | 18.9705 | 27.9291
2016-12-18 12:00 | 9939.8768 | 27.9628 | 9911.914 | 9715.7232 | 196.1909 | 0.020193 | FALSE | FALSE | 0.025314 | FALSE | 0.025314 | FALSE | FALSE | -54.7212 | FALSE | -54.7212 | 196.1909 | 27.9628 | 0.0028781 | 0.0028053 | FALSE | FALSE | 0.00090467 | FALSE | 0.00090467 | FALSE | FALSE | 18.9705 | FALSE | 18.9705 | 27.9628
2016-12-18 13:00 | 9968.3757 | 27.9886 | 9940.3871 | 9743.4755 | 196.9116 | 0.02021 | FALSE | FALSE | 0.025314 | FALSE | 0.025314 | FALSE | FALSE | -54.7212 | FALSE | -54.7212 | 196.9116 | 27.9886 | 0.0028725 | 0.0027999 | FALSE | FALSE | 0.00090467 | FALSE | 0.00090467 | FALSE | FALSE | 18.9705 | FALSE | 18.9705 | 27.9886
2016-12-18 14:00 | 9912.2387 | 27.9378 | 9884.3009 | 9688.8091 | 195.4919 | 0.020177 | FALSE | FALSE | 0.025314 | FALSE | 0.025314 | FALSE | FALSE | -54.7212 | FALSE | -54.7212 | 195.4919 | 27.9378 | 0.0028835 | 0.0028106 | FALSE | FALSE | 0.00090467 | FALSE | 0.00090467 | FALSE | FALSE | 18.9705 | FALSE | 18.9705 | 27.9378
2016-12-18 15:00 | 9918.2847 | 27.9433 | 9890.3415 | 9694.6967 | 195.6448 | 0.020181 | FALSE | FALSE | 0.025314 | FALSE | 0.025314 | FALSE | FALSE | -54.7212 | FALSE | -54.7212 | 195.6448 | 27.9433 | 0.0028823 | 0.0028094 | FALSE | FALSE | 0.00090467 | FALSE | 0.00090467 | FALSE | FALSE | 18.9705 | FALSE | 18.9705 | 27.9433
2016-12-18 16:00 | 10175.3422 | 28.1758 | 10147.1664 | 9945.0203 | 202.1461 | 0.020326 | FALSE | FALSE | 0.025314 | FALSE | 0.025314 | FALSE | FALSE | -54.7212 | FALSE | -54.7212 | 202.1461 | 28.1758 | 0.0028332 | 0.0027614 | FALSE | FALSE | 0.00090467 | FALSE | 0.00090467 | FALSE | FALSE | 18.9705 | FALSE | 18.9705 | 28.1758
2016-12-18 17:00 | 10963.5039 | 28.8888 | 10934.615 | 10712.5353 | 222.0797 | 0.020731 | FALSE | FALSE | 0.025314 | FALSE | 0.025314 | FALSE | FALSE | -54.7212 | FALSE | -54.7212 | 222.0797 | 28.8888 | 0.0026967 | 0.0026281 | FALSE | FALSE | 0.00090467 | FALSE | 0.00090467 | FALSE | FALSE | 18.9705 | FALSE | 18.9705 | 28.8888
2016-12-18 18:00 | 11184.0635 | 29.0884 | 11154.9751 | 10927.3172 | 227.6579 | 0.020834 | FALSE | FALSE | 0.025314 | FALSE | 0.025314 | FALSE | FALSE | -54.7212 | FALSE | -54.7212 | 227.6579 | 29.0884 | 0.002662 | 0.0025941 | FALSE | FALSE | 0.00090467 | FALSE | 0.00090467 | FALSE | FALSE | 18.9705 | FALSE | 18.9705 | 29.0884
2016-12-18 19:00 | 11178.0994 | 29.083 | 11149.0164 | 10921.5093 | 227.5071 | 0.020831 | FALSE | FALSE | 0.025314 | FALSE | 0.025314 | FALSE | FALSE | -54.7212 | FALSE | -54.7212 | 227.5071 | 29.083 | 0.0026629 | 0.002595 | FALSE | FALSE | 0.00090467 | FALSE | 0.00090467 | FALSE | FALSE | 18.9705 | FALSE | 18.9705 | 29.083
2016-12-18 20:00 | 11122.5068 | 29.0327 | 11093.4741 | 10867.373 | 226.1011 | 0.020805 | FALSE | FALSE | 0.025314 | FALSE | 0.025314 | FALSE | FALSE | -54.7212 | FALSE | -54.7212 | 226.1011 | 29.0327 | 0.0026715 | 0.0026035 | FALSE | FALSE | 0.00090467 | FALSE | 0.00090467 | FALSE | FALSE | 18.9705 | FALSE | 18.9705 | 29.0327
2016-12-18 21:00 | 10847.2851 | 28.7837 | 10818.5014 | 10599.361 | 219.1404 | 0.020675 | FALSE | FALSE | 0.025314 | FALSE | 0.025314 | FALSE | FALSE | -54.7212 | FALSE | -54.7212 | 219.1404 | 28.7837 | 0.0027156 | 0.0026465 | FALSE | FALSE | 0.00090467 | FALSE | 0.00090467 | FALSE | FALSE | 18.9705 | FALSE | 18.9705 | 28.7837
2016-12-18 22:00 | 10396.5731 | 28.376 | 10368.1971 | 10160.4558 | 207.7413 | 0.020446 | FALSE | FALSE | 0.025314 | FALSE | 0.025314 | FALSE | FALSE | -54.7212 | FALSE | -54.7212 | 207.7413 | 28.376 | 0.0027928 | 0.0027219 | FALSE | FALSE | 0.00090467 | FALSE | 0.00090467 | FALSE | FALSE | 18.9705 | FALSE | 18.9705 | 28.376
2016-12-18 23:00 | 9881.0866 | 27.9096 | 9853.177 | 9658.473 | 194.704 | 0.020159 | FALSE | FALSE | 0.025314 | FALSE | 0.025314 | FALSE | FALSE | -54.7212 | FALSE | -54.7212 | 194.704 | 27.9096 | 0.0028897 | 0.0028166 | FALSE | FALSE | 0.00090467 | FALSE | 0.00090467 | FALSE | FALSE | 18.9705 | FALSE | 18.9705 | 27.9096
2016-12-19 | 9552.8329 | 27.6127 | 9525.2202 | 9338.8182 | 186.402 | 0.01996 | FALSE | FALSE | 0.025314 | FALSE | 0.025314 | FALSE | FALSE | -54.7212 | FALSE | -54.7212 | 186.402 | 27.6127 | 0.0029568 | 0.0028822 | FALSE | FALSE | 0.00090467 | FALSE | 0.00090467 | FALSE | FALSE | 18.9705 | FALSE | 18.9705 | 27.6127
2016-12-19 01:00 | 9432.4792 | 27.5038 | 9404.9754 | 9221.6173 | 183.3581 | 0.019884 | FALSE | FALSE | 0.025314 | FALSE | 0.025314 | FALSE | FALSE | -54.7212 | FALSE | -54.7212 | 183.3581 | 27.5038 | 0.0029825 | 0.0029074 | FALSE | FALSE | 0.00090467 | FALSE | 0.00090467 | FALSE | FALSE | 18.9705 | FALSE | 18.9705 | 27.5038
2016-12-19 02:00 | 9458.3532 | 27.5272 | 9430.826 | 9246.8135 | 184.0125 | 0.0199 | FALSE | FALSE | 0.025314 | FALSE | 0.025314 | FALSE | FALSE | -54.7212 | FALSE | -54.7212 | 184.0125 | 27.5272 | 0.0029769 | 0.0029019 | FALSE | FALSE | 0.00090467 | FALSE | 0.00090467 | FALSE | FALSE | 18.9705 | FALSE | 18.9705 | 27.5272
2016-12-19 03:00 | 9630.1551 | 27.6826 | 9602.4725 | 9414.1149 | 188.3576 | 0.020008 | FALSE | FALSE | 0.025314 | FALSE | 0.025314 | FALSE | FALSE | -54.7212 | FALSE | -54.7212 | 188.3576 | 27.6826 | 0.0029405 | 0.0028663 | FALSE | FALSE | 0.00090467 | FALSE | 0.00090467 | FALSE | FALSE | 18.9705 | FALSE | 18.9705 | 27.6826
2016-12-19 04:00 | 10090.1757 | 28.0988 | 10062.0769 | 9862.0848 | 199.9921 | 0.020279 | FALSE | FALSE | 0.025314 | FALSE | 0.025314 | FALSE | FALSE | -54.7212 | FALSE | -54.7212 | 199.9921 | 28.0988 | 0.0028492 | 0.002777 | FALSE | FALSE | 0.00090467 | FALSE | 0.00090467 | FALSE | FALSE | 18.9705 | FALSE | 18.9705 | 28.0988
2016-12-19 05:00 | 11050.78 | 28.9678 | 11021.8121 | 10797.5251 | 224.287 | 0.020772 | FALSE | FALSE | 0.025314 | FALSE | 0.025314 | FALSE | FALSE | -54.7212 | FALSE | -54.7212 | 224.287 | 28.9678 | 0.0026828 | 0.0026145 | FALSE | FALSE | 0.00090467 | FALSE | 0.00090467 | FALSE | FALSE | 18.9705 | FALSE | 18.9705 | 28.9678
2016-12-19 06:00 | 12514.3144 | 30.2918 | 12484.0225 | 12222.7208 | 261.3017 | 0.021378 | FALSE | FALSE | 0.025314 | FALSE | 0.025314 | FALSE | FALSE | -54.7212 | FALSE | -54.7212 | 261.3017 | 30.2918 | 0.0024783 | 0.0024147 | FALSE | FALSE | 0.00090467 | FALSE | 0.00090467 | FALSE | FALSE | 18.9705 | FALSE | 18.9705 | 30.2918
2016-12-19 07:00 | 13460.5191 | 31.1478 | 13429.3712 | 13135.7237 | 293.6475 | 0.022355 | FALSE | 0.058254 | FALSE | FALSE | 0.058254 | FALSE | -488.6612 | FALSE | FALSE | -488.6612 | 293.6475 | 31.1478 | 0.0023712 | 0.0023087 | FALSE | FALSE | 0.00090467 | FALSE | 0.00090467 | FALSE | FALSE | 18.9705 | FALSE | 18.9705 | 31.1478
2016-12-19 08:00 | 13596.6191 | 31.4717 | 13565.1474 | 13263.5905 | 301.5569 | 0.022736 | FALSE | 0.058254 | FALSE | FALSE | 0.058254 | FALSE | -488.6612 | FALSE | FALSE | -488.6612 | 301.5569 | 31.4717 | 0.0023728 | 0.0023093 | FALSE | 0.0022989 | FALSE | FALSE | 0.0022989 | FALSE | 0.21425 | FALSE | FALSE | 0.21425 | 31.4717
2016-12-19 09:00 | 13760.8435 | 31.8492 | 13728.9943 | 13417.8927 | 311.1016 | 0.023186 | FALSE | 0.058254 | FALSE | FALSE | 0.058254 | FALSE | -488.6612 | FALSE | FALSE | -488.6612 | 311.1016 | 31.8492 | 0.0023736 | 0.0023091 | FALSE | 0.0022989 | FALSE | FALSE | 0.0022989 | FALSE | 0.21425 | FALSE | FALSE | 0.21425 | 31.8492
2016-12-19 10:00 | 13859.4921 | 32.076 | 13827.4161 | 13510.5811 | 316.835 | 0.023451 | FALSE | 0.058254 | FALSE | FALSE | 0.058254 | FALSE | -488.6612 | FALSE | FALSE | -488.6612 | 316.835 | 32.076 | 0.0023741 | 0.002309 | FALSE | 0.0022989 | FALSE | FALSE | 0.0022989 | FALSE | 0.21425 | FALSE | FALSE | 0.21425 | 32.076
2016-12-19 11:00 | 13726.4854 | 31.7702 | 13694.7152 | 13385.6105 | 309.1047 | 0.023092 | FALSE | 0.058254 | FALSE | FALSE | 0.058254 | FALSE | -488.6612 | FALSE | FALSE | -488.6612 | 309.1047 | 31.7702 | 0.0023735 | 0.0023092 | FALSE | 0.0022989 | FALSE | FALSE | 0.0022989 | FALSE | 0.21425 | FALSE | FALSE | 0.21425 | 31.7702
2016-12-19 12:00 | 13465.2986 | 31.1521 | 13434.1464 | 13140.2208 | 293.9257 | 0.022368 | FALSE | 0.058254 | FALSE | FALSE | 0.058254 | FALSE | -488.6612 | FALSE | FALSE | -488.6612 | 293.9257 | 31.1521 | 0.0023707 | 0.0023082 | FALSE | FALSE | 0.00090467 | FALSE | 0.00090467 | FALSE | FALSE | 18.9705 | FALSE | 18.9705 | 31.1521
2016-12-19 13:00 | 13307.9829 | 31.0098 | 13276.973 | 12992.2033 | 284.7698 | 0.021919 | FALSE | 0.058254 | FALSE | FALSE | 0.058254 | FALSE | -488.6612 | FALSE | FALSE | -488.6612 | 284.7698 | 31.0098 | 0.0023868 | 0.0023248 | FALSE | FALSE | 0.00090467 | FALSE | 0.00090467 | FALSE | FALSE | 18.9705 | FALSE | 18.9705 | 31.0098
2016-12-19 14:00 | 13172.5304 | 30.8873 | 13141.6431 | 12863.6943 | 277.9488 | 0.021607 | FALSE | FALSE | 0.025314 | FALSE | 0.025314 | FALSE | FALSE | -54.7212 | FALSE | -54.7212 | 277.9488 | 30.8873 | 0.0024011 | 0.0023393 | FALSE | FALSE | 0.00090467 | FALSE | 0.00090467 | FALSE | FALSE | 18.9705 | FALSE | 18.9705 | 30.8873
2016-12-19 15:00 | 13146.5829 | 30.8638 | 13115.719 | 12838.4265 | 277.2926 | 0.021599 | FALSE | FALSE | 0.025314 | FALSE | 0.025314 | FALSE | FALSE | -54.7212 | FALSE | -54.7212 | 277.2926 | 30.8638 | 0.002404 | 0.0023422 | FALSE | FALSE | 0.00090467 | FALSE | 0.00090467 | FALSE | FALSE | 18.9705 | FALSE | 18.9705 | 30.8638
2016-12-19 16:00 | 13360.1735 | 31.057 | 13329.1165 | 13041.3092 | 287.8073 | 0.022069 | FALSE | 0.058254 | FALSE | FALSE | 0.058254 | FALSE | -488.6612 | FALSE | FALSE | -488.6612 | 287.8073 | 31.057 | 0.0023814 | 0.0023192 | FALSE | FALSE | 0.00090467 | FALSE | 0.00090467 | FALSE | FALSE | 18.9705 | FALSE | 18.9705 | 31.057
2016-12-19 17:00 | 14118.8238 | 32.6722 | 14086.1516 | 13754.2443 | 331.9073 | 0.024131 | FALSE | 0.058254 | FALSE | FALSE | 0.058254 | FALSE | -488.6612 | FALSE | FALSE | -488.6612 | 331.9073 | 32.6722 | 0.0023754 | 0.0023087 | FALSE | 0.0022989 | FALSE | FALSE | 0.0022989 | FALSE | 0.21425 | FALSE | FALSE | 0.21425 | 32.6722
2016-12-19 18:00 | 14365.5713 | 33.2394 | 14332.3319 | 13986.0837 | 346.2482 | 0.024757 | FALSE | 0.058254 | FALSE | FALSE | 0.058254 | FALSE | -488.6612 | FALSE | FALSE | -488.6612 | 346.2482 | 33.2394 | 0.0023766 | 0.0023085 | FALSE | 0.0022989 | FALSE | FALSE | 0.0022989 | FALSE | 0.21425 | FALSE | FALSE | 0.21425 | 33.2394
2016-12-19 19:00 | 14252.8808 | 32.9803 | 14219.9005 | 13880.2018 | 339.6986 | 0.024474 | FALSE | 0.058254 | FALSE | FALSE | 0.058254 | FALSE | -488.6612 | FALSE | FALSE | -488.6612 | 339.6986 | 32.9803 | 0.0023761 | 0.0023086 | FALSE | 0.0022989 | FALSE | FALSE | 0.0022989 | FALSE | 0.21425 | FALSE | FALSE | 0.21425 | 32.9803
2016-12-19 20:00 | 14186.2886 | 32.8273 | 14153.4613 | 13817.633 | 335.8283 | 0.024304 | FALSE | 0.058254 | FALSE | FALSE | 0.058254 | FALSE | -488.6612 | FALSE | FALSE | -488.6612 | 335.8283 | 32.8273 | 0.0023758 | 0.0023087 | FALSE | 0.0022989 | FALSE | FALSE | 0.0022989 | FALSE | 0.21425 | FALSE | FALSE | 0.21425 | 32.8273
2016-12-19 21:00 | 13727.4438 | 31.7724 | 13695.6714 | 13386.511 | 309.1604 | 0.023095 | FALSE | 0.058254 | FALSE | FALSE | 0.058254 | FALSE | -488.6612 | FALSE | FALSE | -488.6612 | 309.1604 | 31.7724 | 0.0023735 | 0.0023092 | FALSE | 0.0022989 | FALSE | FALSE | 0.0022989 | FALSE | 0.21425 | FALSE | FALSE | 0.21425 | 31.7724
2016-12-19 22:00 | 12945.3921 | 30.6818 | 12914.7103 | 12642.5061 | 272.2042 | 0.021531 | FALSE | FALSE | 0.025314 | FALSE | 0.025314 | FALSE | FALSE | -54.7212 | FALSE | -54.7212 | 272.2042 | 30.6818 | 0.0024269 | 0.0023645 | FALSE | FALSE | 0.00090467 | FALSE | 0.00090467 | FALSE | FALSE | 18.9705 | FALSE | 18.9705 | 30.6818
2016-12-19 23:00 | 12142.77 | 29.9557 | 12112.8143 | 11860.9094 | 251.9049 | 0.021238 | FALSE | FALSE | 0.025314 | FALSE | 0.025314 | FALSE | FALSE | -54.7212 | FALSE | -54.7212 | 251.9049 | 29.9557 | 0.0025256 | 0.0024609 | FALSE | FALSE | 0.00090467 | FALSE | 0.00090467 | FALSE | FALSE | 18.9705 | FALSE | 18.9705 | 29.9557
2016-12-20 | 11638.2953 | 29.4993 | 11608.796 | 11369.65 | 239.146 | 0.021034 | FALSE | FALSE | 0.025314 | FALSE | 0.025314 | FALSE | FALSE | -54.7212 | FALSE | -54.7212 | 239.146 | 29.4993 | 0.0025946 | 0.0025283 | FALSE | FALSE | 0.00090467 | FALSE | 0.00090467 | FALSE | FALSE | 18.9705 | FALSE | 18.9705 | 29.4993
2016-12-20 01:00 | 11392.1296 | 29.2766 | 11362.8529 | 11129.9327 | 232.9202 | 0.020927 | FALSE | FALSE | 0.025314 | FALSE | 0.025314 | FALSE | FALSE | -54.7212 | FALSE | -54.7212 | 232.9202 | 29.2766 | 0.0026304 | 0.0025633 | FALSE | FALSE | 0.00090467 | FALSE | 0.00090467 | FALSE | FALSE | 18.9705 | FALSE | 18.9705 | 29.2766
2016-12-20 02:00 | 11372.8825 | 29.2592 | 11343.6233 | 11111.1899 | 232.4334 | 0.020919 | FALSE | FALSE | 0.025314 | FALSE | 0.025314 | FALSE | FALSE | -54.7212 | FALSE | -54.7212 | 232.4334 | 29.2592 | 0.0026333 | 0.0025661 | FALSE | FALSE | 0.00090467 | FALSE | 0.00090467 | FALSE | FALSE | 18.9705 | FALSE | 18.9705 | 29.2592
2016-12-20 03:00 | 11518.2061 | 29.3907 | 11488.8154 | 11252.7066 | 236.1088 | 0.020982 | FALSE | FALSE | 0.025314 | FALSE | 0.025314 | FALSE | FALSE | -54.7212 | FALSE | -54.7212 | 236.1088 | 29.3907 | 0.0026119 | 0.0025452 | FALSE | FALSE | 0.00090467 | FALSE | 0.00090467 | FALSE | FALSE | 18.9705 | FALSE | 18.9705 | 29.3907
2016-12-20 04:00 | 11915.7906 | 29.7504 | 11886.0402 | 11639.8759 | 246.1643 | 0.021148 | FALSE | FALSE | 0.025314 | FALSE | 0.025314 | FALSE | FALSE | -54.7212 | FALSE | -54.7212 | 246.1643 | 29.7504 | 0.0025559 | 0.0024905 | FALSE | FALSE | 0.00090467 | FALSE | 0.00090467 | FALSE | FALSE | 18.9705 | FALSE | 18.9705 | 29.7504
2016-12-20 05:00 | 12733.3786 | 30.49 | 12702.8886 | 12436.0465 | 266.8421 | 0.021457 | FALSE | FALSE | 0.025314 | FALSE | 0.025314 | FALSE | FALSE | -54.7212 | FALSE | -54.7212 | 266.8421 | 30.49 | 0.0024517 | 0.0023888 | FALSE | FALSE | 0.00090467 | FALSE | 0.00090467 | FALSE | FALSE | 18.9705 | FALSE | 18.9705 | 30.49
2016-12-20 06:00 | 14115.6376 | 32.6648 | 14082.9727 | 13751.2506 | 331.7221 | 0.024123 | FALSE | 0.058254 | FALSE | FALSE | 0.058254 | FALSE | -488.6612 | FALSE | FALSE | -488.6612 | 331.7221 | 32.6648 | 0.0023754 | 0.0023087 | FALSE | 0.0022989 | FALSE | FALSE | 0.0022989 | FALSE | 0.21425 | FALSE | FALSE | 0.21425 | 32.6648
2016-12-20 07:00 | 14871.5095 | 34.4025 | 14837.107 | 14461.4539 | 375.6531 | 0.025976 | FALSE | 0.058254 | FALSE | FALSE | 0.058254 | FALSE | -488.6612 | FALSE | FALSE | -488.6612 | 375.6531 | 34.4025 | 0.0023789 | 0.002308 | FALSE | 0.0022989 | FALSE | FALSE | 0.0022989 | FALSE | 0.21425 | FALSE | FALSE | 0.21425 | 34.4025
2016-12-20 08:00 | 14826.957 | 34.3001 | 14792.6569 | 14419.5932 | 373.0637 | 0.025872 | FALSE | 0.058254 | FALSE | FALSE | 0.058254 | FALSE | -488.6612 | FALSE | FALSE | -488.6612 | 373.0637 | 34.3001 | 0.0023787 | 0.002308 | FALSE | 0.0022989 | FALSE | FALSE | 0.0022989 | FALSE | 0.21425 | FALSE | FALSE | 0.21425 | 34.3001
2016-12-20 09:00 | 14533.8931 | 33.6264 | 14500.2667 | 14144.2358 | 356.031 | 0.025171 | FALSE | 0.058254 | FALSE | FALSE | 0.058254 | FALSE | -488.6612 | FALSE | FALSE | -488.6612 | 356.031 | 33.6264 | 0.0023774 | 0.0023083 | FALSE | 0.0022989 | FALSE | FALSE | 0.0022989 | FALSE | 0.21425 | FALSE | FALSE | 0.21425 | 33.6264
2016-12-20 10:00 | 14089.0358 | 32.6037 | 14056.4322 | 13726.2561 | 330.176 | 0.024054 | FALSE | 0.058254 | FALSE | FALSE | 0.058254 | FALSE | -488.6612 | FALSE | FALSE | -488.6612 | 330.176 | 32.6037 | 0.0023753 | 0.0023088 | FALSE | 0.0022989 | FALSE | FALSE | 0.0022989 | FALSE | 0.21425 | FALSE | FALSE | 0.21425 | 32.6037
2016-12-20 11:00 | 13587.7525 | 31.4513 | 13556.3012 | 13255.2596 | 301.0416 | 0.022711 | FALSE | 0.058254 | FALSE | FALSE | 0.058254 | FALSE | -488.6612 | FALSE | FALSE | -488.6612 | 301.0416 | 31.4513 | 0.0023727 | 0.0023093 | FALSE | 0.0022989 | FALSE | FALSE | 0.0022989 | FALSE | 0.21425 | FALSE | FALSE | 0.21425 | 31.4513
2016-12-20 12:00 | 13024.1316 | 30.753 | 12993.3786 | 12719.183 | 274.1956 | 0.021558 | FALSE | FALSE | 0.025314 | FALSE | 0.025314 | FALSE | FALSE | -54.7212 | FALSE | -54.7212 | 274.1956 | 30.753 | 0.0024178 | 0.0023557 | FALSE | FALSE | 0.00090467 | FALSE | 0.00090467 | FALSE | FALSE | 18.9705 | FALSE | 18.9705 | 30.753
2016-12-20 13:00 | 12629.3946 | 30.3959 | 12598.9987 | 12334.7864 | 264.2122 | 0.02142 | FALSE | FALSE | 0.025314 | FALSE | 0.025314 | FALSE | FALSE | -54.7212 | FALSE | -54.7212 | 264.2122 | 30.3959 | 0.0024642 | 0.002401 | FALSE | FALSE | 0.00090467 | FALSE | 0.00090467 | FALSE | FALSE | 18.9705 | FALSE | 18.9705 | 30.3959
2016-12-20 14:00 | 12327.2417 | 30.1226 | 12297.1191 | 12040.5488 | 256.5704 | 0.021309 | FALSE | FALSE | 0.025314 | FALSE | 0.025314 | FALSE | FALSE | -54.7212 | FALSE | -54.7212 | 256.5704 | 30.1226 | 0.0025018 | 0.0024376 | FALSE | FALSE | 0.00090467 | FALSE | 0.00090467 | FALSE | FALSE | 18.9705 | FALSE | 18.9705 | 30.1226
2016-12-20 15:00 | 12293.1135 | 30.0917 | 12263.0218 | 12007.3145 | 255.7072 | 0.021296 | FALSE | FALSE | 0.025314 | FALSE | 0.025314 | FALSE | FALSE | -54.7212 | FALSE | -54.7212 | 255.7072 | 30.0917 | 0.0025061 | 0.0024419 | FALSE | FALSE | 0.00090467 | FALSE | 0.00090467 | FALSE | FALSE | 18.9705 | FALSE | 18.9705 | 30.0917
2016-12-20 16:00 | 12584.9537 | 30.3557 | 12554.598 | 12291.5097 | 263.0883 | 0.021404 | FALSE | FALSE | 0.025314 | FALSE | 0.025314 | FALSE | FALSE | -54.7212 | FALSE | -54.7212 | 263.0883 | 30.3557 | 0.0024697 | 0.0024063 | FALSE | FALSE | 0.00090467 | FALSE | 0.00090467 | FALSE | FALSE | 18.9705 | FALSE | 18.9705 | 30.3557
2016-12-20 17:00 | 13699.0191 | 31.7071 | 13667.3121 | 13359.8037 | 307.5084 | 0.023017 | FALSE | 0.058254 | FALSE | FALSE | 0.058254 | FALSE | -488.6612 | FALSE | FALSE | -488.6612 | 307.5084 | 31.7071 | 0.0023733 | 0.0023092 | FALSE | 0.0022989 | FALSE | FALSE | 0.0022989 | FALSE | 0.21425 | FALSE | FALSE | 0.21425 | 31.7071
2016-12-20 18:00 | 14532.5573 | 33.6233 | 14498.934 | 14142.9807 | 355.9533 | 0.025168 | FALSE | 0.058254 | FALSE | FALSE | 0.058254 | FALSE | -488.6612 | FALSE | FALSE | -488.6612 | 355.9533 | 33.6233 | 0.0023774 | 0.0023083 | FALSE | 0.0022989 | FALSE | FALSE | 0.0022989 | FALSE | 0.21425 | FALSE | FALSE | 0.21425 | 33.6233
2016-12-20 19:00 | 14787.5873 | 34.2096 | 14753.3777 | 14382.6022 | 370.7756 | 0.025779 | FALSE | 0.058254 | FALSE | FALSE | 0.058254 | FALSE | -488.6612 | FALSE | FALSE | -488.6612 | 370.7756 | 34.2096 | 0.0023785 | 0.0023081 | FALSE | 0.0022989 | FALSE | FALSE | 0.0022989 | FALSE | 0.21425 | FALSE | FALSE | 0.21425 | 34.2096
2016-12-20 20:00 | 14952.7176 | 34.5892 | 14918.1284 | 14537.7555 | 380.3729 | 0.026164 | FALSE | 0.058254 | FALSE | FALSE | 0.058254 | FALSE | -488.6612 | FALSE | FALSE | -488.6612 | 380.3729 | 34.5892 | 0.0023793 | 0.0023079 | FALSE | 0.0022989 | FALSE | FALSE | 0.0022989 | FALSE | 0.21425 | FALSE | FALSE | 0.21425 | 34.5892
2016-12-20 21:00 | 14825.5083 | 34.2968 | 14791.2115 | 14418.232 | 372.9795 | 0.025869 | FALSE | 0.058254 | FALSE | FALSE | 0.058254 | FALSE | -488.6612 | FALSE | FALSE | -488.6612 | 372.9795 | 34.2968 | 0.0023787 | 0.002308 | FALSE | 0.0022989 | FALSE | FALSE | 0.0022989 | FALSE | 0.21425 | FALSE | FALSE | 0.21425 | 34.2968
2016-12-20 22:00 | 14389.0534 | 33.2934 | 14355.76 | 14008.1471 | 347.6129 | 0.024815 | FALSE | 0.058254 | FALSE | FALSE | 0.058254 | FALSE | -488.6612 | FALSE | FALSE | -488.6612 | 347.6129 | 33.2934 | 0.0023767 | 0.0023085 | FALSE | 0.0022989 | FALSE | FALSE | 0.0022989 | FALSE | 0.21425 | FALSE | FALSE | 0.21425 | 33.2934
2016-12-20 23:00 | 13829.5877 | 32.0072 | 13797.5805 | 13482.4835 | 315.097 | 0.023371 | FALSE | 0.058254 | FALSE | FALSE | 0.058254 | FALSE | -488.6612 | FALSE | FALSE | -488.6612 | 315.097 | 32.0072 | 0.002374 | 0.0023091 | FALSE | 0.0022989 | FALSE | FALSE | 0.0022989 | FALSE | 0.21425 | FALSE | FALSE | 0.21425 | 32.0072
2016-12-21 | 13478.5814 | 31.1642 | 13447.4173 | 13152.7185 | 294.6987 | 0.022406 | FALSE | 0.058254 | FALSE | FALSE | 0.058254 | FALSE | -488.6612 | FALSE | FALSE | -488.6612 | 294.6987 | 31.1642 | 0.0023694 | 0.0023068 | FALSE | FALSE | 0.00090467 | FALSE | 0.00090467 | FALSE | FALSE | 18.9705 | FALSE | 18.9705 | 31.1642
2016-12-21 01:00 | 13425.509 | 31.1162 | 13394.3928 | 13102.7829 | 291.6099 | 0.022256 | FALSE | 0.058254 | FALSE | FALSE | 0.058254 | FALSE | -488.6612 | FALSE | FALSE | -488.6612 | 291.6099 | 31.1162 | 0.0023748 | 0.0023123 | FALSE | FALSE | 0.00090467 | FALSE | 0.00090467 | FALSE | FALSE | 18.9705 | FALSE | 18.9705 | 31.1162
2016-12-21 02:00 | 13499.7197 | 31.2489 | 13468.4708 | 13172.5456 | 295.9252 | 0.022465 | FALSE | 0.058254 | FALSE | FALSE | 0.058254 | FALSE | -488.6612 | FALSE | FALSE | -488.6612 | 295.9252 | 31.2489 | 0.0023723 | 0.0023094 | FALSE | 0.0022989 | FALSE | FALSE | 0.0022989 | FALSE | 0.21425 | FALSE | FALSE | 0.21425 | 31.2489
2016-12-21 03:00 | 13727.0062 | 31.7714 | 13695.2348 | 13386.0998 | 309.135 | 0.023094 | FALSE | 0.058254 | FALSE | FALSE | 0.058254 | FALSE | -488.6612 | FALSE | FALSE | -488.6612 | 309.135 | 31.7714 | 0.0023735 | 0.0023092 | FALSE | 0.0022989 | FALSE | FALSE | 0.0022989 | FALSE | 0.21425 | FALSE | FALSE | 0.21425 | 31.7714
2016-12-21 04:00 | 14119.0305 | 32.6726 | 14086.3579 | 13754.4386 | 331.9193 | 0.024132 | FALSE | 0.058254 | FALSE | FALSE | 0.058254 | FALSE | -488.6612 | FALSE | FALSE | -488.6612 | 331.9193 | 32.6726 | 0.0023754 | 0.0023087 | FALSE | 0.0022989 | FALSE | FALSE | 0.0022989 | FALSE | 0.21425 | FALSE | FALSE | 0.21425 | 32.6726
2016-12-21 05:00 | 14988.2974 | 34.671 | 14953.6264 | 14571.1856 | 382.4408 | 0.026246 | FALSE | 0.058254 | FALSE | FALSE | 0.058254 | FALSE | -488.6612 | FALSE | FALSE | -488.6612 | 382.4408 | 34.671 | 0.0023794 | 0.0023079 | FALSE | 0.0022989 | FALSE | FALSE | 0.0022989 | FALSE | 0.21425 | FALSE | FALSE | 0.21425 | 34.671
2016-12-21 06:00 | 16279.5562 | 37.6395 | 16241.9167 | 15784.4284 | 457.4883 | 0.028984 | FALSE | 0.058254 | FALSE | FALSE | 0.058254 | FALSE | -488.6612 | FALSE | FALSE | -488.6612 | 457.4883 | 37.6395 | 0.0023846 | 0.0023067 | FALSE | 0.0022989 | FALSE | FALSE | 0.0022989 | FALSE | 0.21425 | FALSE | FALSE | 0.21425 | 37.6395
2016-12-21 07:00 | 16910.8125 | 39.0907 | 16871.7218 | 16377.5451 | 494.1767 | 0.030174 | FALSE | 0.058254 | FALSE | FALSE | 0.058254 | FALSE | -488.6612 | FALSE | FALSE | -488.6612 | 494.1767 | 39.0907 | 0.0023868 | 0.0023062 | FALSE | 0.0022989 | FALSE | FALSE | 0.0022989 | FALSE | 0.21425 | FALSE | FALSE | 0.21425 | 39.0907
2016-12-21 08:00 | 16504.4856 | 38.1566 | 16466.329 | 15995.7679 | 470.5611 | 0.029418 | FALSE | 0.058254 | FALSE | FALSE | 0.058254 | FALSE | -488.6612 | FALSE | FALSE | -488.6612 | 470.5611 | 38.1566 | 0.0023854 | 0.0023066 | FALSE | 0.0022989 | FALSE | FALSE | 0.0022989 | FALSE | 0.21425 | FALSE | FALSE | 0.21425 | 38.1566
2016-12-21 09:00 | 15265.7711 | 35.3089 | 15230.4622 | 14831.8948 | 398.5675 | 0.026872 | FALSE | 0.058254 | FALSE | FALSE | 0.058254 | FALSE | -488.6612 | FALSE | FALSE | -488.6612 | 398.5675 | 35.3089 | 0.0023806 | 0.0023076 | FALSE | 0.0022989 | FALSE | FALSE | 0.0022989 | FALSE | 0.21425 | FALSE | FALSE | 0.21425 | 35.3089
2016-12-21 10:00 | 13936.6589 | 32.2534 | 13904.4055 | 13583.0856 | 321.3199 | 0.023656 | FALSE | 0.058254 | FALSE | FALSE | 0.058254 | FALSE | -488.6612 | FALSE | FALSE | -488.6612 | 321.3199 | 32.2534 | 0.0023745 | 0.0023089 | FALSE | 0.0022989 | FALSE | FALSE | 0.0022989 | FALSE | 0.21425 | FALSE | FALSE | 0.21425 | 32.2534
2016-12-21 11:00 | 12855.1181 | 30.6001 | 12824.518 | 12554.5969 | 269.9211 | 0.0215 | FALSE | FALSE | 0.025314 | FALSE | 0.025314 | FALSE | FALSE | -54.7212 | FALSE | -54.7212 | 269.9211 | 30.6001 | 0.0024374 | 0.0023747 | FALSE | FALSE | 0.00090467 | FALSE | 0.00090467 | FALSE | FALSE | 18.9705 | FALSE | 18.9705 | 30.6001
2016-12-21 12:00 | 12011.6887 | 29.8371 | 11981.8516 | 11733.2619 | 248.5896 | 0.021187 | FALSE | FALSE | 0.025314 | FALSE | 0.025314 | FALSE | FALSE | -54.7212 | FALSE | -54.7212 | 248.5896 | 29.8371 | 0.002543 | 0.0024779 | FALSE | FALSE | 0.00090467 | FALSE | 0.00090467 | FALSE | FALSE | 18.9705 | FALSE | 18.9705 | 29.8371
2016-12-21 13:00 | 11564.6647 | 29.4327 | 11535.232 | 11297.9481 | 237.2838 | 0.021002 | FALSE | FALSE | 0.025314 | FALSE | 0.025314 | FALSE | FALSE | -54.7212 | FALSE | -54.7212 | 237.2838 | 29.4327 | 0.0026051 | 0.0025386 | FALSE | FALSE | 0.00090467 | FALSE | 0.00090467 | FALSE | FALSE | 18.9705 | FALSE | 18.9705 | 29.4327
2016-12-21 14:00 | 11232.5324 | 29.1322 | 11203.4001 | 10974.5164 | 228.8838 | 0.020856 | FALSE | FALSE | 0.025314 | FALSE | 0.025314 | FALSE | FALSE | -54.7212 | FALSE | -54.7212 | 228.8838 | 29.1322 | 0.0026545 | 0.0025868 | FALSE | FALSE | 0.00090467 | FALSE | 0.00090467 | FALSE | FALSE | 18.9705 | FALSE | 18.9705 | 29.1322
2016-12-21 15:00 | 11202.3367 | 29.1049 | 11173.2318 | 10945.1117 | 228.1201 | 0.020842 | FALSE | FALSE | 0.025314 | FALSE | 0.025314 | FALSE | FALSE | -54.7212 | FALSE | -54.7212 | 228.1201 | 29.1049 | 0.0026592 | 0.0025914 | FALSE | FALSE | 0.00090467 | FALSE | 0.00090467 | FALSE | FALSE | 18.9705 | FALSE | 18.9705 | 29.1049
2016-12-21 16:00 | 11452.4492 | 29.3312 | 11423.1181 | 11188.6723 | 234.4458 | 0.020954 | FALSE | FALSE | 0.025314 | FALSE | 0.025314 | FALSE | FALSE | -54.7212 | FALSE | -54.7212 | 234.4458 | 29.3312 | 0.0026215 | 0.0025546 | FALSE | FALSE | 0.00090467 | FALSE | 0.00090467 | FALSE | FALSE | 18.9705 | FALSE | 18.9705 | 29.3312
2016-12-21 17:00 | 12440.3676 | 30.2249 | 12410.1426 | 12150.7111 | 259.4315 | 0.021351 | FALSE | FALSE | 0.025314 | FALSE | 0.025314 | FALSE | FALSE | -54.7212 | FALSE | -54.7212 | 259.4315 | 30.2249 | 0.0024875 | 0.0024237 | FALSE | FALSE | 0.00090467 | FALSE | 0.00090467 | FALSE | FALSE | 18.9705 | FALSE | 18.9705 | 30.2249
2016-12-21 18:00 | 13097.6519 | 30.8196 | 13066.8324 | 12790.7773 | 276.0551 | 0.021582 | FALSE | FALSE | 0.025314 | FALSE | 0.025314 | FALSE | FALSE | -54.7212 | FALSE | -54.7212 | 276.0551 | 30.8196 | 0.0024095 | 0.0023475 | FALSE | FALSE | 0.00090467 | FALSE | 0.00090467 | FALSE | FALSE | 18.9705 | FALSE | 18.9705 | 30.8196
2016-12-21 19:00 | 13172.804 | 30.8875 | 13141.9165 | 12863.9607 | 277.9557 | 0.021607 | FALSE | FALSE | 0.025314 | FALSE | 0.025314 | FALSE | FALSE | -54.7212 | FALSE | -54.7212 | 277.9557 | 30.8875 | 0.0024011 | 0.0023393 | FALSE | FALSE | 0.00090467 | FALSE | 0.00090467 | FALSE | FALSE | 18.9705 | FALSE | 18.9705 | 30.8875
2016-12-21 20:00 | 13218.2141 | 30.9286 | 13187.2855 | 12907.7403 | 279.5451 | 0.021657 | FALSE | 0.058254 | FALSE | FALSE | 0.058254 | FALSE | -488.6612 | FALSE | FALSE | -488.6612 | 279.5451 | 30.9286 | 0.0023961 | 0.0023344 | FALSE | FALSE | 0.00090467 | FALSE | 0.00090467 | FALSE | FALSE | 18.9705 | FALSE | 18.9705 | 30.9286
2016-12-21 21:00 | 12949.594 | 30.6856 | 12918.9084 | 12646.5979 | 272.3105 | 0.021532 | FALSE | FALSE | 0.025314 | FALSE | 0.025314 | FALSE | FALSE | -54.7212 | FALSE | -54.7212 | 272.3105 | 30.6856 | 0.0024264 | 0.002364 | FALSE | FALSE | 0.00090467 | FALSE | 0.00090467 | FALSE | FALSE | 18.9705 | FALSE | 18.9705 | 30.6856
2016-12-21 22:00 | 12325.1716 | 30.1207 | 12295.0509 | 12038.5329 | 256.518 | 0.021308 | FALSE | FALSE | 0.025314 | FALSE | 0.025314 | FALSE | FALSE | -54.7212 | FALSE | -54.7212 | 256.518 | 30.1207 | 0.002502 | 0.0024379 | FALSE | FALSE | 0.00090467 | FALSE | 0.00090467 | FALSE | FALSE | 18.9705 | FALSE | 18.9705 | 30.1207
2016-12-21 23:00 | 11597.0019 | 29.462 | 11567.5399 | 11329.4382 | 238.1017 | 0.021016 | FALSE | FALSE | 0.025314 | FALSE | 0.025314 | FALSE | FALSE | -54.7212 | FALSE | -54.7212 | 238.1017 | 29.462 | 0.0026005 | 0.002534 | FALSE | FALSE | 0.00090467 | FALSE | 0.00090467 | FALSE | FALSE | 18.9705 | FALSE | 18.9705 | 29.462
2016-12-22 | 11073.6841 | 28.9885 | 11044.6956 | 10819.8293 | 224.8663 | 0.020783 | FALSE | FALSE | 0.025314 | FALSE | 0.025314 | FALSE | FALSE | -54.7212 | FALSE | -54.7212 | 224.8663 | 28.9885 | 0.0026792 | 0.002611 | FALSE | FALSE | 0.00090467 | FALSE | 0.00090467 | FALSE | FALSE | 18.9705 | FALSE | 18.9705 | 28.9885
2016-12-22 01:00 | 10746.6157 | 28.6926 | 10717.923 | 10501.3287 | 216.5943 | 0.020625 | FALSE | FALSE | 0.025314 | FALSE | 0.025314 | FALSE | FALSE | -54.7212 | FALSE | -54.7212 | 216.5943 | 28.6926 | 0.0027323 | 0.0026628 | FALSE | FALSE | 0.00090467 | FALSE | 0.00090467 | FALSE | FALSE | 18.9705 | FALSE | 18.9705 | 28.6926
2016-12-22 02:00 | 10583.0705 | 28.5447 | 10554.5258 | 10342.0677 | 212.4581 | 0.020543 | FALSE | FALSE | 0.025314 | FALSE | 0.025314 | FALSE | FALSE | -54.7212 | FALSE | -54.7212 | 212.4581 | 28.5447 | 0.0027601 | 0.0026899 | FALSE | FALSE | 0.00090467 | FALSE | 0.00090467 | FALSE | FALSE | 18.9705 | FALSE | 18.9705 | 28.5447
2016-12-22 03:00 | 10552.773 | 28.5173 | 10524.2557 | 10312.5639 | 211.6918 | 0.020528 | FALSE | FALSE | 0.025314 | FALSE | 0.025314 | FALSE | FALSE | -54.7212 | FALSE | -54.7212 | 211.6918 | 28.5173 | 0.0027653 | 0.0026951 | FALSE | FALSE | 0.00090467 | FALSE | 0.00090467 | FALSE | FALSE | 18.9705 | FALSE | 18.9705 | 28.5173
2016-12-22 04:00 | 10810.5901 | 28.7505 | 10781.8396 | 10563.6273 | 218.2123 | 0.020657 | FALSE | FALSE | 0.025314 | FALSE | 0.025314 | FALSE | FALSE | -54.7212 | FALSE | -54.7212 | 218.2123 | 28.7505 | 0.0027217 | 0.0026524 | FALSE | FALSE | 0.00090467 | FALSE | 0.00090467 | FALSE | FALSE | 18.9705 | FALSE | 18.9705 | 28.7505
2016-12-22 05:00 | 11511.7794 | 29.3849 | 11482.3946 | 11246.4483 | 235.9463 | 0.02098 | FALSE | FALSE | 0.025314 | FALSE | 0.025314 | FALSE | FALSE | -54.7212 | FALSE | -54.7212 | 235.9463 | 29.3849 | 0.0026128 | 0.0025461 | FALSE | FALSE | 0.00090467 | FALSE | 0.00090467 | FALSE | FALSE | 18.9705 | FALSE | 18.9705 | 29.3849
2016-12-22 06:00 | 12601.6158 | 30.3708 | 12571.245 | 12307.7354 | 263.5097 | 0.02141 | FALSE | FALSE | 0.025314 | FALSE | 0.025314 | FALSE | FALSE | -54.7212 | FALSE | -54.7212 | 263.5097 | 30.3708 | 0.0024676 | 0.0024043 | FALSE | FALSE | 0.00090467 | FALSE | 0.00090467 | FALSE | FALSE | 18.9705 | FALSE | 18.9705 | 30.3708
2016-12-22 07:00 | 13343.8004 | 31.0422 | 13312.7581 | 13025.9038 | 286.8544 | 0.022022 | FALSE | 0.058254 | FALSE | FALSE | 0.058254 | FALSE | -488.6612 | FALSE | FALSE | -488.6612 | 286.8544 | 31.0422 | 0.0023831 | 0.0023209 | FALSE | FALSE | 0.00090467 | FALSE | 0.00090467 | FALSE | FALSE | 18.9705 | FALSE | 18.9705 | 31.0422
2016-12-22 08:00 | 13355.752 | 31.053 | 13324.699 | 13037.149 | 287.55 | 0.022056 | FALSE | 0.058254 | FALSE | FALSE | 0.058254 | FALSE | -488.6612 | FALSE | FALSE | -488.6612 | 287.55 | 31.053 | 0.0023819 | 0.0023197 | FALSE | FALSE | 0.00090467 | FALSE | 0.00090467 | FALSE | FALSE | 18.9705 | FALSE | 18.9705 | 31.053
2016-12-22 09:00 | 12716.6618 | 30.4749 | 12686.1869 | 12419.7676 | 266.4193 | 0.021451 | FALSE | FALSE | 0.025314 | FALSE | 0.025314 | FALSE | FALSE | -54.7212 | FALSE | -54.7212 | 266.4193 | 30.4749 | 0.0024537 | 0.0023907 | FALSE | FALSE | 0.00090467 | FALSE | 0.00090467 | FALSE | FALSE | 18.9705 | FALSE | 18.9705 | 30.4749
2016-12-22 10:00 | 12006.5722 | 29.8325 | 11976.7397 | 11728.2795 | 248.4602 | 0.021185 | FALSE | FALSE | 0.025314 | FALSE | 0.025314 | FALSE | FALSE | -54.7212 | FALSE | -54.7212 | 248.4602 | 29.8325 | 0.0025436 | 0.0024785 | FALSE | FALSE | 0.00090467 | FALSE | 0.00090467 | FALSE | FALSE | 18.9705 | FALSE | 18.9705 | 29.8325
2016-12-22 11:00 | 11379.8541 | 29.2655 | 11350.5886 | 11117.9789 | 232.6097 | 0.020922 | FALSE | FALSE | 0.025314 | FALSE | 0.025314 | FALSE | FALSE | -54.7212 | FALSE | -54.7212 | 232.6097 | 29.2655 | 0.0026323 | 0.0025651 | FALSE | FALSE | 0.00090467 | FALSE | 0.00090467 | FALSE | FALSE | 18.9705 | FALSE | 18.9705 | 29.2655
2016-12-22 12:00 | 10865.261 | 28.8 | 10836.461 | 10616.866 | 219.595 | 0.020684 | FALSE | FALSE | 0.025314 | FALSE | 0.025314 | FALSE | FALSE | -54.7212 | FALSE | -54.7212 | 219.595 | 28.8 | 0.0027127 | 0.0026436 | FALSE | FALSE | 0.00090467 | FALSE | 0.00090467 | FALSE | FALSE | 18.9705 | FALSE | 18.9705 | 28.8
2016-12-22 13:00 | 10592.1505 | 28.5529 | 10563.5976 | 10350.9099 | 212.6877 | 0.020548 | FALSE | FALSE | 0.025314 | FALSE | 0.025314 | FALSE | FALSE | -54.7212 | FALSE | -54.7212 | 212.6877 | 28.5529 | 0.0027585 | 0.0026884 | FALSE | FALSE | 0.00090467 | FALSE | 0.00090467 | FALSE | FALSE | 18.9705 | FALSE | 18.9705 | 28.5529
2016-12-22 14:00 | 10408.4028 | 28.3867 | 10380.0161 | 10171.9757 | 208.0405 | 0.020452 | FALSE | FALSE | 0.025314 | FALSE | 0.025314 | FALSE | FALSE | -54.7212 | FALSE | -54.7212 | 208.0405 | 28.3867 | 0.0027907 | 0.0027199 | FALSE | FALSE | 0.00090467 | FALSE | 0.00090467 | FALSE | FALSE | 18.9705 | FALSE | 18.9705 | 28.3867
2016-12-22 15:00 | 10326.6464 | 28.3127 | 10298.3337 | 10092.361 | 205.9728 | 0.020409 | FALSE | FALSE | 0.025314 | FALSE | 0.025314 | FALSE | FALSE | -54.7212 | FALSE | -54.7212 | 205.9728 | 28.3127 | 0.0028054 | 0.0027342 | FALSE | FALSE | 0.00090467 | FALSE | 0.00090467 | FALSE | FALSE | 18.9705 | FALSE | 18.9705 | 28.3127
2016-12-22 16:00 | 10504.7731 | 28.4738 | 10476.2992 | 10265.8214 | 210.4778 | 0.020503 | FALSE | FALSE | 0.025314 | FALSE | 0.025314 | FALSE | FALSE | -54.7212 | FALSE | -54.7212 | 210.4778 | 28.4738 | 0.0027737 | 0.0027032 | FALSE | FALSE | 0.00090467 | FALSE | 0.00090467 | FALSE | FALSE | 18.9705 | FALSE | 18.9705 | 28.4738
2016-12-22 17:00 | 11298.4872 | 29.1919 | 11269.2953 | 11038.7435 | 230.5519 | 0.020886 | FALSE | FALSE | 0.025314 | FALSE | 0.025314 | FALSE | FALSE | -54.7212 | FALSE | -54.7212 | 230.5519 | 29.1919 | 0.0026445 | 0.002577 | FALSE | FALSE | 0.00090467 | FALSE | 0.00090467 | FALSE | FALSE | 18.9705 | FALSE | 18.9705 | 29.1919
2016-12-22 18:00 | 11867.6934 | 29.7068 | 11837.9866 | 11593.0387 | 244.9478 | 0.021129 | FALSE | FALSE | 0.025314 | FALSE | 0.025314 | FALSE | FALSE | -54.7212 | FALSE | -54.7212 | 244.9478 | 29.7068 | 0.0025625 | 0.0024969 | FALSE | FALSE | 0.00090467 | FALSE | 0.00090467 | FALSE | FALSE | 18.9705 | FALSE | 18.9705 | 29.7068
2016-12-22 19:00 | 11870.4427 | 29.7093 | 11840.7334 | 11595.716 | 245.0174 | 0.02113 | FALSE | FALSE | 0.025314 | FALSE | 0.025314 | FALSE | FALSE | -54.7212 | FALSE | -54.7212 | 245.0174 | 29.7093 | 0.0025621 | 0.0024966 | FALSE | FALSE | 0.00090467 | FALSE | 0.00090467 | FALSE | FALSE | 18.9705 | FALSE | 18.9705 | 29.7093
2016-12-22 20:00 | 11847.2765 | 29.6884 | 11817.5881 | 11573.1566 | 244.4315 | 0.021121 | FALSE | FALSE | 0.025314 | FALSE | 0.025314 | FALSE | FALSE | -54.7212 | FALSE | -54.7212 | 244.4315 | 29.6884 | 0.0025653 | 0.0024997 | FALSE | FALSE | 0.00090467 | FALSE | 0.00090467 | FALSE | FALSE | 18.9705 | FALSE | 18.9705 | 29.6884
2016-12-22 21:00 | 11660.3973 | 29.5193 | 11630.878 | 11391.1729 | 239.705 | 0.021043 | FALSE | FALSE | 0.025314 | FALSE | 0.025314 | FALSE | FALSE | -54.7212 | FALSE | -54.7212 | 239.705 | 29.5193 | 0.0025914 | 0.0025252 | FALSE | FALSE | 0.00090467 | FALSE | 0.00090467 | FALSE | FALSE | 18.9705 | FALSE | 18.9705 | 29.5193
2016-12-22 22:00 | 11242.3298 | 29.1411 | 11213.1887 | 10984.0572 | 229.1316 | 0.02086 | FALSE | FALSE | 0.025314 | FALSE | 0.025314 | FALSE | FALSE | -54.7212 | FALSE | -54.7212 | 229.1316 | 29.1411 | 0.002653 | 0.0025854 | FALSE | FALSE | 0.00090467 | FALSE | 0.00090467 | FALSE | FALSE | 18.9705 | FALSE | 18.9705 | 29.1411
2016-12-22 23:00 | 10695.0472 | 28.646 | 10666.4012 | 10451.1111 | 215.2901 | 0.0206 | FALSE | FALSE | 0.025314 | FALSE | 0.025314 | FALSE | FALSE | -54.7212 | FALSE | -54.7212 | 215.2901 | 28.646 | 0.002741 | 0.0026713 | FALSE | FALSE | 0.00090467 | FALSE | 0.00090467 | FALSE | FALSE | 18.9705 | FALSE | 18.9705 | 28.646
2016-12-23 | 10353.1754 | 28.3367 | 10324.8387 | 10118.195 | 206.6437 | 0.020423 | FALSE | FALSE | 0.025314 | FALSE | 0.025314 | FALSE | FALSE | -54.7212 | FALSE | -54.7212 | 206.6437 | 28.3367 | 0.0028006 | 0.0027295 | FALSE | FALSE | 0.00090467 | FALSE | 0.00090467 | FALSE | FALSE | 18.9705 | FALSE | 18.9705 | 28.3367
2016-12-23 01:00 | 10228.5437 | 28.224 | 10200.3198 | 9996.8281 | 203.4916 | 0.020356 | FALSE | FALSE | 0.025314 | FALSE | 0.025314 | FALSE | FALSE | -54.7212 | FALSE | -54.7212 | 203.4916 | 28.224 | 0.0028233 | 0.0027517 | FALSE | FALSE | 0.00090467 | FALSE | 0.00090467 | FALSE | FALSE | 18.9705 | FALSE | 18.9705 | 28.224
2016-12-23 02:00 | 10243.8157 | 28.2378 | 10215.5779 | 10011.7 | 203.8779 | 0.020364 | FALSE | FALSE | 0.025314 | FALSE | 0.025314 | FALSE | FALSE | -54.7212 | FALSE | -54.7212 | 203.8779 | 28.2378 | 0.0028205 | 0.002749 | FALSE | FALSE | 0.00090467 | FALSE | 0.00090467 | FALSE | FALSE | 18.9705 | FALSE | 18.9705 | 28.2378
2016-12-23 03:00 | 10312.539 | 28.2999 | 10284.2391 | 10078.6231 | 205.616 | 0.020401 | FALSE | FALSE | 0.025314 | FALSE | 0.025314 | FALSE | FALSE | -54.7212 | FALSE | -54.7212 | 205.616 | 28.2999 | 0.0028079 | 0.0027367 | FALSE | FALSE | 0.00090467 | FALSE | 0.00090467 | FALSE | FALSE | 18.9705 | FALSE | 18.9705 | 28.2999
2016-12-23 04:00 | 10559.801 | 28.5236 | 10531.2774 | 10319.4078 | 211.8695 | 0.020531 | FALSE | FALSE | 0.025314 | FALSE | 0.025314 | FALSE | FALSE | -54.7212 | FALSE | -54.7212 | 211.8695 | 28.5236 | 0.0027641 | 0.0026939 | FALSE | FALSE | 0.00090467 | FALSE | 0.00090467 | FALSE | FALSE | 18.9705 | FALSE | 18.9705 | 28.5236
2016-12-23 05:00 | 11047.1562 | 28.9645 | 11018.1917 | 10793.9963 | 224.1954 | 0.02077 | FALSE | FALSE | 0.025314 | FALSE | 0.025314 | FALSE | FALSE | -54.7212 | FALSE | -54.7212 | 224.1954 | 28.9645 | 0.0026834 | 0.002615 | FALSE | FALSE | 0.00090467 | FALSE | 0.00090467 | FALSE | FALSE | 18.9705 | FALSE | 18.9705 | 28.9645
2016-12-23 06:00 | 11744.3162 | 29.5952 | 11714.721 | 11472.8935 | 241.8275 | 0.021078 | FALSE | FALSE | 0.025314 | FALSE | 0.025314 | FALSE | FALSE | -54.7212 | FALSE | -54.7212 | 241.8275 | 29.5952 | 0.0025796 | 0.0025136 | FALSE | FALSE | 0.00090467 | FALSE | 0.00090467 | FALSE | FALSE | 18.9705 | FALSE | 18.9705 | 29.5952
2016-12-23 07:00 | 12230.4462 | 30.035 | 12200.4112 | 11946.2889 | 254.1223 | 0.021272 | FALSE | FALSE | 0.025314 | FALSE | 0.025314 | FALSE | FALSE | -54.7212 | FALSE | -54.7212 | 254.1223 | 30.035 | 0.0025142 | 0.0024497 | FALSE | FALSE | 0.00090467 | FALSE | 0.00090467 | FALSE | FALSE | 18.9705 | FALSE | 18.9705 | 30.035
2016-12-23 08:00 | 12459.906 | 30.2426 | 12429.6634 | 12169.7377 | 259.9256 | 0.021358 | FALSE | FALSE | 0.025314 | FALSE | 0.025314 | FALSE | FALSE | -54.7212 | FALSE | -54.7212 | 259.9256 | 30.2426 | 0.0024851 | 0.0024213 | FALSE | FALSE | 0.00090467 | FALSE | 0.00090467 | FALSE | FALSE | 18.9705 | FALSE | 18.9705 | 30.2426
2016-12-23 09:00 | 12430.1951 | 30.2157 | 12399.9793 | 12140.8051 | 259.1742 | 0.021347 | FALSE | FALSE | 0.025314 | FALSE | 0.025314 | FALSE | FALSE | -54.7212 | FALSE | -54.7212 | 259.1742 | 30.2157 | 0.0024888 | 0.0024249 | FALSE | FALSE | 0.00090467 | FALSE | 0.00090467 | FALSE | FALSE | 18.9705 | FALSE | 18.9705 | 30.2157
2016-12-23 10:00 | 11967.0793 | 29.7968 | 11937.2825 | 11689.8211 | 247.4614 | 0.021169 | FALSE | FALSE | 0.025314 | FALSE | 0.025314 | FALSE | FALSE | -54.7212 | FALSE | -54.7212 | 247.4614 | 29.7968 | 0.0025489 | 0.0024837 | FALSE | FALSE | 0.00090467 | FALSE | 0.00090467 | FALSE | FALSE | 18.9705 | FALSE | 18.9705 | 29.7968
2016-12-23 11:00 | 11256.0565 | 29.1535 | 11226.903 | 10997.4243 | 229.4787 | 0.020867 | FALSE | FALSE | 0.025314 | FALSE | 0.025314 | FALSE | FALSE | -54.7212 | FALSE | -54.7212 | 229.4787 | 29.1535 | 0.0026509 | 0.0025833 | FALSE | FALSE | 0.00090467 | FALSE | 0.00090467 | FALSE | FALSE | 18.9705 | FALSE | 18.9705 | 29.1535
2016-12-23 12:00 | 10563.6672 | 28.5271 | 10535.1401 | 10323.1728 | 211.9673 | 0.020533 | FALSE | FALSE | 0.025314 | FALSE | 0.025314 | FALSE | FALSE | -54.7212 | FALSE | -54.7212 | 211.9673 | 28.5271 | 0.0027634 | 0.0026932 | FALSE | FALSE | 0.00090467 | FALSE | 0.00090467 | FALSE | FALSE | 18.9705 | FALSE | 18.9705 | 28.5271
2016-12-23 13:00 | 10106.5359 | 28.1136 | 10078.4223 | 9878.0164 | 200.4059 | 0.020288 | FALSE | FALSE | 0.025314 | FALSE | 0.025314 | FALSE | FALSE | -54.7212 | FALSE | -54.7212 | 200.4059 | 28.1136 | 0.0028461 | 0.002774 | FALSE | FALSE | 0.00090467 | FALSE | 0.00090467 | FALSE | FALSE | 18.9705 | FALSE | 18.9705 | 28.1136
2016-12-23 14:00 | 9853.6848 | 27.8848 | 9825.8 | 9631.789 | 194.011 | 0.020143 | FALSE | FALSE | 0.025314 | FALSE | 0.025314 | FALSE | FALSE | -54.7212 | FALSE | -54.7212 | 194.011 | 27.8848 | 0.0028951 | 0.0028219 | FALSE | FALSE | 0.00090467 | FALSE | 0.00090467 | FALSE | FALSE | 18.9705 | FALSE | 18.9705 | 27.8848
2016-12-23 15:00 | 9832.9533 | 27.8661 | 9805.0873 | 9611.6006 | 193.4866 | 0.020131 | FALSE | FALSE | 0.025314 | FALSE | 0.025314 | FALSE | FALSE | -54.7212 | FALSE | -54.7212 | 193.4866 | 27.8661 | 0.0028992 | 0.0028259 | FALSE | FALSE | 0.00090467 | FALSE | 0.00090467 | FALSE | FALSE | 18.9705 | FALSE | 18.9705 | 27.8661
2016-12-23 16:00 | 10215.4351 | 28.2121 | 10187.223 | 9984.0629 | 203.1601 | 0.020348 | FALSE | FALSE | 0.025314 | FALSE | 0.025314 | FALSE | FALSE | -54.7212 | FALSE | -54.7212 | 203.1601 | 28.2121 | 0.0028257 | 0.0027541 | FALSE | FALSE | 0.00090467 | FALSE | 0.00090467 | FALSE | FALSE | 18.9705 | FALSE | 18.9705 | 28.2121
2016-12-23 17:00 | 11251.9394 | 29.1498 | 11222.7896 | 10993.415 | 229.3746 | 0.020865 | FALSE | FALSE | 0.025314 | FALSE | 0.025314 | FALSE | FALSE | -54.7212 | FALSE | -54.7212 | 229.3746 | 29.1498 | 0.0026516 | 0.002584 | FALSE | FALSE | 0.00090467 | FALSE | 0.00090467 | FALSE | FALSE | 18.9705 | FALSE | 18.9705 | 29.1498
2016-12-23 18:00 | 11652.9414 | 29.5126 | 11623.4288 | 11383.9123 | 239.5165 | 0.02104 | FALSE | FALSE | 0.025314 | FALSE | 0.025314 | FALSE | FALSE | -54.7212 | FALSE | -54.7212 | 239.5165 | 29.5126 | 0.0025925 | 0.0025262 | FALSE | FALSE | 0.00090467 | FALSE | 0.00090467 | FALSE | FALSE | 18.9705 | FALSE | 18.9705 | 29.5126
2016-12-23 19:00 | 11584.0556 | 29.4502 | 11554.6054 | 11316.8311 | 237.7743 | 0.021011 | FALSE | FALSE | 0.025314 | FALSE | 0.025314 | FALSE | FALSE | -54.7212 | FALSE | -54.7212 | 237.7743 | 29.4502 | 0.0026023 | 0.0025359 | FALSE | FALSE | 0.00090467 | FALSE | 0.00090467 | FALSE | FALSE | 18.9705 | FALSE | 18.9705 | 29.4502
2016-12-23 20:00 | 11505.8362 | 29.3795 | 11476.4567 | 11240.6608 | 235.796 | 0.020977 | FALSE | FALSE | 0.025314 | FALSE | 0.025314 | FALSE | FALSE | -54.7212 | FALSE | -54.7212 | 235.796 | 29.3795 | 0.0026137 | 0.0025469 | FALSE | FALSE | 0.00090467 | FALSE | 0.00090467 | FALSE | FALSE | 18.9705 | FALSE | 18.9705 | 29.3795
2016-12-23 21:00 | 11240.1944 | 29.1392 | 11211.0552 | 10981.9776 | 229.0776 | 0.020859 | FALSE | FALSE | 0.025314 | FALSE | 0.025314 | FALSE | FALSE | -54.7212 | FALSE | -54.7212 | 229.0776 | 29.1392 | 0.0026534 | 0.0025857 | FALSE | FALSE | 0.00090467 | FALSE | 0.00090467 | FALSE | FALSE | 18.9705 | FALSE | 18.9705 | 29.1392
2016-12-23 22:00 | 10700.7636 | 28.6512 | 10672.1125 | 10456.6778 | 215.4347 | 0.020603 | FALSE | FALSE | 0.025314 | FALSE | 0.025314 | FALSE | FALSE | -54.7212 | FALSE | -54.7212 | 215.4347 | 28.6512 | 0.00274 | 0.0026703 | FALSE | FALSE | 0.00090467 | FALSE | 0.00090467 | FALSE | FALSE | 18.9705 | FALSE | 18.9705 | 28.6512
2016-12-23 23:00 | 10033.4742 | 28.0475 | 10005.4268 | 9806.8687 | 198.5581 | 0.020247 | FALSE | FALSE | 0.025314 | FALSE | 0.025314 | FALSE | FALSE | -54.7212 | FALSE | -54.7212 | 198.5581 | 28.0475 | 0.00286 | 0.0027876 | FALSE | FALSE | 0.00090467 | FALSE | 0.00090467 | FALSE | FALSE | 18.9705 | FALSE | 18.9705 | 28.0475
2016-12-24 | 9439.7171 | 27.5103 | 9412.2067 | 9228.6656 | 183.5412 | 0.019888 | FALSE | FALSE | 0.025314 | FALSE | 0.025314 | FALSE | FALSE | -54.7212 | FALSE | -54.7212 | 183.5412 | 27.5103 | 0.002981 | 0.0029058 | FALSE | FALSE | 0.00090467 | FALSE | 0.00090467 | FALSE | FALSE | 18.9705 | FALSE | 18.9705 | 27.5103
2016-12-24 01:00 | 9069.5842 | 27.1796 | 9042.4047 | 8868.2247 | 174.1799 | 0.019641 | FALSE | FALSE | 0.025314 | FALSE | 0.025314 | FALSE | FALSE | -54.7212 | FALSE | -54.7212 | 174.1799 | 27.1796 | 0.0030648 | 0.0029878 | FALSE | FALSE | FALSE | 0.00087361 | 0.00087361 | FALSE | FALSE | FALSE | 19.2563 | 19.2563 | 27.1796
2016-12-24 02:00 | 8857.2097 | 26.9941 | 8830.2157 | 8660.9084 | 169.3073 | 0.019548 | FALSE | FALSE | FALSE | 0.022796 | 0.022796 | FALSE | FALSE | FALSE | -31.9845 | -31.9845 | 169.3073 | 26.9941 | 0.0031168 | 0.0030384 | FALSE | FALSE | FALSE | 0.00087361 | 0.00087361 | FALSE | FALSE | FALSE | 19.2563 | 19.2563 | 26.9941
2016-12-24 03:00 | 8766.6131 | 26.9149 | 8739.6982 | 8572.4543 | 167.2439 | 0.019509 | FALSE | FALSE | FALSE | 0.022796 | 0.022796 | FALSE | FALSE | FALSE | -31.9845 | -31.9845 | 167.2439 | 26.9149 | 0.0031397 | 0.0030608 | FALSE | FALSE | FALSE | 0.00087361 | 0.00087361 | FALSE | FALSE | FALSE | 19.2563 | 19.2563 | 26.9149
2016-12-24 04:00 | 8830.7224 | 26.9709 | 8803.7515 | 8635.0475 | 168.704 | 0.019537 | FALSE | FALSE | FALSE | 0.022796 | 0.022796 | FALSE | FALSE | FALSE | -31.9845 | -31.9845 | 168.704 | 26.9709 | 0.0031234 | 0.0030449 | FALSE | FALSE | FALSE | 0.00087361 | 0.00087361 | FALSE | FALSE | FALSE | 19.2563 | 19.2563 | 26.9709
2016-12-24 05:00 | 9013.9083 | 27.131 | 8986.7774 | 8813.9011 | 172.8762 | 0.019614 | FALSE | FALSE | FALSE | 0.022796 | 0.022796 | FALSE | FALSE | FALSE | -31.9845 | -31.9845 | 172.8762 | 27.131 | 0.0030782 | 0.0030009 | FALSE | FALSE | FALSE | 0.00087361 | 0.00087361 | FALSE | FALSE | FALSE | 19.2563 | 19.2563 | 27.131
2016-12-24 06:00 | 9359.0834 | 27.4374 | 9331.646 | 9150.1442 | 181.5018 | 0.019836 | FALSE | FALSE | 0.025314 | FALSE | 0.025314 | FALSE | FALSE | -54.7212 | FALSE | -54.7212 | 181.5018 | 27.4374 | 0.0029986 | 0.0029231 | FALSE | FALSE | 0.00090467 | FALSE | 0.00090467 | FALSE | FALSE | 18.9705 | FALSE | 18.9705 | 27.4374
2016-12-24 07:00 | 9791.1371 | 27.8282 | 9763.3088 | 9570.8798 | 192.429 | 0.020106 | FALSE | FALSE | 0.025314 | FALSE | 0.025314 | FALSE | FALSE | -54.7212 | FALSE | -54.7212 | 192.429 | 27.8282 | 0.0029076 | 0.0028341 | FALSE | FALSE | 0.00090467 | FALSE | 0.00090467 | FALSE | FALSE | 18.9705 | FALSE | 18.9705 | 27.8282
2016-12-24 08:00 | 10245.1379 | 28.239 | 10216.8989 | 10012.9876 | 203.9113 | 0.020365 | FALSE | FALSE | 0.025314 | FALSE | 0.025314 | FALSE | FALSE | -54.7212 | FALSE | -54.7212 | 203.9113 | 28.239 | 0.0028202 | 0.0027488 | FALSE | FALSE | 0.00090467 | FALSE | 0.00090467 | FALSE | FALSE | 18.9705 | FALSE | 18.9705 | 28.239
2016-12-24 09:00 | 10570.5593 | 28.5334 | 10542.0259 | 10329.8843 | 212.1416 | 0.020537 | FALSE | FALSE | 0.025314 | FALSE | 0.025314 | FALSE | FALSE | -54.7212 | FALSE | -54.7212 | 212.1416 | 28.5334 | 0.0027622 | 0.0026921 | FALSE | FALSE | 0.00090467 | FALSE | 0.00090467 | FALSE | FALSE | 18.9705 | FALSE | 18.9705 | 28.5334
2016-12-24 10:00 | 10566.5503 | 28.5297 | 10538.0206 | 10325.9803 | 212.0402 | 0.020535 | FALSE | FALSE | 0.025314 | FALSE | 0.025314 | FALSE | FALSE | -54.7212 | FALSE | -54.7212 | 212.0402 | 28.5297 | 0.0027629 | 0.0026927 | FALSE | FALSE | 0.00090467 | FALSE | 0.00090467 | FALSE | FALSE | 18.9705 | FALSE | 18.9705 | 28.5297
2016-12-24 11:00 | 10329.3153 | 28.3151 | 10301.0002 | 10094.9599 | 206.0403 | 0.02041 | FALSE | FALSE | 0.025314 | FALSE | 0.025314 | FALSE | FALSE | -54.7212 | FALSE | -54.7212 | 206.0403 | 28.3151 | 0.0028049 | 0.0027337 | FALSE | FALSE | 0.00090467 | FALSE | 0.00090467 | FALSE | FALSE | 18.9705 | FALSE | 18.9705 | 28.3151
2016-12-24 12:00 | 9982.8402 | 28.0017 | 9954.8385 | 9757.5611 | 197.2775 | 0.020218 | FALSE | FALSE | 0.025314 | FALSE | 0.025314 | FALSE | FALSE | -54.7212 | FALSE | -54.7212 | 197.2775 | 28.0017 | 0.0028697 | 0.0027971 | FALSE | FALSE | 0.00090467 | FALSE | 0.00090467 | FALSE | FALSE | 18.9705 | FALSE | 18.9705 | 28.0017
2016-12-24 13:00 | 9699.3259 | 27.7452 | 9671.5807 | 9481.4737 | 190.107 | 0.02005 | FALSE | FALSE | 0.025314 | FALSE | 0.025314 | FALSE | FALSE | -54.7212 | FALSE | -54.7212 | 190.107 | 27.7452 | 0.0029263 | 0.0028524 | FALSE | FALSE | 0.00090467 | FALSE | 0.00090467 | FALSE | FALSE | 18.9705 | FALSE | 18.9705 | 27.7452
2016-12-24 14:00 | 9503.1229 | 27.5677 | 9475.5552 | 9290.4105 | 185.1448 | 0.019929 | FALSE | FALSE | 0.025314 | FALSE | 0.025314 | FALSE | FALSE | -54.7212 | FALSE | -54.7212 | 185.1448 | 27.5677 | 0.0029673 | 0.0028925 | FALSE | FALSE | 0.00090467 | FALSE | 0.00090467 | FALSE | FALSE | 18.9705 | FALSE | 18.9705 | 27.5677
2016-12-24 15:00 | 9419.0546 | 27.4916 | 9391.563 | 9208.5444 | 183.0186 | 0.019875 | FALSE | FALSE | 0.025314 | FALSE | 0.025314 | FALSE | FALSE | -54.7212 | FALSE | -54.7212 | 183.0186 | 27.4916 | 0.0029854 | 0.0029102 | FALSE | FALSE | 0.00090467 | FALSE | 0.00090467 | FALSE | FALSE | 18.9705 | FALSE | 18.9705 | 27.4916
2016-12-24 16:00 | 9476.5224 | 27.5436 | 9448.9788 | 9264.5067 | 184.472 | 0.019912 | FALSE | FALSE | 0.025314 | FALSE | 0.025314 | FALSE | FALSE | -54.7212 | FALSE | -54.7212 | 184.472 | 27.5436 | 0.002973 | 0.0028981 | FALSE | FALSE | 0.00090467 | FALSE | 0.00090467 | FALSE | FALSE | 18.9705 | FALSE | 18.9705 | 27.5436
2016-12-24 17:00 | 9955.9067 | 27.9773 | 9927.9294 | 9731.3331 | 196.5963 | 0.020202 | FALSE | FALSE | 0.025314 | FALSE | 0.025314 | FALSE | FALSE | -54.7212 | FALSE | -54.7212 | 196.5963 | 27.9773 | 0.002875 | 0.0028022 | FALSE | FALSE | 0.00090467 | FALSE | 0.00090467 | FALSE | FALSE | 18.9705 | FALSE | 18.9705 | 27.9773
2016-12-24 18:00 | 10097.1479 | 28.1051 | 10069.0428 | 9868.8743 | 200.1684 | 0.020283 | FALSE | FALSE | 0.025314 | FALSE | 0.025314 | FALSE | FALSE | -54.7212 | FALSE | -54.7212 | 200.1684 | 28.1051 | 0.0028479 | 0.0027757 | FALSE | FALSE | 0.00090467 | FALSE | 0.00090467 | FALSE | FALSE | 18.9705 | FALSE | 18.9705 | 28.1051
2016-12-24 19:00 | 9910.7474 | 27.9365 | 9882.811 | 9687.3568 | 195.4541 | 0.020176 | FALSE | FALSE | 0.025314 | FALSE | 0.025314 | FALSE | FALSE | -54.7212 | FALSE | -54.7212 | 195.4541 | 27.9365 | 0.0028838 | 0.0028109 | FALSE | FALSE | 0.00090467 | FALSE | 0.00090467 | FALSE | FALSE | 18.9705 | FALSE | 18.9705 | 27.9365
2016-12-24 20:00 | 9778.6153 | 27.8169 | 9750.7984 | 9558.6861 | 192.1123 | 0.020098 | FALSE | FALSE | 0.025314 | FALSE | 0.025314 | FALSE | FALSE | -54.7212 | FALSE | -54.7212 | 192.1123 | 27.8169 | 0.0029101 | 0.0028366 | FALSE | FALSE | 0.00090467 | FALSE | 0.00090467 | FALSE | FALSE | 18.9705 | FALSE | 18.9705 | 27.8169
2016-12-24 21:00 | 9625.1774 | 27.6781 | 9597.4992 | 9409.2675 | 188.2317 | 0.020005 | FALSE | FALSE | 0.025314 | FALSE | 0.025314 | FALSE | FALSE | -54.7212 | FALSE | -54.7212 | 188.2317 | 27.6781 | 0.0029416 | 0.0028673 | FALSE | FALSE | 0.00090467 | FALSE | 0.00090467 | FALSE | FALSE | 18.9705 | FALSE | 18.9705 | 27.6781
2016-12-24 22:00 | 9310.0731 | 27.393 | 9282.68 | 9102.4177 | 180.2623 | 0.019804 | FALSE | FALSE | 0.025314 | FALSE | 0.025314 | FALSE | FALSE | -54.7212 | FALSE | -54.7212 | 180.2623 | 27.393 | 0.0030094 | 0.0029337 | FALSE | FALSE | 0.00090467 | FALSE | 0.00090467 | FALSE | FALSE | 18.9705 | FALSE | 18.9705 | 27.393
2016-12-24 23:00 | 8851.1693 | 26.9888 | 8824.1805 | 8655.0108 | 169.1697 | 0.019546 | FALSE | FALSE | FALSE | 0.022796 | 0.022796 | FALSE | FALSE | FALSE | -31.9845 | -31.9845 | 169.1697 | 26.9888 | 0.0031183 | 0.0030399 | FALSE | FALSE | FALSE | 0.00087361 | 0.00087361 | FALSE | FALSE | FALSE | 19.2563 | 19.2563 | 26.9888
2016-12-25 | 8385.7644 | 26.5822 | 8359.1822 | 8200.6125 | 158.5697 | 0.019336 | FALSE | FALSE | FALSE | 0.022796 | 0.022796 | FALSE | FALSE | FALSE | -31.9845 | -31.9845 | 158.5697 | 26.5822 | 0.0032415 | 0.0031599 | FALSE | FALSE | FALSE | 0.00087361 | 0.00087361 | FALSE | FALSE | FALSE | 19.2563 | 19.2563 | 26.5822
2016-12-25 01:00 | 8061.0569 | 26.2985 | 8034.7583 | 7883.5841 | 151.1742 | 0.019176 | FALSE | FALSE | FALSE | 0.022796 | 0.022796 | FALSE | FALSE | FALSE | -31.9845 | -31.9845 | 151.1742 | 26.2985 | 0.0033359 | 0.0032518 | FALSE | FALSE | FALSE | 0.00087361 | 0.00087361 | FALSE | FALSE | FALSE | 19.2563 | 19.2563 | 26.2985
2016-12-25 02:00 | 7889.6534 | 26.1488 | 7863.5046 | 7716.2343 | 147.2703 | 0.019086 | FALSE | FALSE | FALSE | 0.022796 | 0.022796 | FALSE | FALSE | FALSE | -31.9845 | -31.9845 | 147.2703 | 26.1488 | 0.0033888 | 0.0033034 | FALSE | FALSE | FALSE | 0.00087361 | 0.00087361 | FALSE | FALSE | FALSE | 19.2563 | 19.2563 | 26.1488
2016-12-25 03:00 | 7816.7168 | 26.0851 | 7790.6318 | 7645.0226 | 145.6091 | 0.019046 | FALSE | FALSE | FALSE | 0.022796 | 0.022796 | FALSE | FALSE | FALSE | -31.9845 | -31.9845 | 145.6091 | 26.0851 | 0.003412 | 0.003326 | FALSE | FALSE | FALSE | 0.00087361 | 0.00087361 | FALSE | FALSE | FALSE | 19.2563 | 19.2563 | 26.0851
2016-12-25 04:00 | 7853.053 | 26.1168 | 7826.9362 | 7680.4995 | 146.4367 | 0.019066 | FALSE | FALSE | FALSE | 0.022796 | 0.022796 | FALSE | FALSE | FALSE | -31.9845 | -31.9845 | 146.4367 | 26.1168 | 0.0034004 | 0.0033147 | FALSE | FALSE | FALSE | 0.00087361 | 0.00087361 | FALSE | FALSE | FALSE | 19.2563 | 19.2563 | 26.1168
2016-12-25 05:00 | 8035.3876 | 26.2761 | 8009.1115 | 7858.5219 | 150.5896 | 0.019163 | FALSE | FALSE | FALSE | 0.022796 | 0.022796 | FALSE | FALSE | FALSE | -31.9845 | -31.9845 | 150.5896 | 26.2761 | 0.0033436 | 0.0032594 | FALSE | FALSE | FALSE | 0.00087361 | 0.00087361 | FALSE | FALSE | FALSE | 19.2563 | 19.2563 | 26.2761
2016-12-25 06:00 | 8414.9743 | 26.6077 | 8388.3666 | 8229.1316 | 159.235 | 0.01935 | FALSE | FALSE | FALSE | 0.022796 | 0.022796 | FALSE | FALSE | FALSE | -31.9845 | -31.9845 | 159.235 | 26.6077 | 0.0032334 | 0.003152 | FALSE | FALSE | FALSE | 0.00087361 | 0.00087361 | FALSE | FALSE | FALSE | 19.2563 | 19.2563 | 26.6077
2016-12-25 07:00 | 8894.4003 | 27.0265 | 8867.3738 | 8697.2195 | 170.1543 | 0.019564 | FALSE | FALSE | FALSE | 0.022796 | 0.022796 | FALSE | FALSE | FALSE | -31.9845 | -31.9845 | 170.1543 | 27.0265 | 0.0031075 | 0.0030294 | FALSE | FALSE | FALSE | 0.00087361 | 0.00087361 | FALSE | FALSE | FALSE | 19.2563 | 19.2563 | 27.0265
2016-12-25 08:00 | 9365.6018 | 27.4433 | 9338.1585 | 9156.4918 | 181.6667 | 0.01984 | FALSE | FALSE | 0.025314 | FALSE | 0.025314 | FALSE | FALSE | -54.7212 | FALSE | -54.7212 | 181.6667 | 27.4433 | 0.0029971 | 0.0029217 | FALSE | FALSE | 0.00090467 | FALSE | 0.00090467 | FALSE | FALSE | 18.9705 | FALSE | 18.9705 | 27.4433
2016-12-25 09:00 | 9510.8692 | 27.5747 | 9483.2945 | 9297.9538 | 185.3407 | 0.019933 | FALSE | FALSE | 0.025314 | FALSE | 0.025314 | FALSE | FALSE | -54.7212 | FALSE | -54.7212 | 185.3407 | 27.5747 | 0.0029657 | 0.0028909 | FALSE | FALSE | 0.00090467 | FALSE | 0.00090467 | FALSE | FALSE | 18.9705 | FALSE | 18.9705 | 27.5747
2016-12-25 10:00 | 9232.5802 | 27.3229 | 9205.2572 | 9026.9548 | 178.3024 | 0.019752 | FALSE | FALSE | 0.025314 | FALSE | 0.025314 | FALSE | FALSE | -54.7212 | FALSE | -54.7212 | 178.3024 | 27.3229 | 0.0030268 | 0.0029507 | FALSE | FALSE | 0.00090467 | FALSE | 0.00090467 | FALSE | FALSE | 18.9705 | FALSE | 18.9705 | 27.3229
2016-12-25 11:00 | 8985.2507 | 27.1059 | 8958.1447 | 8785.9212 | 172.2235 | 0.019602 | FALSE | FALSE | FALSE | 0.022796 | 0.022796 | FALSE | FALSE | FALSE | -31.9845 | -31.9845 | 172.2235 | 27.1059 | 0.0030852 | 0.0030076 | FALSE | FALSE | FALSE | 0.00087361 | 0.00087361 | FALSE | FALSE | FALSE | 19.2563 | 19.2563 | 27.1059
2016-12-25 12:00 | 8832.2522 | 26.9723 | 8805.2799 | 8636.5411 | 168.7388 | 0.019538 | FALSE | FALSE | FALSE | 0.022796 | 0.022796 | FALSE | FALSE | FALSE | -31.9845 | -31.9845 | 168.7388 | 26.9723 | 0.003123 | 0.0030445 | FALSE | FALSE | FALSE | 0.00087361 | 0.00087361 | FALSE | FALSE | FALSE | 19.2563 | 19.2563 | 26.9723
2016-12-25 13:00 | 8601.9398 | 26.7711 | 8575.1687 | 8411.6755 | 163.4933 | 0.019436 | FALSE | FALSE | FALSE | 0.022796 | 0.022796 | FALSE | FALSE | FALSE | -31.9845 | -31.9845 | 163.4933 | 26.7711 | 0.0031826 | 0.0031026 | FALSE | FALSE | FALSE | 0.00087361 | 0.00087361 | FALSE | FALSE | FALSE | 19.2563 | 19.2563 | 26.7711
2016-12-25 14:00 | 8387.6596 | 26.5839 | 8361.0757 | 8202.4628 | 158.6129 | 0.019337 | FALSE | FALSE | FALSE | 0.022796 | 0.022796 | FALSE | FALSE | FALSE | -31.9845 | -31.9845 | 158.6129 | 26.5839 | 0.003241 | 0.0031594 | FALSE | FALSE | FALSE | 0.00087361 | 0.00087361 | FALSE | FALSE | FALSE | 19.2563 | 19.2563 | 26.5839
2016-12-25 15:00 | 8281.1835 | 26.4908 | 8254.6927 | 8098.5049 | 156.1878 | 0.019286 | FALSE | FALSE | FALSE | 0.022796 | 0.022796 | FALSE | FALSE | FALSE | -31.9845 | -31.9845 | 156.1878 | 26.4908 | 0.0032711 | 0.0031887 | FALSE | FALSE | FALSE | 0.00087361 | 0.00087361 | FALSE | FALSE | FALSE | 19.2563 | 19.2563 | 26.4908
2016-12-25 16:00 | 8318.5878 | 26.5235 | 8292.0643 | 8135.0246 | 157.0397 | 0.019304 | FALSE | FALSE | FALSE | 0.022796 | 0.022796 | FALSE | FALSE | FALSE | -31.9845 | -31.9845 | 157.0397 | 26.5235 | 0.0032604 | 0.0031783 | FALSE | FALSE | FALSE | 0.00087361 | 0.00087361 | FALSE | FALSE | FALSE | 19.2563 | 19.2563 | 26.5235
2016-12-25 17:00 | 8830.0126 | 26.9703 | 8803.0423 | 8634.3545 | 168.6878 | 0.019537 | FALSE | FALSE | FALSE | 0.022796 | 0.022796 | FALSE | FALSE | FALSE | -31.9845 | -31.9845 | 168.6878 | 26.9703 | 0.0031236 | 0.0030451 | FALSE | FALSE | FALSE | 0.00087361 | 0.00087361 | FALSE | FALSE | FALSE | 19.2563 | 19.2563 | 26.9703
2016-12-25 18:00 | 9171.1256 | 27.2683 | 9143.8573 | 8967.1092 | 176.7481 | 0.019711 | FALSE | FALSE | 0.025314 | FALSE | 0.025314 | FALSE | FALSE | -54.7212 | FALSE | -54.7212 | 176.7481 | 27.2683 | 0.0030409 | 0.0029645 | FALSE | FALSE | FALSE | 0.00087361 | 0.00087361 | FALSE | FALSE | FALSE | 19.2563 | 19.2563 | 27.2683
2016-12-25 19:00 | 9146.4157 | 27.2467 | 9119.169 | 8943.0458 | 176.1232 | 0.019694 | FALSE | FALSE | 0.025314 | FALSE | 0.025314 | FALSE | FALSE | -54.7212 | FALSE | -54.7212 | 176.1232 | 27.2467 | 0.0030467 | 0.0029701 | FALSE | FALSE | FALSE | 0.00087361 | 0.00087361 | FALSE | FALSE | FALSE | 19.2563 | 19.2563 | 27.2467
2016-12-25 20:00 | 9098.6686 | 27.205 | 9071.4636 | 8896.548 | 174.9155 | 0.019661 | FALSE | FALSE | 0.025314 | FALSE | 0.025314 | FALSE | FALSE | -54.7212 | FALSE | -54.7212 | 174.9155 | 27.205 | 0.0030579 | 0.0029811 | FALSE | FALSE | FALSE | 0.00087361 | 0.00087361 | FALSE | FALSE | FALSE | 19.2563 | 19.2563 | 27.205
2016-12-25 21:00 | 8930.8381 | 27.0584 | 8903.7797 | 8732.7955 | 170.9842 | 0.01958 | FALSE | FALSE | FALSE | 0.022796 | 0.022796 | FALSE | FALSE | FALSE | -31.9845 | -31.9845 | 170.9842 | 27.0584 | 0.0030985 | 0.0030206 | FALSE | FALSE | FALSE | 0.00087361 | 0.00087361 | FALSE | FALSE | FALSE | 19.2563 | 19.2563 | 27.0584
2016-12-25 22:00 | 8613.3663 | 26.781 | 8586.5853 | 8422.8318 | 163.7535 | 0.019442 | FALSE | FALSE | FALSE | 0.022796 | 0.022796 | FALSE | FALSE | FALSE | -31.9845 | -31.9845 | 163.7535 | 26.781 | 0.0031796 | 0.0030996 | FALSE | FALSE | FALSE | 0.00087361 | 0.00087361 | FALSE | FALSE | FALSE | 19.2563 | 19.2563 | 26.781
2016-12-25 23:00 | 8147.0985 | 26.3737 | 8120.7248 | 7967.591 | 153.1339 | 0.01922 | FALSE | FALSE | FALSE | 0.022796 | 0.022796 | FALSE | FALSE | FALSE | -31.9845 | -31.9845 | 153.1339 | 26.3737 | 0.0033101 | 0.0032267 | FALSE | FALSE | FALSE | 0.00087361 | 0.00087361 | FALSE | FALSE | FALSE | 19.2563 | 19.2563 | 26.3737
2016-12-26 | 7737.4242 | 26.0158 | 7711.4084 | 7567.6052 | 143.8032 | 0.019002 | FALSE | FALSE | FALSE | 0.022796 | 0.022796 | FALSE | FALSE | FALSE | -31.9845 | -31.9845 | 143.8032 | 26.0158 | 0.0034378 | 0.0033511 | FALSE | FALSE | FALSE | 0.00087361 | 0.00087361 | FALSE | FALSE | FALSE | 19.2563 | 19.2563 | 26.0158
2016-12-26 01:00 | 7484.4214 | 25.7948 | 7458.6266 | 7320.5858 | 138.0408 | 0.018857 | FALSE | FALSE | FALSE | 0.022796 | 0.022796 | FALSE | FALSE | FALSE | -31.9845 | -31.9845 | 138.0408 | 25.7948 | 0.0035236 | 0.0034346 | FALSE | FALSE | FALSE | 0.00087361 | 0.00087361 | FALSE | FALSE | FALSE | 19.2563 | 19.2563 | 25.7948
2016-12-26 02:00 | 7358.9453 | 25.6852 | 7333.2601 | 7198.0772 | 135.183 | 0.01878 | FALSE | FALSE | FALSE | 0.022796 | 0.022796 | FALSE | FALSE | FALSE | -31.9845 | -31.9845 | 135.183 | 25.6852 | 0.0035683 | 0.0034782 | FALSE | FALSE | FALSE | 0.00087361 | 0.00087361 | FALSE | FALSE | FALSE | 19.2563 | 19.2563 | 25.6852
2016-12-26 03:00 | 7367.7412 | 25.6928 | 7342.0484 | 7206.665 | 135.3833 | 0.018786 | FALSE | FALSE | FALSE | 0.022796 | 0.022796 | FALSE | FALSE | FALSE | -31.9845 | -31.9845 | 135.3833 | 25.6928 | 0.0035652 | 0.0034751 | FALSE | FALSE | FALSE | 0.00087361 | 0.00087361 | FALSE | FALSE | FALSE | 19.2563 | 19.2563 | 25.6928
2016-12-26 04:00 | 7520.9036 | 25.8266 | 7495.0769 | 7356.2052 | 138.8717 | 0.018878 | FALSE | FALSE | FALSE | 0.022796 | 0.022796 | FALSE | FALSE | FALSE | -31.9845 | -31.9845 | 138.8717 | 25.8266 | 0.0035109 | 0.0034222 | FALSE | FALSE | FALSE | 0.00087361 | 0.00087361 | FALSE | FALSE | FALSE | 19.2563 | 19.2563 | 25.8266
2016-12-26 05:00 | 7828.7488 | 26.0956 | 7802.6533 | 7656.7701 | 145.8832 | 0.019053 | FALSE | FALSE | FALSE | 0.022796 | 0.022796 | FALSE | FALSE | FALSE | -31.9845 | -31.9845 | 145.8832 | 26.0956 | 0.0034082 | 0.0033222 | FALSE | FALSE | FALSE | 0.00087361 | 0.00087361 | FALSE | FALSE | FALSE | 19.2563 | 19.2563 | 26.0956
2016-12-26 06:00 | 8261.0699 | 26.4733 | 8234.5966 | 8078.867 | 155.7297 | 0.019276 | FALSE | FALSE | FALSE | 0.022796 | 0.022796 | FALSE | FALSE | FALSE | -31.9845 | -31.9845 | 155.7297 | 26.4733 | 0.0032769 | 0.0031943 | FALSE | FALSE | FALSE | 0.00087361 | 0.00087361 | FALSE | FALSE | FALSE | 19.2563 | 19.2563 | 26.4733
2016-12-26 07:00 | 8671.129 | 26.8315 | 8644.2975 | 8479.2284 | 165.0691 | 0.019467 | FALSE | FALSE | FALSE | 0.022796 | 0.022796 | FALSE | FALSE | FALSE | -31.9845 | -31.9845 | 165.0691 | 26.8315 | 0.0031644 | 0.0030848 | FALSE | FALSE | FALSE | 0.00087361 | 0.00087361 | FALSE | FALSE | FALSE | 19.2563 | 19.2563 | 26.8315
2016-12-26 08:00 | 9015.1879 | 27.1321 | 8988.0558 | 8815.1505 | 172.9054 | 0.019615 | FALSE | FALSE | FALSE | 0.022796 | 0.022796 | FALSE | FALSE | FALSE | -31.9845 | -31.9845 | 172.9054 | 27.1321 | 0.0030779 | 0.0030006 | FALSE | FALSE | FALSE | 0.00087361 | 0.00087361 | FALSE | FALSE | FALSE | 19.2563 | 19.2563 | 27.1321
2016-12-26 09:00 | 9425.183 | 27.4972 | 9397.6858 | 9214.5122 | 183.1736 | 0.019879 | FALSE | FALSE | 0.025314 | FALSE | 0.025314 | FALSE | FALSE | -54.7212 | FALSE | -54.7212 | 183.1736 | 27.4972 | 0.0029841 | 0.0029089 | FALSE | FALSE | 0.00090467 | FALSE | 0.00090467 | FALSE | FALSE | 18.9705 | FALSE | 18.9705 | 27.4972
2016-12-26 10:00 | 9622.6971 | 27.6759 | 9595.0212 | 9406.8523 | 188.169 | 0.020003 | FALSE | FALSE | 0.025314 | FALSE | 0.025314 | FALSE | FALSE | -54.7212 | FALSE | -54.7212 | 188.169 | 27.6759 | 0.0029421 | 0.0028679 | FALSE | FALSE | 0.00090467 | FALSE | 0.00090467 | FALSE | FALSE | 18.9705 | FALSE | 18.9705 | 27.6759
2016-12-26 11:00 | 9630.3707 | 27.6828 | 9602.6879 | 9414.3248 | 188.3631 | 0.020008 | FALSE | FALSE | 0.025314 | FALSE | 0.025314 | FALSE | FALSE | -54.7212 | FALSE | -54.7212 | 188.3631 | 27.6828 | 0.0029405 | 0.0028663 | FALSE | FALSE | 0.00090467 | FALSE | 0.00090467 | FALSE | FALSE | 18.9705 | FALSE | 18.9705 | 27.6828
2016-12-26 12:00 | 9476.9559 | 27.544 | 9449.4119 | 9264.9289 | 184.483 | 0.019912 | FALSE | FALSE | 0.025314 | FALSE | 0.025314 | FALSE | FALSE | -54.7212 | FALSE | -54.7212 | 184.483 | 27.544 | 0.0029729 | 0.002898 | FALSE | FALSE | 0.00090467 | FALSE | 0.00090467 | FALSE | FALSE | 18.9705 | FALSE | 18.9705 | 27.544
2016-12-26 13:00 | 9296.1798 | 27.3805 | 9268.7994 | 9088.8884 | 179.9109 | 0.019795 | FALSE | FALSE | 0.025314 | FALSE | 0.025314 | FALSE | FALSE | -54.7212 | FALSE | -54.7212 | 179.9109 | 27.3805 | 0.0030125 | 0.0029367 | FALSE | FALSE | 0.00090467 | FALSE | 0.00090467 | FALSE | FALSE | 18.9705 | FALSE | 18.9705 | 27.3805
2016-12-26 14:00 | 9157.4383 | 27.2563 | 9130.182 | 8953.78 | 176.4019 | 0.019701 | FALSE | FALSE | 0.025314 | FALSE | 0.025314 | FALSE | FALSE | -54.7212 | FALSE | -54.7212 | 176.4019 | 27.2563 | 0.0030441 | 0.0029676 | FALSE | FALSE | FALSE | 0.00087361 | 0.00087361 | FALSE | FALSE | FALSE | 19.2563 | 19.2563 | 27.2563
2016-12-26 15:00 | 9156.6864 | 27.2557 | 9129.4307 | 8953.0478 | 176.3829 | 0.019701 | FALSE | FALSE | 0.025314 | FALSE | 0.025314 | FALSE | FALSE | -54.7212 | FALSE | -54.7212 | 176.3829 | 27.2557 | 0.0030443 | 0.0029678 | FALSE | FALSE | FALSE | 0.00087361 | 0.00087361 | FALSE | FALSE | FALSE | 19.2563 | 19.2563 | 27.2557
2016-12-26 16:00 | 9400.6307 | 27.475 | 9373.1557 | 9190.6031 | 182.5526 | 0.019863 | FALSE | FALSE | 0.025314 | FALSE | 0.025314 | FALSE | FALSE | -54.7212 | FALSE | -54.7212 | 182.5526 | 27.475 | 0.0029895 | 0.0029142 | FALSE | FALSE | 0.00090467 | FALSE | 0.00090467 | FALSE | FALSE | 18.9705 | FALSE | 18.9705 | 27.475
2016-12-26 17:00 | 10209.0305 | 28.2063 | 10180.8242 | 9977.8261 | 202.9981 | 0.020345 | FALSE | FALSE | 0.025314 | FALSE | 0.025314 | FALSE | FALSE | -54.7212 | FALSE | -54.7212 | 202.9981 | 28.2063 | 0.0028269 | 0.0027553 | FALSE | FALSE | 0.00090467 | FALSE | 0.00090467 | FALSE | FALSE | 18.9705 | FALSE | 18.9705 | 28.2063
2016-12-26 18:00 | 10513.9166 | 28.4821 | 10485.4345 | 10274.7254 | 210.7091 | 0.020508 | FALSE | FALSE | 0.025314 | FALSE | 0.025314 | FALSE | FALSE | -54.7212 | FALSE | -54.7212 | 210.7091 | 28.4821 | 0.0027721 | 0.0027017 | FALSE | FALSE | 0.00090467 | FALSE | 0.00090467 | FALSE | FALSE | 18.9705 | FALSE | 18.9705 | 28.4821
2016-12-26 19:00 | 10403.6808 | 28.3824 | 10375.2985 | 10167.3774 | 207.9211 | 0.02045 | FALSE | FALSE | 0.025314 | FALSE | 0.025314 | FALSE | FALSE | -54.7212 | FALSE | -54.7212 | 207.9211 | 28.3824 | 0.0027915 | 0.0027207 | FALSE | FALSE | 0.00090467 | FALSE | 0.00090467 | FALSE | FALSE | 18.9705 | FALSE | 18.9705 | 28.3824
2016-12-26 20:00 | 10191.2056 | 28.1902 | 10163.0154 | 9960.4681 | 202.5473 | 0.020335 | FALSE | FALSE | 0.025314 | FALSE | 0.025314 | FALSE | FALSE | -54.7212 | FALSE | -54.7212 | 202.5473 | 28.1902 | 0.0028302 | 0.0027585 | FALSE | FALSE | 0.00090467 | FALSE | 0.00090467 | FALSE | FALSE | 18.9705 | FALSE | 18.9705 | 28.1902
2016-12-26 21:00 | 9808.366 | 27.8438 | 9780.5222 | 9587.6574 | 192.8648 | 0.020116 | FALSE | FALSE | 0.025314 | FALSE | 0.025314 | FALSE | FALSE | -54.7212 | FALSE | -54.7212 | 192.8648 | 27.8438 | 0.0029041 | 0.0028307 | FALSE | FALSE | 0.00090467 | FALSE | 0.00090467 | FALSE | FALSE | 18.9705 | FALSE | 18.9705 | 27.8438
2016-12-26 22:00 | 9254.5193 | 27.3428 | 9227.1765 | 9048.3192 | 178.8573 | 0.019767 | FALSE | FALSE | 0.025314 | FALSE | 0.025314 | FALSE | FALSE | -54.7212 | FALSE | -54.7212 | 178.8573 | 27.3428 | 0.0030219 | 0.0029458 | FALSE | FALSE | 0.00090467 | FALSE | 0.00090467 | FALSE | FALSE | 18.9705 | FALSE | 18.9705 | 27.3428
2016-12-26 23:00 | 8604.5538 | 26.7733 | 8577.7805 | 8414.2277 | 163.5528 | 0.019438 | FALSE | FALSE | FALSE | 0.022796 | 0.022796 | FALSE | FALSE | FALSE | -31.9845 | -31.9845 | 163.5528 | 26.7733 | 0.0031819 | 0.0031019 | FALSE | FALSE | FALSE | 0.00087361 | 0.00087361 | FALSE | FALSE | FALSE | 19.2563 | 19.2563 | 26.7733
2016-12-27 | 8113.9155 | 26.3447 | 8087.5708 | 7935.1927 | 152.3781 | 0.019203 | FALSE | FALSE | FALSE | 0.022796 | 0.022796 | FALSE | FALSE | FALSE | -31.9845 | -31.9845 | 152.3781 | 26.3447 | 0.00332 | 0.0032363 | FALSE | FALSE | FALSE | 0.00087361 | 0.00087361 | FALSE | FALSE | FALSE | 19.2563 | 19.2563 | 26.3447
2016-12-27 01:00 | 7825.0728 | 26.0924 | 7798.9805 | 7653.181 | 145.7995 | 0.019051 | FALSE | FALSE | FALSE | 0.022796 | 0.022796 | FALSE | FALSE | FALSE | -31.9845 | -31.9845 | 145.7995 | 26.0924 | 0.0034093 | 0.0033234 | FALSE | FALSE | FALSE | 0.00087361 | 0.00087361 | FALSE | FALSE | FALSE | 19.2563 | 19.2563 | 26.0924
2016-12-27 02:00 | 7690.3246 | 25.9747 | 7664.3499 | 7521.6195 | 142.7304 | 0.018976 | FALSE | FALSE | FALSE | 0.022796 | 0.022796 | FALSE | FALSE | FALSE | -31.9845 | -31.9845 | 142.7304 | 25.9747 | 0.0034533 | 0.0033662 | FALSE | FALSE | FALSE | 0.00087361 | 0.00087361 | FALSE | FALSE | FALSE | 19.2563 | 19.2563 | 25.9747
2016-12-27 03:00 | 7670.9343 | 25.9577 | 7644.9766 | 7502.6877 | 142.2888 | 0.018965 | FALSE | FALSE | FALSE | 0.022796 | 0.022796 | FALSE | FALSE | FALSE | -31.9845 | -31.9845 | 142.2888 | 25.9577 | 0.0034598 | 0.0033725 | FALSE | FALSE | FALSE | 0.00087361 | 0.00087361 | FALSE | FALSE | FALSE | 19.2563 | 19.2563 | 25.9577
2016-12-27 04:00 | 7840.7652 | 26.1061 | 7814.6592 | 7668.5023 | 146.1569 | 0.019059 | FALSE | FALSE | FALSE | 0.022796 | 0.022796 | FALSE | FALSE | FALSE | -31.9845 | -31.9845 | 146.1569 | 26.1061 | 0.0034043 | 0.0033185 | FALSE | FALSE | FALSE | 0.00087361 | 0.00087361 | FALSE | FALSE | FALSE | 19.2563 | 19.2563 | 26.1061
2016-12-27 05:00 | 8318.756 | 26.5237 | 8292.2323 | 8135.1888 | 157.0435 | 0.019304 | FALSE | FALSE | FALSE | 0.022796 | 0.022796 | FALSE | FALSE | FALSE | -31.9845 | -31.9845 | 157.0435 | 26.5237 | 0.0032604 | 0.0031783 | FALSE | FALSE | FALSE | 0.00087361 | 0.00087361 | FALSE | FALSE | FALSE | 19.2563 | 19.2563 | 26.5237
2016-12-27 06:00 | 9056.4676 | 27.1681 | 9029.2995 | 8855.4513 | 173.8482 | 0.019632 | FALSE | FALSE | 0.025314 | FALSE | 0.025314 | FALSE | FALSE | -54.7212 | FALSE | -54.7212 | 173.8482 | 27.1681 | 0.003068 | 0.0029909 | FALSE | FALSE | FALSE | 0.00087361 | 0.00087361 | FALSE | FALSE | FALSE | 19.2563 | 19.2563 | 27.1681
2016-12-27 07:00 | 9626.2085 | 27.679 | 9598.5295 | 9410.2717 | 188.2578 | 0.020006 | FALSE | FALSE | 0.025314 | FALSE | 0.025314 | FALSE | FALSE | -54.7212 | FALSE | -54.7212 | 188.2578 | 27.679 | 0.0029414 | 0.0028671 | FALSE | FALSE | 0.00090467 | FALSE | 0.00090467 | FALSE | FALSE | 18.9705 | FALSE | 18.9705 | 27.679
2016-12-27 08:00 | 9864.8443 | 27.8949 | 9836.9493 | 9642.6562 | 194.2932 | 0.020149 | FALSE | FALSE | 0.025314 | FALSE | 0.025314 | FALSE | FALSE | -54.7212 | FALSE | -54.7212 | 194.2932 | 27.8949 | 0.0028929 | 0.0028197 | FALSE | FALSE | 0.00090467 | FALSE | 0.00090467 | FALSE | FALSE | 18.9705 | FALSE | 18.9705 | 27.8949
2016-12-27 09:00 | 10095.8197 | 28.1039 | 10067.7158 | 9867.581 | 200.1349 | 0.020282 | FALSE | FALSE | 0.025314 | FALSE | 0.025314 | FALSE | FALSE | -54.7212 | FALSE | -54.7212 | 200.1349 | 28.1039 | 0.0028481 | 0.002776 | FALSE | FALSE | 0.00090467 | FALSE | 0.00090467 | FALSE | FALSE | 18.9705 | FALSE | 18.9705 | 28.1039
2016-12-27 10:00 | 10223.186 | 28.2191 | 10194.9669 | 9991.6108 | 203.3561 | 0.020353 | FALSE | FALSE | 0.025314 | FALSE | 0.025314 | FALSE | FALSE | -54.7212 | FALSE | -54.7212 | 203.3561 | 28.2191 | 0.0028243 | 0.0027527 | FALSE | FALSE | 0.00090467 | FALSE | 0.00090467 | FALSE | FALSE | 18.9705 | FALSE | 18.9705 | 28.2191
2016-12-27 11:00 | 10147.1473 | 28.1503 | 10118.997 | 9917.564 | 201.433 | 0.020311 | FALSE | FALSE | 0.025314 | FALSE | 0.025314 | FALSE | FALSE | -54.7212 | FALSE | -54.7212 | 201.433 | 28.1503 | 0.0028384 | 0.0027665 | FALSE | FALSE | 0.00090467 | FALSE | 0.00090467 | FALSE | FALSE | 18.9705 | FALSE | 18.9705 | 28.1503
2016-12-27 12:00 | 9961.9205 | 27.9827 | 9933.9377 | 9737.1893 | 196.7484 | 0.020206 | FALSE | FALSE | 0.025314 | FALSE | 0.025314 | FALSE | FALSE | -54.7212 | FALSE | -54.7212 | 196.7484 | 27.9827 | 0.0028738 | 0.0028011 | FALSE | FALSE | 0.00090467 | FALSE | 0.00090467 | FALSE | FALSE | 18.9705 | FALSE | 18.9705 | 27.9827
2016-12-27 13:00 | 9779.0744 | 27.8173 | 9751.257 | 9559.1331 | 192.124 | 0.020098 | FALSE | FALSE | 0.025314 | FALSE | 0.025314 | FALSE | FALSE | -54.7212 | FALSE | -54.7212 | 192.124 | 27.8173 | 0.00291 | 0.0028365 | FALSE | FALSE | 0.00090467 | FALSE | 0.00090467 | FALSE | FALSE | 18.9705 | FALSE | 18.9705 | 27.8173
2016-12-27 14:00 | 9632.3102 | 27.6846 | 9604.6257 | 9416.2136 | 188.4121 | 0.020009 | FALSE | FALSE | 0.025314 | FALSE | 0.025314 | FALSE | FALSE | -54.7212 | FALSE | -54.7212 | 188.4121 | 27.6846 | 0.0029401 | 0.0028659 | FALSE | FALSE | 0.00090467 | FALSE | 0.00090467 | FALSE | FALSE | 18.9705 | FALSE | 18.9705 | 27.6846
2016-12-27 15:00 | 9602.8108 | 27.6579 | 9575.1529 | 9387.4869 | 187.666 | 0.019991 | FALSE | FALSE | 0.025314 | FALSE | 0.025314 | FALSE | FALSE | -54.7212 | FALSE | -54.7212 | 187.666 | 27.6579 | 0.0029462 | 0.0028719 | FALSE | FALSE | 0.00090467 | FALSE | 0.00090467 | FALSE | FALSE | 18.9705 | FALSE | 18.9705 | 27.6579
2016-12-27 16:00 | 9703.8924 | 27.7493 | 9676.1431 | 9485.9206 | 190.2225 | 0.020053 | FALSE | FALSE | 0.025314 | FALSE | 0.025314 | FALSE | FALSE | -54.7212 | FALSE | -54.7212 | 190.2225 | 27.7493 | 0.0029253 | 0.0028515 | FALSE | FALSE | 0.00090467 | FALSE | 0.00090467 | FALSE | FALSE | 18.9705 | FALSE | 18.9705 | 27.7493
2016-12-27 17:00 | 10418.0204 | 28.3954 | 10389.625 | 10181.3413 | 208.2837 | 0.020457 | FALSE | FALSE | 0.025314 | FALSE | 0.025314 | FALSE | FALSE | -54.7212 | FALSE | -54.7212 | 208.2837 | 28.3954 | 0.002789 | 0.0027182 | FALSE | FALSE | 0.00090467 | FALSE | 0.00090467 | FALSE | FALSE | 18.9705 | FALSE | 18.9705 | 28.3954
2016-12-27 18:00 | 10839.7376 | 28.7769 | 10810.9607 | 10592.0112 | 218.9495 | 0.020671 | FALSE | FALSE | 0.025314 | FALSE | 0.025314 | FALSE | FALSE | -54.7212 | FALSE | -54.7212 | 218.9495 | 28.7769 | 0.0027168 | 0.0026477 | FALSE | FALSE | 0.00090467 | FALSE | 0.00090467 | FALSE | FALSE | 18.9705 | FALSE | 18.9705 | 28.7769
2016-12-27 19:00 | 10679.6935 | 28.6321 | 10651.0614 | 10436.1597 | 214.9018 | 0.020592 | FALSE | FALSE | 0.025314 | FALSE | 0.025314 | FALSE | FALSE | -54.7212 | FALSE | -54.7212 | 214.9018 | 28.6321 | 0.0027435 | 0.0026738 | FALSE | FALSE | 0.00090467 | FALSE | 0.00090467 | FALSE | FALSE | 18.9705 | FALSE | 18.9705 | 28.6321
2016-12-27 20:00 | 10420.3377 | 28.3975 | 10391.9402 | 10183.5979 | 208.3423 | 0.020459 | FALSE | FALSE | 0.025314 | FALSE | 0.025314 | FALSE | FALSE | -54.7212 | FALSE | -54.7212 | 208.3423 | 28.3975 | 0.0027885 | 0.0027178 | FALSE | FALSE | 0.00090467 | FALSE | 0.00090467 | FALSE | FALSE | 18.9705 | FALSE | 18.9705 | 28.3975
2016-12-27 21:00 | 9991.6361 | 28.0096 | 9963.6265 | 9766.1265 | 197.4999 | 0.020223 | FALSE | FALSE | 0.025314 | FALSE | 0.025314 | FALSE | FALSE | -54.7212 | FALSE | -54.7212 | 197.4999 | 28.0096 | 0.002868 | 0.0027955 | FALSE | FALSE | 0.00090467 | FALSE | 0.00090467 | FALSE | FALSE | 18.9705 | FALSE | 18.9705 | 28.0096
2016-12-27 22:00 | 9388.0152 | 27.4635 | 9360.5516 | 9178.318 | 182.2336 | 0.019855 | FALSE | FALSE | 0.025314 | FALSE | 0.025314 | FALSE | FALSE | -54.7212 | FALSE | -54.7212 | 182.2336 | 27.4635 | 0.0029922 | 0.0029169 | FALSE | FALSE | 0.00090467 | FALSE | 0.00090467 | FALSE | FALSE | 18.9705 | FALSE | 18.9705 | 27.4635
2016-12-27 23:00 | 8778.6915 | 26.9255 | 8751.766 | 8584.247 | 167.519 | 0.019515 | FALSE | FALSE | FALSE | 0.022796 | 0.022796 | FALSE | FALSE | FALSE | -31.9845 | -31.9845 | 167.519 | 26.9255 | 0.0031366 | 0.0030578 | FALSE | FALSE | FALSE | 0.00087361 | 0.00087361 | FALSE | FALSE | FALSE | 19.2563 | 19.2563 | 26.9255
2016-12-28 | 8304.331 | 26.5111 | 8277.82 | 8121.105 | 156.715 | 0.019297 | FALSE | FALSE | FALSE | 0.022796 | 0.022796 | FALSE | FALSE | FALSE | -31.9845 | -31.9845 | 156.715 | 26.5111 | 0.0032645 | 0.0031823 | FALSE | FALSE | FALSE | 0.00087361 | 0.00087361 | FALSE | FALSE | FALSE | 19.2563 | 19.2563 | 26.5111
2016-12-28 01:00 | 8120.4178 | 26.3504 | 8094.0674 | 7941.5412 | 152.5262 | 0.019206 | FALSE | FALSE | FALSE | 0.022796 | 0.022796 | FALSE | FALSE | FALSE | -31.9845 | -31.9845 | 152.5262 | 26.3504 | 0.003318 | 0.0032345 | FALSE | FALSE | FALSE | 0.00087361 | 0.00087361 | FALSE | FALSE | FALSE | 19.2563 | 19.2563 | 26.3504
2016-12-28 02:00 | 8107.034 | 26.3387 | 8080.6953 | 7928.4739 | 152.2214 | 0.019199 | FALSE | FALSE | FALSE | 0.022796 | 0.022796 | FALSE | FALSE | FALSE | -31.9845 | -31.9845 | 152.2214 | 26.3387 | 0.003322 | 0.0032383 | FALSE | FALSE | FALSE | 0.00087361 | 0.00087361 | FALSE | FALSE | FALSE | 19.2563 | 19.2563 | 26.3387
2016-12-28 03:00 | 8241.9558 | 26.4566 | 8215.4992 | 8060.2049 | 155.2943 | 0.019267 | FALSE | FALSE | FALSE | 0.022796 | 0.022796 | FALSE | FALSE | FALSE | -31.9845 | -31.9845 | 155.2943 | 26.4566 | 0.0032824 | 0.0031997 | FALSE | FALSE | FALSE | 0.00087361 | 0.00087361 | FALSE | FALSE | FALSE | 19.2563 | 19.2563 | 26.4566
2016-12-28 04:00 | 8625.4645 | 26.7916 | 8598.6729 | 8434.6438 | 164.0291 | 0.019447 | FALSE | FALSE | FALSE | 0.022796 | 0.022796 | FALSE | FALSE | FALSE | -31.9845 | -31.9845 | 164.0291 | 26.7916 | 0.0031764 | 0.0030965 | FALSE | FALSE | FALSE | 0.00087361 | 0.00087361 | FALSE | FALSE | FALSE | 19.2563 | 19.2563 | 26.7916
2016-12-28 05:00 | 9364.3039 | 27.4421 | 9336.8618 | 9155.2279 | 181.6339 | 0.019839 | FALSE | FALSE | 0.025314 | FALSE | 0.025314 | FALSE | FALSE | -54.7212 | FALSE | -54.7212 | 181.6339 | 27.4421 | 0.0029974 | 0.0029219 | FALSE | FALSE | 0.00090467 | FALSE | 0.00090467 | FALSE | FALSE | 18.9705 | FALSE | 18.9705 | 27.4421
2016-12-28 06:00 | 10438.0193 | 28.4135 | 10409.6058 | 10200.8163 | 208.7895 | 0.020468 | FALSE | FALSE | 0.025314 | FALSE | 0.025314 | FALSE | FALSE | -54.7212 | FALSE | -54.7212 | 208.7895 | 28.4135 | 0.0027854 | 0.0027147 | FALSE | FALSE | 0.00090467 | FALSE | 0.00090467 | FALSE | FALSE | 18.9705 | FALSE | 18.9705 | 28.4135
2016-12-28 07:00 | 11266.6903 | 29.1631 | 11237.5272 | 11007.7795 | 229.7477 | 0.020871 | FALSE | FALSE | 0.025314 | FALSE | 0.025314 | FALSE | FALSE | -54.7212 | FALSE | -54.7212 | 229.7477 | 29.1631 | 0.0026493 | 0.0025818 | FALSE | FALSE | 0.00090467 | FALSE | 0.00090467 | FALSE | FALSE | 18.9705 | FALSE | 18.9705 | 29.1631
2016-12-28 08:00 | 11530.9725 | 29.4022 | 11501.5703 | 11265.1386 | 236.4317 | 0.020988 | FALSE | FALSE | 0.025314 | FALSE | 0.025314 | FALSE | FALSE | -54.7212 | FALSE | -54.7212 | 236.4317 | 29.4022 | 0.00261 | 0.0025434 | FALSE | FALSE | 0.00090467 | FALSE | 0.00090467 | FALSE | FALSE | 18.9705 | FALSE | 18.9705 | 29.4022
2016-12-28 09:00 | 11213.771 | 29.1153 | 11184.6557 | 10956.2465 | 228.4093 | 0.020847 | FALSE | FALSE | 0.025314 | FALSE | 0.025314 | FALSE | FALSE | -54.7212 | FALSE | -54.7212 | 228.4093 | 29.1153 | 0.0026574 | 0.0025897 | FALSE | FALSE | 0.00090467 | FALSE | 0.00090467 | FALSE | FALSE | 18.9705 | FALSE | 18.9705 | 29.1153
2016-12-28 10:00 | 10767.0424 | 28.7111 | 10738.3313 | 10521.2204 | 217.1109 | 0.020636 | FALSE | FALSE | 0.025314 | FALSE | 0.025314 | FALSE | FALSE | -54.7212 | FALSE | -54.7212 | 217.1109 | 28.7111 | 0.0027289 | 0.0026595 | FALSE | FALSE | 0.00090467 | FALSE | 0.00090467 | FALSE | FALSE | 18.9705 | FALSE | 18.9705 | 28.7111
2016-12-28 11:00 | 10310.2837 | 28.2979 | 10281.9858 | 10076.4269 | 205.5589 | 0.0204 | FALSE | FALSE | 0.025314 | FALSE | 0.025314 | FALSE | FALSE | -54.7212 | FALSE | -54.7212 | 205.5589 | 28.2979 | 0.0028083 | 0.0027371 | FALSE | FALSE | 0.00090467 | FALSE | 0.00090467 | FALSE | FALSE | 18.9705 | FALSE | 18.9705 | 28.2979
2016-12-28 12:00 | 9984.8838 | 28.0035 | 9956.8803 | 9759.5511 | 197.3291 | 0.020219 | FALSE | FALSE | 0.025314 | FALSE | 0.025314 | FALSE | FALSE | -54.7212 | FALSE | -54.7212 | 197.3291 | 28.0035 | 0.0028693 | 0.0027967 | FALSE | FALSE | 0.00090467 | FALSE | 0.00090467 | FALSE | FALSE | 18.9705 | FALSE | 18.9705 | 28.0035
2016-12-28 13:00 | 9797.3463 | 27.8339 | 9769.5125 | 9576.9264 | 192.5861 | 0.020109 | FALSE | FALSE | 0.025314 | FALSE | 0.025314 | FALSE | FALSE | -54.7212 | FALSE | -54.7212 | 192.5861 | 27.8339 | 0.0029063 | 0.0028329 | FALSE | FALSE | 0.00090467 | FALSE | 0.00090467 | FALSE | FALSE | 18.9705 | FALSE | 18.9705 | 27.8339
2016-12-28 14:00 | 9669.7869 | 27.7185 | 9642.0685 | 9452.7085 | 189.3599 | 0.020032 | FALSE | FALSE | 0.025314 | FALSE | 0.025314 | FALSE | FALSE | -54.7212 | FALSE | -54.7212 | 189.3599 | 27.7185 | 0.0029323 | 0.0028583 | FALSE | FALSE | 0.00090467 | FALSE | 0.00090467 | FALSE | FALSE | 18.9705 | FALSE | 18.9705 | 27.7185
2016-12-28 15:00 | 9656.3838 | 27.7063 | 9628.6775 | 9439.6565 | 189.021 | 0.020024 | FALSE | FALSE | 0.025314 | FALSE | 0.025314 | FALSE | FALSE | -54.7212 | FALSE | -54.7212 | 189.021 | 27.7063 | 0.0029351 | 0.002861 | FALSE | FALSE | 0.00090467 | FALSE | 0.00090467 | FALSE | FALSE | 18.9705 | FALSE | 18.9705 | 27.7063
2016-12-28 16:00 | 9949.4984 | 27.9715 | 9921.5269 | 9725.0927 | 196.4342 | 0.020199 | FALSE | FALSE | 0.025314 | FALSE | 0.025314 | FALSE | FALSE | -54.7212 | FALSE | -54.7212 | 196.4342 | 27.9715 | 0.0028762 | 0.0028035 | FALSE | FALSE | 0.00090467 | FALSE | 0.00090467 | FALSE | FALSE | 18.9705 | FALSE | 18.9705 | 27.9715
2016-12-28 17:00 | 10873.8566 | 28.8077 | 10845.0489 | 10625.2365 | 219.8124 | 0.020688 | FALSE | FALSE | 0.025314 | FALSE | 0.025314 | FALSE | FALSE | -54.7212 | FALSE | -54.7212 | 219.8124 | 28.8077 | 0.0027113 | 0.0026423 | FALSE | FALSE | 0.00090467 | FALSE | 0.00090467 | FALSE | FALSE | 18.9705 | FALSE | 18.9705 | 28.8077
2016-12-28 18:00 | 11480.0201 | 29.3561 | 11450.664 | 11215.5209 | 235.1431 | 0.020966 | FALSE | FALSE | 0.025314 | FALSE | 0.025314 | FALSE | FALSE | -54.7212 | FALSE | -54.7212 | 235.1431 | 29.3561 | 0.0026175 | 0.0025506 | FALSE | FALSE | 0.00090467 | FALSE | 0.00090467 | FALSE | FALSE | 18.9705 | FALSE | 18.9705 | 29.3561
2016-12-28 19:00 | 11478.4224 | 29.3547 | 11449.0677 | 11213.9651 | 235.1027 | 0.020965 | FALSE | FALSE | 0.025314 | FALSE | 0.025314 | FALSE | FALSE | -54.7212 | FALSE | -54.7212 | 235.1027 | 29.3547 | 0.0026177 | 0.0025509 | FALSE | FALSE | 0.00090467 | FALSE | 0.00090467 | FALSE | FALSE | 18.9705 | FALSE | 18.9705 | 29.3547
2016-12-28 20:00 | 11427.5649 | 29.3087 | 11398.2562 | 11164.4398 | 233.8164 | 0.020943 | FALSE | FALSE | 0.025314 | FALSE | 0.025314 | FALSE | FALSE | -54.7212 | FALSE | -54.7212 | 233.8164 | 29.3087 | 0.0026252 | 0.0025582 | FALSE | FALSE | 0.00090467 | FALSE | 0.00090467 | FALSE | FALSE | 18.9705 | FALSE | 18.9705 | 29.3087
2016-12-28 21:00 | 11185.1376 | 29.0894 | 11156.0482 | 10928.3631 | 227.6851 | 0.020834 | FALSE | FALSE | 0.025314 | FALSE | 0.025314 | FALSE | FALSE | -54.7212 | FALSE | -54.7212 | 227.6851 | 29.0894 | 0.0026618 | 0.002594 | FALSE | FALSE | 0.00090467 | FALSE | 0.00090467 | FALSE | FALSE | 18.9705 | FALSE | 18.9705 | 29.0894
2016-12-28 22:00 | 10695.2738 | 28.6462 | 10666.6277 | 10451.3318 | 215.2958 | 0.0206 | FALSE | FALSE | 0.025314 | FALSE | 0.025314 | FALSE | FALSE | -54.7212 | FALSE | -54.7212 | 215.2958 | 28.6462 | 0.0027409 | 0.0026712 | FALSE | FALSE | 0.00090467 | FALSE | 0.00090467 | FALSE | FALSE | 18.9705 | FALSE | 18.9705 | 28.6462
2016-12-28 23:00 | 10128.7338 | 28.1337 | 10100.6002 | 9899.6329 | 200.9673 | 0.0203 | FALSE | FALSE | 0.025314 | FALSE | 0.025314 | FALSE | FALSE | -54.7212 | FALSE | -54.7212 | 200.9673 | 28.1337 | 0.0028419 | 0.0027699 | FALSE | FALSE | 0.00090467 | FALSE | 0.00090467 | FALSE | FALSE | 18.9705 | FALSE | 18.9705 | 28.1337
2016-12-29 | 9679.3551 | 27.7271 | 9651.628 | 9462.0261 | 189.6019 | 0.020038 | FALSE | FALSE | 0.025314 | FALSE | 0.025314 | FALSE | FALSE | -54.7212 | FALSE | -54.7212 | 189.6019 | 27.7271 | 0.0029304 | 0.0028564 | FALSE | FALSE | 0.00090467 | FALSE | 0.00090467 | FALSE | FALSE | 18.9705 | FALSE | 18.9705 | 27.7271
2016-12-29 01:00 | 9383.7392 | 27.4597 | 9356.2795 | 9174.1541 | 182.1254 | 0.019852 | FALSE | FALSE | 0.025314 | FALSE | 0.025314 | FALSE | FALSE | -54.7212 | FALSE | -54.7212 | 182.1254 | 27.4597 | 0.0029932 | 0.0029178 | FALSE | FALSE | 0.00090467 | FALSE | 0.00090467 | FALSE | FALSE | 18.9705 | FALSE | 18.9705 | 27.4597
2016-12-29 02:00 | 9212.1027 | 27.3041 | 9184.7986 | 9007.0141 | 177.7845 | 0.019738 | FALSE | FALSE | 0.025314 | FALSE | 0.025314 | FALSE | FALSE | -54.7212 | FALSE | -54.7212 | 177.7845 | 27.3041 | 0.0030314 | 0.0029552 | FALSE | FALSE | FALSE | 0.00087361 | 0.00087361 | FALSE | FALSE | FALSE | 19.2563 | 19.2563 | 27.3041
2016-12-29 03:00 | 9118.4565 | 27.2223 | 9091.2342 | 8915.8182 | 175.416 | 0.019675 | FALSE | FALSE | 0.025314 | FALSE | 0.025314 | FALSE | FALSE | -54.7212 | FALSE | -54.7212 | 175.416 | 27.2223 | 0.0030533 | 0.0029765 | FALSE | FALSE | FALSE | 0.00087361 | 0.00087361 | FALSE | FALSE | FALSE | 19.2563 | 19.2563 | 27.2223
2016-12-29 04:00 | 9246.5326 | 27.3356 | 9219.197 | 9040.5418 | 178.6553 | 0.019762 | FALSE | FALSE | 0.025314 | FALSE | 0.025314 | FALSE | FALSE | -54.7212 | FALSE | -54.7212 | 178.6553 | 27.3356 | 0.0030237 | 0.0029476 | FALSE | FALSE | 0.00090467 | FALSE | 0.00090467 | FALSE | FALSE | 18.9705 | FALSE | 18.9705 | 27.3356
2016-12-29 05:00 | 9645.7916 | 27.6968 | 9618.0949 | 9429.3418 | 188.7531 | 0.020018 | FALSE | FALSE | 0.025314 | FALSE | 0.025314 | FALSE | FALSE | -54.7212 | FALSE | -54.7212 | 188.7531 | 27.6968 | 0.0029373 | 0.0028632 | FALSE | FALSE | 0.00090467 | FALSE | 0.00090467 | FALSE | FALSE | 18.9705 | FALSE | 18.9705 | 27.6968
2016-12-29 06:00 | 10361.9415 | 28.3446 | 10333.5969 | 10126.7314 | 206.8654 | 0.020428 | FALSE | FALSE | 0.025314 | FALSE | 0.025314 | FALSE | FALSE | -54.7212 | FALSE | -54.7212 | 206.8654 | 28.3446 | 0.002799 | 0.002728 | FALSE | FALSE | 0.00090467 | FALSE | 0.00090467 | FALSE | FALSE | 18.9705 | FALSE | 18.9705 | 28.3446
2016-12-29 07:00 | 10932.7982 | 28.8611 | 10903.9371 | 10682.634 | 221.3031 | 0.020716 | FALSE | FALSE | 0.025314 | FALSE | 0.025314 | FALSE | FALSE | -54.7212 | FALSE | -54.7212 | 221.3031 | 28.8611 | 0.0027017 | 0.0026329 | FALSE | FALSE | 0.00090467 | FALSE | 0.00090467 | FALSE | FALSE | 18.9705 | FALSE | 18.9705 | 28.8611
2016-12-29 08:00 | 11043.9025 | 28.9616 | 11014.9409 | 10790.8278 | 224.1131 | 0.020769 | FALSE | FALSE | 0.025314 | FALSE | 0.025314 | FALSE | FALSE | -54.7212 | FALSE | -54.7212 | 224.1131 | 28.9616 | 0.0026839 | 0.0026155 | FALSE | FALSE | 0.00090467 | FALSE | 0.00090467 | FALSE | FALSE | 18.9705 | FALSE | 18.9705 | 28.9616
2016-12-29 09:00 | 10951.6219 | 28.8781 | 10922.7438 | 10700.9646 | 221.7792 | 0.020725 | FALSE | FALSE | 0.025314 | FALSE | 0.025314 | FALSE | FALSE | -54.7212 | FALSE | -54.7212 | 221.7792 | 28.8781 | 0.0026986 | 0.0026299 | FALSE | FALSE | 0.00090467 | FALSE | 0.00090467 | FALSE | FALSE | 18.9705 | FALSE | 18.9705 | 28.8781
2016-12-29 10:00 | 10650.8272 | 28.606 | 10622.2213 | 10408.0496 | 214.1717 | 0.020578 | FALSE | FALSE | 0.025314 | FALSE | 0.025314 | FALSE | FALSE | -54.7212 | FALSE | -54.7212 | 214.1717 | 28.606 | 0.0027484 | 0.0026786 | FALSE | FALSE | 0.00090467 | FALSE | 0.00090467 | FALSE | FALSE | 18.9705 | FALSE | 18.9705 | 28.606
2016-12-29 11:00 | 10283.5148 | 28.2737 | 10255.2412 | 10050.3592 | 204.8819 | 0.020386 | FALSE | FALSE | 0.025314 | FALSE | 0.025314 | FALSE | FALSE | -54.7212 | FALSE | -54.7212 | 204.8819 | 28.2737 | 0.0028132 | 0.0027419 | FALSE | FALSE | 0.00090467 | FALSE | 0.00090467 | FALSE | FALSE | 18.9705 | FALSE | 18.9705 | 28.2737
2016-12-29 12:00 | 10050.5003 | 28.0629 | 10022.4374 | 9823.4487 | 198.9887 | 0.020256 | FALSE | FALSE | 0.025314 | FALSE | 0.025314 | FALSE | FALSE | -54.7212 | FALSE | -54.7212 | 198.9887 | 28.0629 | 0.0028567 | 0.0027844 | FALSE | FALSE | 0.00090467 | FALSE | 0.00090467 | FALSE | FALSE | 18.9705 | FALSE | 18.9705 | 28.0629
2016-12-29 13:00 | 9924.6278 | 27.949 | 9896.6788 | 9700.8736 | 195.8052 | 0.020184 | FALSE | FALSE | 0.025314 | FALSE | 0.025314 | FALSE | FALSE | -54.7212 | FALSE | -54.7212 | 195.8052 | 27.949 | 0.0028811 | 0.0028082 | FALSE | FALSE | 0.00090467 | FALSE | 0.00090467 | FALSE | FALSE | 18.9705 | FALSE | 18.9705 | 27.949
2016-12-29 14:00 | 9876.9691 | 27.9059 | 9849.0632 | 9654.4634 | 194.5998 | 0.020156 | FALSE | FALSE | 0.025314 | FALSE | 0.025314 | FALSE | FALSE | -54.7212 | FALSE | -54.7212 | 194.5998 | 27.9059 | 0.0028905 | 0.0028174 | FALSE | FALSE | 0.00090467 | FALSE | 0.00090467 | FALSE | FALSE | 18.9705 | FALSE | 18.9705 | 27.9059
2016-12-29 15:00 | 9986.0795 | 28.0046 | 9958.0749 | 9760.7156 | 197.3594 | 0.02022 | FALSE | FALSE | 0.025314 | FALSE | 0.025314 | FALSE | FALSE | -54.7212 | FALSE | -54.7212 | 197.3594 | 28.0046 | 0.0028691 | 0.0027965 | FALSE | FALSE | 0.00090467 | FALSE | 0.00090467 | FALSE | FALSE | 18.9705 | FALSE | 18.9705 | 28.0046
2016-12-29 16:00 | 10387.4057 | 28.3677 | 10359.0381 | 10151.5286 | 207.5094 | 0.020441 | FALSE | FALSE | 0.025314 | FALSE | 0.025314 | FALSE | FALSE | -54.7212 | FALSE | -54.7212 | 207.5094 | 28.3677 | 0.0027944 | 0.0027235 | FALSE | FALSE | 0.00090467 | FALSE | 0.00090467 | FALSE | FALSE | 18.9705 | FALSE | 18.9705 | 28.3677
2016-12-29 17:00 | 11412.8487 | 29.2954 | 11383.5533 | 11150.1091 | 233.4442 | 0.020936 | FALSE | FALSE | 0.025314 | FALSE | 0.025314 | FALSE | FALSE | -54.7212 | FALSE | -54.7212 | 233.4442 | 29.2954 | 0.0026274 | 0.0025603 | FALSE | FALSE | 0.00090467 | FALSE | 0.00090467 | FALSE | FALSE | 18.9705 | FALSE | 18.9705 | 29.2954
2016-12-29 18:00 | 12177.3744 | 29.987 | 12147.3874 | 11894.6074 | 252.7801 | 0.021252 | FALSE | FALSE | 0.025314 | FALSE | 0.025314 | FALSE | FALSE | -54.7212 | FALSE | -54.7212 | 252.7801 | 29.987 | 0.0025211 | 0.0024565 | FALSE | FALSE | 0.00090467 | FALSE | 0.00090467 | FALSE | FALSE | 18.9705 | FALSE | 18.9705 | 29.987
2016-12-29 19:00 | 12201.6433 | 30.009 | 12171.6343 | 11918.2405 | 253.3938 | 0.021261 | FALSE | FALSE | 0.025314 | FALSE | 0.025314 | FALSE | FALSE | -54.7212 | FALSE | -54.7212 | 253.3938 | 30.009 | 0.0025179 | 0.0024534 | FALSE | FALSE | 0.00090467 | FALSE | 0.00090467 | FALSE | FALSE | 18.9705 | FALSE | 18.9705 | 30.009
2016-12-29 20:00 | 12184.2053 | 29.9932 | 12154.2122 | 11901.2593 | 252.9528 | 0.021254 | FALSE | FALSE | 0.025314 | FALSE | 0.025314 | FALSE | FALSE | -54.7212 | FALSE | -54.7212 | 252.9528 | 29.9932 | 0.0025202 | 0.0024556 | FALSE | FALSE | 0.00090467 | FALSE | 0.00090467 | FALSE | FALSE | 18.9705 | FALSE | 18.9705 | 29.9932
2016-12-29 21:00 | 11900.5532 | 29.7366 | 11870.8167 | 11625.0378 | 245.7789 | 0.021142 | FALSE | FALSE | 0.025314 | FALSE | 0.025314 | FALSE | FALSE | -54.7212 | FALSE | -54.7212 | 245.7789 | 29.7366 | 0.002558 | 0.0024925 | FALSE | FALSE | 0.00090467 | FALSE | 0.00090467 | FALSE | FALSE | 18.9705 | FALSE | 18.9705 | 29.7366
2016-12-29 22:00 | 11418.4629 | 29.3004 | 11389.1624 | 11155.5762 | 233.5862 | 0.020939 | FALSE | FALSE | 0.025314 | FALSE | 0.025314 | FALSE | FALSE | -54.7212 | FALSE | -54.7212 | 233.5862 | 29.3004 | 0.0026265 | 0.0025595 | FALSE | FALSE | 0.00090467 | FALSE | 0.00090467 | FALSE | FALSE | 18.9705 | FALSE | 18.9705 | 29.3004
2016-12-29 23:00 | 10907.9989 | 28.8386 | 10879.1602 | 10658.4843 | 220.6759 | 0.020704 | FALSE | FALSE | 0.025314 | FALSE | 0.025314 | FALSE | FALSE | -54.7212 | FALSE | -54.7212 | 220.6759 | 28.8386 | 0.0027057 | 0.0026368 | FALSE | FALSE | 0.00090467 | FALSE | 0.00090467 | FALSE | FALSE | 18.9705 | FALSE | 18.9705 | 28.8386
2016-12-30 | 10546.219 | 28.5113 | 10517.7077 | 10306.1816 | 211.526 | 0.020524 | FALSE | FALSE | 0.025314 | FALSE | 0.025314 | FALSE | FALSE | -54.7212 | FALSE | -54.7212 | 211.526 | 28.5113 | 0.0027664 | 0.0026962 | FALSE | FALSE | 0.00090467 | FALSE | 0.00090467 | FALSE | FALSE | 18.9705 | FALSE | 18.9705 | 28.5113
2016-12-30 01:00 | 10357.4963 | 28.3406 | 10329.1557 | 10122.4027 | 206.753 | 0.020425 | FALSE | FALSE | 0.025314 | FALSE | 0.025314 | FALSE | FALSE | -54.7212 | FALSE | -54.7212 | 206.753 | 28.3406 | 0.0027998 | 0.0027288 | FALSE | FALSE | 0.00090467 | FALSE | 0.00090467 | FALSE | FALSE | 18.9705 | FALSE | 18.9705 | 28.3406
2016-12-30 02:00 | 10306.9234 | 28.2949 | 10278.6286 | 10073.1546 | 205.4739 | 0.020398 | FALSE | FALSE | 0.025314 | FALSE | 0.025314 | FALSE | FALSE | -54.7212 | FALSE | -54.7212 | 205.4739 | 28.2949 | 0.0028089 | 0.0027377 | FALSE | FALSE | 0.00090467 | FALSE | 0.00090467 | FALSE | FALSE | 18.9705 | FALSE | 18.9705 | 28.2949
2016-12-30 03:00 | 10445.3304 | 28.4201 | 10416.9103 | 10207.9359 | 208.9744 | 0.020472 | FALSE | FALSE | 0.025314 | FALSE | 0.025314 | FALSE | FALSE | -54.7212 | FALSE | -54.7212 | 208.9744 | 28.4201 | 0.0027841 | 0.0027135 | FALSE | FALSE | 0.00090467 | FALSE | 0.00090467 | FALSE | FALSE | 18.9705 | FALSE | 18.9705 | 28.4201
2016-12-30 04:00 | 10752.4486 | 28.6979 | 10723.7507 | 10507.0088 | 216.7418 | 0.020628 | FALSE | FALSE | 0.025314 | FALSE | 0.025314 | FALSE | FALSE | -54.7212 | FALSE | -54.7212 | 216.7418 | 28.6979 | 0.0027313 | 0.0026619 | FALSE | FALSE | 0.00090467 | FALSE | 0.00090467 | FALSE | FALSE | 18.9705 | FALSE | 18.9705 | 28.6979
2016-12-30 05:00 | 11358.53 | 29.2462 | 11329.2837 | 11097.2133 | 232.0704 | 0.020912 | FALSE | FALSE | 0.025314 | FALSE | 0.025314 | FALSE | FALSE | -54.7212 | FALSE | -54.7212 | 232.0704 | 29.2462 | 0.0026355 | 0.0025682 | FALSE | FALSE | 0.00090467 | FALSE | 0.00090467 | FALSE | FALSE | 18.9705 | FALSE | 18.9705 | 29.2462
2016-12-30 06:00 | 12226.0998 | 30.0311 | 12196.0687 | 11942.0563 | 254.0124 | 0.02127 | FALSE | FALSE | 0.025314 | FALSE | 0.025314 | FALSE | FALSE | -54.7212 | FALSE | -54.7212 | 254.0124 | 30.0311 | 0.0025147 | 0.0024503 | FALSE | FALSE | 0.00090467 | FALSE | 0.00090467 | FALSE | FALSE | 18.9705 | FALSE | 18.9705 | 30.0311
2016-12-30 07:00 | 12809.0722 | 30.5585 | 12778.5137 | 12509.7572 | 268.7565 | 0.021484 | FALSE | FALSE | 0.025314 | FALSE | 0.025314 | FALSE | FALSE | -54.7212 | FALSE | -54.7212 | 268.7565 | 30.5585 | 0.0024428 | 0.00238 | FALSE | FALSE | 0.00090467 | FALSE | 0.00090467 | FALSE | FALSE | 18.9705 | FALSE | 18.9705 | 30.5585
2016-12-30 08:00 | 12871.8577 | 30.6153 | 12841.2424 | 12570.898 | 270.3444 | 0.021506 | FALSE | FALSE | 0.025314 | FALSE | 0.025314 | FALSE | FALSE | -54.7212 | FALSE | -54.7212 | 270.3444 | 30.6153 | 0.0024354 | 0.0023728 | FALSE | FALSE | 0.00090467 | FALSE | 0.00090467 | FALSE | FALSE | 18.9705 | FALSE | 18.9705 | 30.6153
2016-12-30 09:00 | 12530.3333 | 30.3063 | 12500.027 | 12238.3201 | 261.7068 | 0.021384 | FALSE | FALSE | 0.025314 | FALSE | 0.025314 | FALSE | FALSE | -54.7212 | FALSE | -54.7212 | 261.7068 | 30.3063 | 0.0024763 | 0.0024128 | FALSE | FALSE | 0.00090467 | FALSE | 0.00090467 | FALSE | FALSE | 18.9705 | FALSE | 18.9705 | 30.3063
2016-12-30 10:00 | 12162.4081 | 29.9735 | 12132.4347 | 11880.0331 | 252.4015 | 0.021246 | FALSE | FALSE | 0.025314 | FALSE | 0.025314 | FALSE | FALSE | -54.7212 | FALSE | -54.7212 | 252.4015 | 29.9735 | 0.002523 | 0.0024584 | FALSE | FALSE | 0.00090467 | FALSE | 0.00090467 | FALSE | FALSE | 18.9705 | FALSE | 18.9705 | 29.9735
2016-12-30 11:00 | 11748.386 | 29.5989 | 11718.7871 | 11476.8567 | 241.9304 | 0.02108 | FALSE | FALSE | 0.025314 | FALSE | 0.025314 | FALSE | FALSE | -54.7212 | FALSE | -54.7212 | 241.9304 | 29.5989 | 0.002579 | 0.0025131 | FALSE | FALSE | 0.00090467 | FALSE | 0.00090467 | FALSE | FALSE | 18.9705 | FALSE | 18.9705 | 29.5989
2016-12-30 12:00 | 11331.9421 | 29.2222 | 11302.7199 | 11071.3219 | 231.398 | 0.020901 | FALSE | FALSE | 0.025314 | FALSE | 0.025314 | FALSE | FALSE | -54.7212 | FALSE | -54.7212 | 231.398 | 29.2222 | 0.0026394 | 0.0025721 | FALSE | FALSE | 0.00090467 | FALSE | 0.00090467 | FALSE | FALSE | 18.9705 | FALSE | 18.9705 | 29.2222
2016-12-30 13:00 | 10978.6951 | 28.9026 | 10949.7925 | 10727.3286 | 222.4639 | 0.020738 | FALSE | FALSE | 0.025314 | FALSE | 0.025314 | FALSE | FALSE | -54.7212 | FALSE | -54.7212 | 222.4639 | 28.9026 | 0.0026943 | 0.0026257 | FALSE | FALSE | 0.00090467 | FALSE | 0.00090467 | FALSE | FALSE | 18.9705 | FALSE | 18.9705 | 28.9026
2016-12-30 14:00 | 10701.8818 | 28.6522 | 10673.2296 | 10457.7667 | 215.4629 | 0.020603 | FALSE | FALSE | 0.025314 | FALSE | 0.025314 | FALSE | FALSE | -54.7212 | FALSE | -54.7212 | 215.4629 | 28.6522 | 0.0027398 | 0.0026702 | FALSE | FALSE | 0.00090467 | FALSE | 0.00090467 | FALSE | FALSE | 18.9705 | FALSE | 18.9705 | 28.6522
2016-12-30 15:00 | 10628.6905 | 28.586 | 10600.1045 | 10386.4927 | 213.6118 | 0.020566 | FALSE | FALSE | 0.025314 | FALSE | 0.025314 | FALSE | FALSE | -54.7212 | FALSE | -54.7212 | 213.6118 | 28.586 | 0.0027522 | 0.0026823 | FALSE | FALSE | 0.00090467 | FALSE | 0.00090467 | FALSE | FALSE | 18.9705 | FALSE | 18.9705 | 28.586
2016-12-30 16:00 | 10990.0714 | 28.9129 | 10961.1585 | 10738.4068 | 222.7516 | 0.020743 | FALSE | FALSE | 0.025314 | FALSE | 0.025314 | FALSE | FALSE | -54.7212 | FALSE | -54.7212 | 222.7516 | 28.9129 | 0.0026925 | 0.0026239 | FALSE | FALSE | 0.00090467 | FALSE | 0.00090467 | FALSE | FALSE | 18.9705 | FALSE | 18.9705 | 28.9129
2016-12-30 17:00 | 12000.9806 | 29.8274 | 11971.1532 | 11722.8343 | 248.3188 | 0.021182 | FALSE | FALSE | 0.025314 | FALSE | 0.025314 | FALSE | FALSE | -54.7212 | FALSE | -54.7212 | 248.3188 | 29.8274 | 0.0025444 | 0.0024793 | FALSE | FALSE | 0.00090467 | FALSE | 0.00090467 | FALSE | FALSE | 18.9705 | FALSE | 18.9705 | 29.8274
2016-12-30 18:00 | 12745.0231 | 30.5005 | 12714.5225 | 12447.3859 | 267.1366 | 0.021461 | FALSE | FALSE | 0.025314 | FALSE | 0.025314 | FALSE | FALSE | -54.7212 | FALSE | -54.7212 | 267.1366 | 30.5005 | 0.0024504 | 0.0023874 | FALSE | FALSE | 0.00090467 | FALSE | 0.00090467 | FALSE | FALSE | 18.9705 | FALSE | 18.9705 | 30.5005
2016-12-30 19:00 | 12860.8514 | 30.6053 | 12830.2461 | 12560.18 | 270.0661 | 0.021502 | FALSE | FALSE | 0.025314 | FALSE | 0.025314 | FALSE | FALSE | -54.7212 | FALSE | -54.7212 | 270.0661 | 30.6053 | 0.0024367 | 0.0023741 | FALSE | FALSE | 0.00090467 | FALSE | 0.00090467 | FALSE | FALSE | 18.9705 | FALSE | 18.9705 | 30.6053
2016-12-30 20:00 | 12933.7071 | 30.6712 | 12903.0359 | 12631.1272 | 271.9087 | 0.021527 | FALSE | FALSE | 0.025314 | FALSE | 0.025314 | FALSE | FALSE | -54.7212 | FALSE | -54.7212 | 271.9087 | 30.6712 | 0.0024282 | 0.0023658 | FALSE | FALSE | 0.00090467 | FALSE | 0.00090467 | FALSE | FALSE | 18.9705 | FALSE | 18.9705 | 30.6712
2016-12-30 21:00 | 12814.9555 | 30.5638 | 12784.3917 | 12515.4864 | 268.9053 | 0.021486 | FALSE | FALSE | 0.025314 | FALSE | 0.025314 | FALSE | FALSE | -54.7212 | FALSE | -54.7212 | 268.9053 | 30.5638 | 0.0024421 | 0.0023793 | FALSE | FALSE | 0.00090467 | FALSE | 0.00090467 | FALSE | FALSE | 18.9705 | FALSE | 18.9705 | 30.5638
2016-12-30 22:00 | 12536.4193 | 30.3118 | 12506.1074 | 12244.2467 | 261.8608 | 0.021386 | FALSE | FALSE | 0.025314 | FALSE | 0.025314 | FALSE | FALSE | -54.7212 | FALSE | -54.7212 | 261.8608 | 30.3118 | 0.0024756 | 0.0024121 | FALSE | FALSE | 0.00090467 | FALSE | 0.00090467 | FALSE | FALSE | 18.9705 | FALSE | 18.9705 | 30.3118
2016-12-30 23:00 | 12191.9976 | 30.0002 | 12161.9974 | 11908.8475 | 253.1499 | 0.021257 | FALSE | FALSE | 0.025314 | FALSE | 0.025314 | FALSE | FALSE | -54.7212 | FALSE | -54.7212 | 253.1499 | 30.0002 | 0.0025192 | 0.0024546 | FALSE | FALSE | 0.00090467 | FALSE | 0.00090467 | FALSE | FALSE | 18.9705 | FALSE | 18.9705 | 30.0002
2016-12-31 | 11939.8111 | 29.7721 | 11910.039 | 11663.2673 | 246.7718 | 0.021158 | FALSE | FALSE | 0.025314 | FALSE | 0.025314 | FALSE | FALSE | -54.7212 | FALSE | -54.7212 | 246.7718 | 29.7721 | 0.0025526 | 0.0024873 | FALSE | FALSE | 0.00090467 | FALSE | 0.00090467 | FALSE | FALSE | 18.9705 | FALSE | 18.9705 | 29.7721
2016-12-31 01:00 | 11863.5866 | 29.7031 | 11833.8835 | 11589.0395 | 244.844 | 0.021127 | FALSE | FALSE | 0.025314 | FALSE | 0.025314 | FALSE | FALSE | -54.7212 | FALSE | -54.7212 | 244.844 | 29.7031 | 0.002563 | 0.0024975 | FALSE | FALSE | 0.00090467 | FALSE | 0.00090467 | FALSE | FALSE | 18.9705 | FALSE | 18.9705 | 29.7031
2016-12-31 02:00 | 11943.071 | 29.775 | 11913.296 | 11666.4418 | 246.8542 | 0.021159 | FALSE | FALSE | 0.025314 | FALSE | 0.025314 | FALSE | FALSE | -54.7212 | FALSE | -54.7212 | 246.8542 | 29.775 | 0.0025522 | 0.0024869 | FALSE | FALSE | 0.00090467 | FALSE | 0.00090467 | FALSE | FALSE | 18.9705 | FALSE | 18.9705 | 29.775
2016-12-31 03:00 | 12131.6266 | 29.9456 | 12101.681 | 11850.0579 | 251.623 | 0.021234 | FALSE | FALSE | 0.025314 | FALSE | 0.025314 | FALSE | FALSE | -54.7212 | FALSE | -54.7212 | 251.623 | 29.9456 | 0.002527 | 0.0024623 | FALSE | FALSE | 0.00090467 | FALSE | 0.00090467 | FALSE | FALSE | 18.9705 | FALSE | 18.9705 | 29.9456
2016-12-31 04:00 | 12441.0001 | 30.2255 | 12410.7746 | 12151.3271 | 259.4475 | 0.021351 | FALSE | FALSE | 0.025314 | FALSE | 0.025314 | FALSE | FALSE | -54.7212 | FALSE | -54.7212 | 259.4475 | 30.2255 | 0.0024874 | 0.0024236 | FALSE | FALSE | 0.00090467 | FALSE | 0.00090467 | FALSE | FALSE | 18.9705 | FALSE | 18.9705 | 30.2255
2016-12-31 05:00 | 12871.3319 | 30.6148 | 12840.7171 | 12570.386 | 270.3311 | 0.021505 | FALSE | FALSE | 0.025314 | FALSE | 0.025314 | FALSE | FALSE | -54.7212 | FALSE | -54.7212 | 270.3311 | 30.6148 | 0.0024355 | 0.0023729 | FALSE | FALSE | 0.00090467 | FALSE | 0.00090467 | FALSE | FALSE | 18.9705 | FALSE | 18.9705 | 30.6148
2016-12-31 06:00 | 13367.5713 | 31.0637 | 13336.5076 | 13048.2697 | 288.2379 | 0.02209 | FALSE | 0.058254 | FALSE | FALSE | 0.058254 | FALSE | -488.6612 | FALSE | FALSE | -488.6612 | 288.2379 | 31.0637 | 0.0023807 | 0.0023184 | FALSE | FALSE | 0.00090467 | FALSE | 0.00090467 | FALSE | FALSE | 18.9705 | FALSE | 18.9705 | 31.0637
2016-12-31 07:00 | 13737.2721 | 31.795 | 13705.477 | 13395.7454 | 309.7316 | 0.023122 | FALSE | 0.058254 | FALSE | FALSE | 0.058254 | FALSE | -488.6612 | FALSE | FALSE | -488.6612 | 309.7316 | 31.795 | 0.0023735 | 0.0023092 | FALSE | 0.0022989 | FALSE | FALSE | 0.0022989 | FALSE | 0.21425 | FALSE | FALSE | 0.21425 | 31.795
2016-12-31 08:00 | 13888.9911 | 32.1438 | 13856.8473 | 13538.2978 | 318.5495 | 0.02353 | FALSE | 0.058254 | FALSE | FALSE | 0.058254 | FALSE | -488.6612 | FALSE | FALSE | -488.6612 | 318.5495 | 32.1438 | 0.0023743 | 0.002309 | FALSE | 0.0022989 | FALSE | FALSE | 0.0022989 | FALSE | 0.21425 | FALSE | FALSE | 0.21425 | 32.1438
2016-12-31 09:00 | 13564.5857 | 31.398 | 13533.1877 | 13233.4925 | 299.6952 | 0.022647 | FALSE | 0.058254 | FALSE | FALSE | 0.058254 | FALSE | -488.6612 | FALSE | FALSE | -488.6612 | 299.6952 | 31.398 | 0.0023726 | 0.0023094 | FALSE | 0.0022989 | FALSE | FALSE | 0.0022989 | FALSE | 0.21425 | FALSE | FALSE | 0.21425 | 31.398
2016-12-31 10:00 | 12986.8693 | 30.7193 | 12956.15 | 12682.8967 | 273.2532 | 0.021545 | FALSE | FALSE | 0.025314 | FALSE | 0.025314 | FALSE | FALSE | -54.7212 | FALSE | -54.7212 | 273.2532 | 30.7193 | 0.0024221 | 0.0023598 | FALSE | FALSE | 0.00090467 | FALSE | 0.00090467 | FALSE | FALSE | 18.9705 | FALSE | 18.9705 | 30.7193
2016-12-31 11:00 | 12374.9011 | 30.1657 | 12344.7354 | 12086.9597 | 257.7758 | 0.021327 | FALSE | FALSE | 0.025314 | FALSE | 0.025314 | FALSE | FALSE | -54.7212 | FALSE | -54.7212 | 257.7758 | 30.1657 | 0.0024957 | 0.0024317 | FALSE | FALSE | 0.00090467 | FALSE | 0.00090467 | FALSE | FALSE | 18.9705 | FALSE | 18.9705 | 30.1657
2016-12-31 12:00 | 11965.0865 | 29.795 | 11935.2916 | 11687.8805 | 247.411 | 0.021168 | FALSE | FALSE | 0.025314 | FALSE | 0.025314 | FALSE | FALSE | -54.7212 | FALSE | -54.7212 | 247.411 | 29.795 | 0.0025492 | 0.002484 | FALSE | FALSE | 0.00090467 | FALSE | 0.00090467 | FALSE | FALSE | 18.9705 | FALSE | 18.9705 | 29.795
2016-12-31 13:00 | 11722.9658 | 29.5759 | 11693.3899 | 11452.1024 | 241.2875 | 0.021069 | FALSE | FALSE | 0.025314 | FALSE | 0.025314 | FALSE | FALSE | -54.7212 | FALSE | -54.7212 | 241.2875 | 29.5759 | 0.0025826 | 0.0025166 | FALSE | FALSE | 0.00090467 | FALSE | 0.00090467 | FALSE | FALSE | 18.9705 | FALSE | 18.9705 | 29.5759
2016-12-31 14:00 | 11592.8432 | 29.4582 | 11563.385 | 11325.3885 | 237.9965 | 0.021014 | FALSE | FALSE | 0.025314 | FALSE | 0.025314 | FALSE | FALSE | -54.7212 | FALSE | -54.7212 | 237.9965 | 29.4582 | 0.0026011 | 0.0025346 | FALSE | FALSE | 0.00090467 | FALSE | 0.00090467 | FALSE | FALSE | 18.9705 | FALSE | 18.9705 | 29.4582
2016-12-31 15:00 | 11612.1598 | 29.4757 | 11582.6841 | 11344.1991 | 238.485 | 0.021023 | FALSE | FALSE | 0.025314 | FALSE | 0.025314 | FALSE | FALSE | -54.7212 | FALSE | -54.7212 | 238.485 | 29.4757 | 0.0025983 | 0.0025319 | FALSE | FALSE | 0.00090467 | FALSE | 0.00090467 | FALSE | FALSE | 18.9705 | FALSE | 18.9705 | 29.4757
2016-12-31 16:00 | 11849.6653 | 29.6905 | 11819.9748 | 11575.4829 | 244.4919 | 0.021122 | FALSE | FALSE | 0.025314 | FALSE | 0.025314 | FALSE | FALSE | -54.7212 | FALSE | -54.7212 | 244.4919 | 29.6905 | 0.0025649 | 0.0024993 | FALSE | FALSE | 0.00090467 | FALSE | 0.00090467 | FALSE | FALSE | 18.9705 | FALSE | 18.9705 | 29.6905
2016-12-31 17:00 | 12525.4255 | 30.3019 | 12495.1236 | 12233.5409 | 261.5827 | 0.021382 | FALSE | FALSE | 0.025314 | FALSE | 0.025314 | FALSE | FALSE | -54.7212 | FALSE | -54.7212 | 261.5827 | 30.3019 | 0.002477 | 0.0024134 | FALSE | FALSE | 0.00090467 | FALSE | 0.00090467 | FALSE | FALSE | 18.9705 | FALSE | 18.9705 | 30.3019
2016-12-31 18:00 | 12638.8409 | 30.4045 | 12608.4364 | 12343.9853 | 264.4511 | 0.021423 | FALSE | FALSE | 0.025314 | FALSE | 0.025314 | FALSE | FALSE | -54.7212 | FALSE | -54.7212 | 264.4511 | 30.4045 | 0.0024631 | 0.0023999 | FALSE | FALSE | 0.00090467 | FALSE | 0.00090467 | FALSE | FALSE | 18.9705 | FALSE | 18.9705 | 30.4045
2016-12-31 19:00 | 12259.3222 | 30.0611 | 12229.2611 | 11974.4084 | 254.8526 | 0.021283 | FALSE | FALSE | 0.025314 | FALSE | 0.025314 | FALSE | FALSE | -54.7212 | FALSE | -54.7212 | 254.8526 | 30.0611 | 0.0025104 | 0.0024461 | FALSE | FALSE | 0.00090467 | FALSE | 0.00090467 | FALSE | FALSE | 18.9705 | FALSE | 18.9705 | 30.0611
2016-12-31 20:00 | 11854.0146 | 29.6945 | 11824.3201 | 11579.7182 | 244.6019 | 0.021123 | FALSE | FALSE | 0.025314 | FALSE | 0.025314 | FALSE | FALSE | -54.7212 | FALSE | -54.7212 | 244.6019 | 29.6945 | 0.0025644 | 0.0024988 | FALSE | FALSE | 0.00090467 | FALSE | 0.00090467 | FALSE | FALSE | 18.9705 | FALSE | 18.9705 | 29.6945
2016-12-31 21:00 | 11425.0364 | 29.3064 | 11395.73 | 11161.9776 | 233.7525 | 0.020942 | FALSE | FALSE | 0.025314 | FALSE | 0.025314 | FALSE | FALSE | -54.7212 | FALSE | -54.7212 | 233.7525 | 29.3064 | 0.0026256 | 0.0025585 | FALSE | FALSE | 0.00090467 | FALSE | 0.00090467 | FALSE | FALSE | 18.9705 | FALSE | 18.9705 | 29.3064
2016-12-31 22:00 | 10927.3195 | 28.8561 | 10898.4633 | 10677.2988 | 221.1646 | 0.020714 | FALSE | FALSE | 0.025314 | FALSE | 0.025314 | FALSE | FALSE | -54.7212 | FALSE | -54.7212 | 221.1646 | 28.8561 | 0.0027026 | 0.0026338 | FALSE | FALSE | 0.00090467 | FALSE | 0.00090467 | FALSE | FALSE | 18.9705 | FALSE | 18.9705 | 28.8561
2016-12-31 23:00 | 10470.9999 | 28.4433 | 10442.5566 | 10232.933 | 209.6236 | 0.020485 | FALSE | FALSE | 0.025314 | FALSE | 0.025314 | FALSE | FALSE | -54.7212 | FALSE | -54.7212 | 209.6236 | 28.4433 | 0.0027796 | 0.002709 | FALSE | FALSE | 0.00090467 | FALSE | 0.00090467 | FALSE | FALSE | 18.9705 | FALSE | 18.9705 | 28.4433
2017-01-01 | 10110.306 | 28.117 | 10082.1891 | 9881.6878 | 200.5012 | 0.02029 | FALSE | FALSE | 0.025314 | FALSE | 0.025314 | FALSE | FALSE | -54.7212 | FALSE | -54.7212 | 200.5012 | 28.117 | 0.0028454 | 0.0027733 | FALSE | FALSE | 0.00090467 | FALSE | 0.00090467 | FALSE | FALSE | 18.9705 | FALSE | 18.9705 | 28.117
2017-01-01 01:00 | 9850.71 | 27.8821 | 9822.8279 | 9628.8922 | 193.9357 | 0.020141 | FALSE | FALSE | 0.025314 | FALSE | 0.025314 | FALSE | FALSE | -54.7212 | FALSE | -54.7212 | 193.9357 | 27.8821 | 0.0028957 | 0.0028225 | FALSE | FALSE | 0.00090467 | FALSE | 0.00090467 | FALSE | FALSE | 18.9705 | FALSE | 18.9705 | 27.8821
2017-01-01 02:00 | 9625.9741 | 27.6788 | 9598.2953 | 9410.0435 | 188.2519 | 0.020005 | FALSE | FALSE | 0.025314 | FALSE | 0.025314 | FALSE | FALSE | -54.7212 | FALSE | -54.7212 | 188.2519 | 27.6788 | 0.0029414 | 0.0028672 | FALSE | FALSE | 0.00090467 | FALSE | 0.00090467 | FALSE | FALSE | 18.9705 | FALSE | 18.9705 | 27.6788
2017-01-01 03:00 | 9507.6596 | 27.5718 | 9480.0879 | 9294.8283 | 185.2595 | 0.019931 | FALSE | FALSE | 0.025314 | FALSE | 0.025314 | FALSE | FALSE | -54.7212 | FALSE | -54.7212 | 185.2595 | 27.5718 | 0.0029664 | 0.0028916 | FALSE | FALSE | 0.00090467 | FALSE | 0.00090467 | FALSE | FALSE | 18.9705 | FALSE | 18.9705 | 27.5718
2017-01-01 04:00 | 9516.099 | 27.5794 | 9488.5196 | 9303.0466 | 185.473 | 0.019937 | FALSE | FALSE | 0.025314 | FALSE | 0.025314 | FALSE | FALSE | -54.7212 | FALSE | -54.7212 | 185.473 | 27.5794 | 0.0029646 | 0.0028898 | FALSE | FALSE | 0.00090467 | FALSE | 0.00090467 | FALSE | FALSE | 18.9705 | FALSE | 18.9705 | 27.5794
2017-01-01 05:00 | 9664.5471 | 27.7137 | 9636.8334 | 9447.606 | 189.2274 | 0.020029 | FALSE | FALSE | 0.025314 | FALSE | 0.025314 | FALSE | FALSE | -54.7212 | FALSE | -54.7212 | 189.2274 | 27.7137 | 0.0029334 | 0.0028594 | FALSE | FALSE | 0.00090467 | FALSE | 0.00090467 | FALSE | FALSE | 18.9705 | FALSE | 18.9705 | 27.7137
2017-01-01 06:00 | 9910.5946 | 27.9363 | 9882.6583 | 9687.208 | 195.4503 | 0.020176 | FALSE | FALSE | 0.025314 | FALSE | 0.025314 | FALSE | FALSE | -54.7212 | FALSE | -54.7212 | 195.4503 | 27.9363 | 0.0028838 | 0.0028109 | FALSE | FALSE | 0.00090467 | FALSE | 0.00090467 | FALSE | FALSE | 18.9705 | FALSE | 18.9705 | 27.9363
2017-01-01 07:00 | 10243.3522 | 28.2373 | 10215.1149 | 10011.2487 | 203.8661 | 0.020364 | FALSE | FALSE | 0.025314 | FALSE | 0.025314 | FALSE | FALSE | -54.7212 | FALSE | -54.7212 | 203.8661 | 28.2373 | 0.0028206 | 0.0027491 | FALSE | FALSE | 0.00090467 | FALSE | 0.00090467 | FALSE | FALSE | 18.9705 | FALSE | 18.9705 | 28.2373
2017-01-01 08:00 | 10564.17 | 28.5276 | 10535.6424 | 10323.6623 | 211.98 | 0.020533 | FALSE | FALSE | 0.025314 | FALSE | 0.025314 | FALSE | FALSE | -54.7212 | FALSE | -54.7212 | 211.98 | 28.5276 | 0.0027633 | 0.0026931 | FALSE | FALSE | 0.00090467 | FALSE | 0.00090467 | FALSE | FALSE | 18.9705 | FALSE | 18.9705 | 28.5276
2017-01-01 09:00 | 10837.3958 | 28.7748 | 10808.6211 | 10589.7308 | 218.8903 | 0.02067 | FALSE | FALSE | 0.025314 | FALSE | 0.025314 | FALSE | FALSE | -54.7212 | FALSE | -54.7212 | 218.8903 | 28.7748 | 0.0027172 | 0.0026481 | FALSE | FALSE | 0.00090467 | FALSE | 0.00090467 | FALSE | FALSE | 18.9705 | FALSE | 18.9705 | 28.7748
2017-01-01 10:00 | 10797.6457 | 28.7388 | 10768.9069 | 10551.0219 | 217.8849 | 0.020651 | FALSE | FALSE | 0.025314 | FALSE | 0.025314 | FALSE | FALSE | -54.7212 | FALSE | -54.7212 | 217.8849 | 28.7388 | 0.0027238 | 0.0026545 | FALSE | FALSE | 0.00090467 | FALSE | 0.00090467 | FALSE | FALSE | 18.9705 | FALSE | 18.9705 | 28.7388
2017-01-01 11:00 | 10724.2811 | 28.6724 | 10695.6086 | 10479.5792 | 216.0295 | 0.020614 | FALSE | FALSE | 0.025314 | FALSE | 0.025314 | FALSE | FALSE | -54.7212 | FALSE | -54.7212 | 216.0295 | 28.6724 | 0.002736 | 0.0026665 | FALSE | FALSE | 0.00090467 | FALSE | 0.00090467 | FALSE | FALSE | 18.9705 | FALSE | 18.9705 | 28.6724
2017-01-01 12:00 | 10724.0698 | 28.6722 | 10695.3975 | 10479.3734 | 216.0241 | 0.020614 | FALSE | FALSE | 0.025314 | FALSE | 0.025314 | FALSE | FALSE | -54.7212 | FALSE | -54.7212 | 216.0241 | 28.6722 | 0.0027361 | 0.0026665 | FALSE | FALSE | 0.00090467 | FALSE | 0.00090467 | FALSE | FALSE | 18.9705 | FALSE | 18.9705 | 28.6722
2017-01-01 13:00 | 10571.881 | 28.5346 | 10543.3465 | 10331.1714 | 212.1751 | 0.020537 | FALSE | FALSE | 0.025314 | FALSE | 0.025314 | FALSE | FALSE | -54.7212 | FALSE | -54.7212 | 212.1751 | 28.5346 | 0.002762 | 0.0026918 | FALSE | FALSE | 0.00090467 | FALSE | 0.00090467 | FALSE | FALSE | 18.9705 | FALSE | 18.9705 | 28.5346
2017-01-01 14:00 | 10425.9176 | 28.4025 | 10397.5151 | 10189.0316 | 208.4835 | 0.020462 | FALSE | FALSE | 0.025314 | FALSE | 0.025314 | FALSE | FALSE | -54.7212 | FALSE | -54.7212 | 208.4835 | 28.4025 | 0.0027876 | 0.0027168 | FALSE | FALSE | 0.00090467 | FALSE | 0.00090467 | FALSE | FALSE | 18.9705 | FALSE | 18.9705 | 28.4025
2017-01-01 15:00 | 10373.656 | 28.3552 | 10345.3007 | 10138.1391 | 207.1617 | 0.020434 | FALSE | FALSE | 0.025314 | FALSE | 0.025314 | FALSE | FALSE | -54.7212 | FALSE | -54.7212 | 207.1617 | 28.3552 | 0.0027969 | 0.0027259 | FALSE | FALSE | 0.00090467 | FALSE | 0.00090467 | FALSE | FALSE | 18.9705 | FALSE | 18.9705 | 28.3552
2017-01-01 16:00 | 10537.7807 | 28.5037 | 10509.277 | 10297.9643 | 211.3126 | 0.02052 | FALSE | FALSE | 0.025314 | FALSE | 0.025314 | FALSE | FALSE | -54.7212 | FALSE | -54.7212 | 211.3126 | 28.5037 | 0.0027679 | 0.0026976 | FALSE | FALSE | 0.00090467 | FALSE | 0.00090467 | FALSE | FALSE | 18.9705 | FALSE | 18.9705 | 28.5037
2017-01-01 17:00 | 11135.2114 | 29.0442 | 11106.1673 | 10879.7449 | 226.4224 | 0.020811 | FALSE | FALSE | 0.025314 | FALSE | 0.025314 | FALSE | FALSE | -54.7212 | FALSE | -54.7212 | 226.4224 | 29.0442 | 0.0026696 | 0.0026015 | FALSE | FALSE | 0.00090467 | FALSE | 0.00090467 | FALSE | FALSE | 18.9705 | FALSE | 18.9705 | 29.0442
2017-01-01 18:00 | 11269.4586 | 29.1656 | 11240.2929 | 11010.4753 | 229.8177 | 0.020873 | FALSE | FALSE | 0.025314 | FALSE | 0.025314 | FALSE | FALSE | -54.7212 | FALSE | -54.7212 | 229.8177 | 29.1656 | 0.0026489 | 0.0025813 | FALSE | FALSE | 0.00090467 | FALSE | 0.00090467 | FALSE | FALSE | 18.9705 | FALSE | 18.9705 | 29.1656
2017-01-01 19:00 | 11103.9039 | 29.0159 | 11074.888 | 10849.2574 | 225.6306 | 0.020797 | FALSE | FALSE | 0.025314 | FALSE | 0.025314 | FALSE | FALSE | -54.7212 | FALSE | -54.7212 | 225.6306 | 29.0159 | 0.0026745 | 0.0026063 | FALSE | FALSE | 0.00090467 | FALSE | 0.00090467 | FALSE | FALSE | 18.9705 | FALSE | 18.9705 | 29.0159
2017-01-01 20:00 | 10861.2245 | 28.7963 | 10832.4281 | 10612.9352 | 219.4929 | 0.020682 | FALSE | FALSE | 0.025314 | FALSE | 0.025314 | FALSE | FALSE | -54.7212 | FALSE | -54.7212 | 219.4929 | 28.7963 | 0.0027133 | 0.0026443 | FALSE | FALSE | 0.00090467 | FALSE | 0.00090467 | FALSE | FALSE | 18.9705 | FALSE | 18.9705 | 28.7963
2017-01-01 21:00 | 10445.755 | 28.4205 | 10417.3346 | 10208.3494 | 208.9852 | 0.020472 | FALSE | FALSE | 0.025314 | FALSE | 0.025314 | FALSE | FALSE | -54.7212 | FALSE | -54.7212 | 208.9852 | 28.4205 | 0.002784 | 0.0027134 | FALSE | FALSE | 0.00090467 | FALSE | 0.00090467 | FALSE | FALSE | 18.9705 | FALSE | 18.9705 | 28.4205
2017-01-01 22:00 | 9925.7573 | 27.95 | 9897.8072 | 9701.9735 | 195.8338 | 0.020185 | FALSE | FALSE | 0.025314 | FALSE | 0.025314 | FALSE | FALSE | -54.7212 | FALSE | -54.7212 | 195.8338 | 27.95 | 0.0028809 | 0.002808 | FALSE | FALSE | 0.00090467 | FALSE | 0.00090467 | FALSE | FALSE | 18.9705 | FALSE | 18.9705 | 27.95
2017-01-01 23:00 | 9360.7442 | 27.4389 | 9333.3053 | 9151.7614 | 181.5439 | 0.019837 | FALSE | FALSE | 0.025314 | FALSE | 0.025314 | FALSE | FALSE | -54.7212 | FALSE | -54.7212 | 181.5439 | 27.4389 | 0.0029982 | 0.0029227 | FALSE | FALSE | 0.00090467 | FALSE | 0.00090467 | FALSE | FALSE | 18.9705 | FALSE | 18.9705 | 27.4389
2017-01-02 | 8938.9381 | 27.0655 | 8911.8727 | 8740.704 | 171.1687 | 0.019583 | FALSE | FALSE | FALSE | 0.022796 | 0.022796 | FALSE | FALSE | FALSE | -31.9845 | -31.9845 | 171.1687 | 27.0655 | 0.0030965 | 0.0030187 | FALSE | FALSE | FALSE | 0.00087361 | 0.00087361 | FALSE | FALSE | FALSE | 19.2563 | 19.2563 | 27.0655
2017-01-02 01:00 | 8686.4055 | 26.8448 | 8659.5607 | 8494.1436 | 165.4171 | 0.019474 | FALSE | FALSE | FALSE | 0.022796 | 0.022796 | FALSE | FALSE | FALSE | -31.9845 | -31.9845 | 165.4171 | 26.8448 | 0.0031604 | 0.0030809 | FALSE | FALSE | FALSE | 0.00087361 | 0.00087361 | FALSE | FALSE | FALSE | 19.2563 | 19.2563 | 26.8448
2017-01-02 02:00 | 8550.2105 | 26.7259 | 8523.4846 | 8361.1695 | 162.3151 | 0.019413 | FALSE | FALSE | FALSE | 0.022796 | 0.022796 | FALSE | FALSE | FALSE | -31.9845 | -31.9845 | 162.3151 | 26.7259 | 0.0031964 | 0.003116 | FALSE | FALSE | FALSE | 0.00087361 | 0.00087361 | FALSE | FALSE | FALSE | 19.2563 | 19.2563 | 26.7259
2017-01-02 03:00 | 8549.0021 | 26.7248 | 8522.2773 | 8359.9897 | 162.2876 | 0.019412 | FALSE | FALSE | FALSE | 0.022796 | 0.022796 | FALSE | FALSE | FALSE | -31.9845 | -31.9845 | 162.2876 | 26.7248 | 0.0031968 | 0.0031163 | FALSE | FALSE | FALSE | 0.00087361 | 0.00087361 | FALSE | FALSE | FALSE | 19.2563 | 19.2563 | 26.7248
2017-01-02 04:00 | 8725.358 | 26.8789 | 8698.4791 | 8532.1749 | 166.3042 | 0.019491 | FALSE | FALSE | FALSE | 0.022796 | 0.022796 | FALSE | FALSE | FALSE | -31.9845 | -31.9845 | 166.3042 | 26.8789 | 0.0031503 | 0.0030711 | FALSE | FALSE | FALSE | 0.00087361 | 0.00087361 | FALSE | FALSE | FALSE | 19.2563 | 19.2563 | 26.8789
2017-01-02 05:00 | 9139.4028 | 27.2406 | 9112.1622 | 8936.2164 | 175.9458 | 0.019689 | FALSE | FALSE | 0.025314 | FALSE | 0.025314 | FALSE | FALSE | -54.7212 | FALSE | -54.7212 | 175.9458 | 27.2406 | 0.0030483 | 0.0029717 | FALSE | FALSE | FALSE | 0.00087361 | 0.00087361 | FALSE | FALSE | FALSE | 19.2563 | 19.2563 | 27.2406
2017-01-02 06:00 | 9751.3296 | 27.7922 | 9723.5374 | 9532.1151 | 191.4223 | 0.020082 | FALSE | FALSE | 0.025314 | FALSE | 0.025314 | FALSE | FALSE | -54.7212 | FALSE | -54.7212 | 191.4223 | 27.7922 | 0.0029156 | 0.002842 | FALSE | FALSE | 0.00090467 | FALSE | 0.00090467 | FALSE | FALSE | 18.9705 | FALSE | 18.9705 | 27.7922
2017-01-02 07:00 | 10269.0899 | 28.2606 | 10240.8293 | 10036.3122 | 204.5171 | 0.020378 | FALSE | FALSE | 0.025314 | FALSE | 0.025314 | FALSE | FALSE | -54.7212 | FALSE | -54.7212 | 204.5171 | 28.2606 | 0.0028158 | 0.0027445 | FALSE | FALSE | 0.00090467 | FALSE | 0.00090467 | FALSE | FALSE | 18.9705 | FALSE | 18.9705 | 28.2606
2017-01-02 08:00 | 10548.1498 | 28.5131 | 10519.6367 | 10308.0618 | 211.5749 | 0.020525 | FALSE | FALSE | 0.025314 | FALSE | 0.025314 | FALSE | FALSE | -54.7212 | FALSE | -54.7212 | 211.5749 | 28.5131 | 0.0027661 | 0.0026958 | FALSE | FALSE | 0.00090467 | FALSE | 0.00090467 | FALSE | FALSE | 18.9705 | FALSE | 18.9705 | 28.5131
2017-01-02 09:00 | 10964.9608 | 28.8902 | 10936.0706 | 10713.9541 | 222.1166 | 0.020732 | FALSE | FALSE | 0.025314 | FALSE | 0.025314 | FALSE | FALSE | -54.7212 | FALSE | -54.7212 | 222.1166 | 28.8902 | 0.0026965 | 0.0026278 | FALSE | FALSE | 0.00090467 | FALSE | 0.00090467 | FALSE | FALSE | 18.9705 | FALSE | 18.9705 | 28.8902
2017-01-02 10:00 | 11229.7067 | 29.1297 | 11200.577 | 10971.7647 | 228.8123 | 0.020855 | FALSE | FALSE | 0.025314 | FALSE | 0.025314 | FALSE | FALSE | -54.7212 | FALSE | -54.7212 | 228.8123 | 29.1297 | 0.002655 | 0.0025873 | FALSE | FALSE | 0.00090467 | FALSE | 0.00090467 | FALSE | FALSE | 18.9705 | FALSE | 18.9705 | 29.1297
2017-01-02 11:00 | 11269.2326 | 29.1654 | 11240.0672 | 11010.2552 | 229.812 | 0.020873 | FALSE | FALSE | 0.025314 | FALSE | 0.025314 | FALSE | FALSE | -54.7212 | FALSE | -54.7212 | 229.812 | 29.1654 | 0.0026489 | 0.0025814 | FALSE | FALSE | 0.00090467 | FALSE | 0.00090467 | FALSE | FALSE | 18.9705 | FALSE | 18.9705 | 29.1654
2017-01-02 12:00 | 11205.8888 | 29.1081 | 11176.7807 | 10948.5708 | 228.2099 | 0.020844 | FALSE | FALSE | 0.025314 | FALSE | 0.025314 | FALSE | FALSE | -54.7212 | FALSE | -54.7212 | 228.2099 | 29.1081 | 0.0026586 | 0.0025908 | FALSE | FALSE | 0.00090467 | FALSE | 0.00090467 | FALSE | FALSE | 18.9705 | FALSE | 18.9705 | 29.1081
2017-01-02 13:00 | 11094.742 | 29.0076 | 11065.7344 | 10840.3355 | 225.3989 | 0.020793 | FALSE | FALSE | 0.025314 | FALSE | 0.025314 | FALSE | FALSE | -54.7212 | FALSE | -54.7212 | 225.3989 | 29.0076 | 0.0026759 | 0.0026077 | FALSE | FALSE | 0.00090467 | FALSE | 0.00090467 | FALSE | FALSE | 18.9705 | FALSE | 18.9705 | 29.0076
2017-01-02 14:00 | 10988.4406 | 28.9114 | 10959.5292 | 10736.8188 | 222.7104 | 0.020743 | FALSE | FALSE | 0.025314 | FALSE | 0.025314 | FALSE | FALSE | -54.7212 | FALSE | -54.7212 | 222.7104 | 28.9114 | 0.0026927 | 0.0026242 | FALSE | FALSE | 0.00090467 | FALSE | 0.00090467 | FALSE | FALSE | 18.9705 | FALSE | 18.9705 | 28.9114
2017-01-02 15:00 | 10991.9188 | 28.9146 | 10963.0042 | 10740.2059 | 222.7984 | 0.020744 | FALSE | FALSE | 0.025314 | FALSE | 0.025314 | FALSE | FALSE | -54.7212 | FALSE | -54.7212 | 222.7984 | 28.9146 | 0.0026922 | 0.0026236 | FALSE | FALSE | 0.00090467 | FALSE | 0.00090467 | FALSE | FALSE | 18.9705 | FALSE | 18.9705 | 28.9146
2017-01-02 16:00 | 11213.4112 | 29.1149 | 11184.2963 | 10955.8961 | 228.4002 | 0.020847 | FALSE | FALSE | 0.025314 | FALSE | 0.025314 | FALSE | FALSE | -54.7212 | FALSE | -54.7212 | 228.4002 | 29.1149 | 0.0026575 | 0.0025897 | FALSE | FALSE | 0.00090467 | FALSE | 0.00090467 | FALSE | FALSE | 18.9705 | FALSE | 18.9705 | 29.1149
2017-01-02 17:00 | 11960.4555 | 29.7908 | 11930.6648 | 11683.3709 | 247.2939 | 0.021166 | FALSE | FALSE | 0.025314 | FALSE | 0.025314 | FALSE | FALSE | -54.7212 | FALSE | -54.7212 | 247.2939 | 29.7908 | 0.0025498 | 0.0024846 | FALSE | FALSE | 0.00090467 | FALSE | 0.00090467 | FALSE | FALSE | 18.9705 | FALSE | 18.9705 | 29.7908
2017-01-02 18:00 | 12179.7383 | 29.9891 | 12149.7492 | 11896.9093 | 252.8398 | 0.021253 | FALSE | FALSE | 0.025314 | FALSE | 0.025314 | FALSE | FALSE | -54.7212 | FALSE | -54.7212 | 252.8398 | 29.9891 | 0.0025208 | 0.0024562 | FALSE | FALSE | 0.00090467 | FALSE | 0.00090467 | FALSE | FALSE | 18.9705 | FALSE | 18.9705 | 29.9891
2017-01-02 19:00 | 12040.6232 | 29.8633 | 12010.7599 | 11761.4385 | 249.3214 | 0.021198 | FALSE | FALSE | 0.025314 | FALSE | 0.025314 | FALSE | FALSE | -54.7212 | FALSE | -54.7212 | 249.3214 | 29.8633 | 0.0025391 | 0.0024741 | FALSE | FALSE | 0.00090467 | FALSE | 0.00090467 | FALSE | FALSE | 18.9705 | FALSE | 18.9705 | 29.8633
2017-01-02 20:00 | 11756.1431 | 29.6059 | 11726.5372 | 11484.4107 | 242.1266 | 0.021083 | FALSE | FALSE | 0.025314 | FALSE | 0.025314 | FALSE | FALSE | -54.7212 | FALSE | -54.7212 | 242.1266 | 29.6059 | 0.0025779 | 0.002512 | FALSE | FALSE | 0.00090467 | FALSE | 0.00090467 | FALSE | FALSE | 18.9705 | FALSE | 18.9705 | 29.6059
2017-01-02 21:00 | 11236.813 | 29.1361 | 11207.6769 | 10978.6849 | 228.992 | 0.020858 | FALSE | FALSE | 0.025314 | FALSE | 0.025314 | FALSE | FALSE | -54.7212 | FALSE | -54.7212 | 228.992 | 29.1361 | 0.0026539 | 0.0025862 | FALSE | FALSE | 0.00090467 | FALSE | 0.00090467 | FALSE | FALSE | 18.9705 | FALSE | 18.9705 | 29.1361
2017-01-02 22:00 | 10543.1415 | 28.5086 | 10514.6329 | 10303.1847 | 211.4482 | 0.020523 | FALSE | FALSE | 0.025314 | FALSE | 0.025314 | FALSE | FALSE | -54.7212 | FALSE | -54.7212 | 211.4482 | 28.5086 | 0.002767 | 0.0026967 | FALSE | FALSE | 0.00090467 | FALSE | 0.00090467 | FALSE | FALSE | 18.9705 | FALSE | 18.9705 | 28.5086
2017-01-02 23:00 | 9875.2587 | 27.9043 | 9847.3544 | 9652.7978 | 194.5566 | 0.020155 | FALSE | FALSE | 0.025314 | FALSE | 0.025314 | FALSE | FALSE | -54.7212 | FALSE | -54.7212 | 194.5566 | 27.9043 | 0.0028908 | 0.0028177 | FALSE | FALSE | 0.00090467 | FALSE | 0.00090467 | FALSE | FALSE | 18.9705 | FALSE | 18.9705 | 27.9043
2017-01-03 | 9426.9906 | 27.4988 | 9399.4918 | 9216.2725 | 183.2193 | 0.01988 | FALSE | FALSE | 0.025314 | FALSE | 0.025314 | FALSE | FALSE | -54.7212 | FALSE | -54.7212 | 183.2193 | 27.4988 | 0.0029837 | 0.0029085 | FALSE | FALSE | 0.00090467 | FALSE | 0.00090467 | FALSE | FALSE | 18.9705 | FALSE | 18.9705 | 27.4988
2017-01-03 01:00 | 9169.5545 | 27.2669 | 9142.2876 | 8965.5792 | 176.7084 | 0.01971 | FALSE | FALSE | 0.025314 | FALSE | 0.025314 | FALSE | FALSE | -54.7212 | FALSE | -54.7212 | 176.7084 | 27.2669 | 0.0030413 | 0.0029648 | FALSE | FALSE | FALSE | 0.00087361 | 0.00087361 | FALSE | FALSE | FALSE | 19.2563 | 19.2563 | 27.2669
2017-01-03 02:00 | 9090.7929 | 27.1981 | 9063.5948 | 8888.8784 | 174.7163 | 0.019656 | FALSE | FALSE | 0.025314 | FALSE | 0.025314 | FALSE | FALSE | -54.7212 | FALSE | -54.7212 | 174.7163 | 27.1981 | 0.0030598 | 0.0029829 | FALSE | FALSE | FALSE | 0.00087361 | 0.00087361 | FALSE | FALSE | FALSE | 19.2563 | 19.2563 | 27.1981
2017-01-03 03:00 | 9123.527 | 27.2267 | 9096.3003 | 8920.7561 | 175.5443 | 0.019678 | FALSE | FALSE | 0.025314 | FALSE | 0.025314 | FALSE | FALSE | -54.7212 | FALSE | -54.7212 | 175.5443 | 27.2267 | 0.0030521 | 0.0029754 | FALSE | FALSE | FALSE | 0.00087361 | 0.00087361 | FALSE | FALSE | FALSE | 19.2563 | 19.2563 | 27.2267
2017-01-03 04:00 | 9410.5369 | 27.4839 | 9383.053 | 9200.2498 | 182.8032 | 0.019869 | FALSE | FALSE | 0.025314 | FALSE | 0.025314 | FALSE | FALSE | -54.7212 | FALSE | -54.7212 | 182.8032 | 27.4839 | 0.0029873 | 0.002912 | FALSE | FALSE | 0.00090467 | FALSE | 0.00090467 | FALSE | FALSE | 18.9705 | FALSE | 18.9705 | 27.4839
2017-01-03 05:00 | 10195.9302 | 28.1944 | 10167.7357 | 9965.069 | 202.6668 | 0.020338 | FALSE | FALSE | 0.025314 | FALSE | 0.025314 | FALSE | FALSE | -54.7212 | FALSE | -54.7212 | 202.6668 | 28.1944 | 0.0028293 | 0.0027576 | FALSE | FALSE | 0.00090467 | FALSE | 0.00090467 | FALSE | FALSE | 18.9705 | FALSE | 18.9705 | 28.1944
2017-01-03 06:00 | 11499.7162 | 29.3739 | 11470.3422 | 11234.701 | 235.6412 | 0.020974 | FALSE | FALSE | 0.025314 | FALSE | 0.025314 | FALSE | FALSE | -54.7212 | FALSE | -54.7212 | 235.6412 | 29.3739 | 0.0026146 | 0.0025478 | FALSE | FALSE | 0.00090467 | FALSE | 0.00090467 | FALSE | FALSE | 18.9705 | FALSE | 18.9705 | 29.3739
2017-01-03 07:00 | 12217.4947 | 30.0233 | 12187.4714 | 11933.6767 | 253.7947 | 0.021267 | FALSE | FALSE | 0.025314 | FALSE | 0.025314 | FALSE | FALSE | -54.7212 | FALSE | -54.7212 | 253.7947 | 30.0233 | 0.0025158 | 0.0024514 | FALSE | FALSE | 0.00090467 | FALSE | 0.00090467 | FALSE | FALSE | 18.9705 | FALSE | 18.9705 | 30.0233
2017-01-03 08:00 | 12146.2021 | 29.9588 | 12116.2433 | 11864.2516 | 251.9917 | 0.02124 | FALSE | FALSE | 0.025314 | FALSE | 0.025314 | FALSE | FALSE | -54.7212 | FALSE | -54.7212 | 251.9917 | 29.9588 | 0.0025251 | 0.0024604 | FALSE | FALSE | 0.00090467 | FALSE | 0.00090467 | FALSE | FALSE | 18.9705 | FALSE | 18.9705 | 29.9588
2017-01-03 09:00 | 12172.3897 | 29.9825 | 12142.4072 | 11889.7532 | 252.654 | 0.02125 | FALSE | FALSE | 0.025314 | FALSE | 0.025314 | FALSE | FALSE | -54.7212 | FALSE | -54.7212 | 252.654 | 29.9825 | 0.0025217 | 0.0024571 | FALSE | FALSE | 0.00090467 | FALSE | 0.00090467 | FALSE | FALSE | 18.9705 | FALSE | 18.9705 | 29.9825
2017-01-03 10:00 | 12197.5769 | 30.0053 | 12167.5716 | 11914.2806 | 253.291 | 0.021259 | FALSE | FALSE | 0.025314 | FALSE | 0.025314 | FALSE | FALSE | -54.7212 | FALSE | -54.7212 | 253.291 | 30.0053 | 0.0025184 | 0.0024539 | FALSE | FALSE | 0.00090467 | FALSE | 0.00090467 | FALSE | FALSE | 18.9705 | FALSE | 18.9705 | 30.0053
2017-01-03 11:00 | 12092.6324 | 29.9103 | 12062.7221 | 11812.0852 | 250.6368 | 0.021219 | FALSE | FALSE | 0.025314 | FALSE | 0.025314 | FALSE | FALSE | -54.7212 | FALSE | -54.7212 | 250.6368 | 29.9103 | 0.0025322 | 0.0024673 | FALSE | FALSE | 0.00090467 | FALSE | 0.00090467 | FALSE | FALSE | 18.9705 | FALSE | 18.9705 | 29.9103
2017-01-03 12:00 | 11950.3699 | 29.7816 | 11920.5883 | 11673.5495 | 247.0388 | 0.021162 | FALSE | FALSE | 0.025314 | FALSE | 0.025314 | FALSE | FALSE | -54.7212 | FALSE | -54.7212 | 247.0388 | 29.7816 | 0.0025512 | 0.0024859 | FALSE | FALSE | 0.00090467 | FALSE | 0.00090467 | FALSE | FALSE | 18.9705 | FALSE | 18.9705 | 29.7816
2017-01-03 13:00 | 11903.9437 | 29.7396 | 11874.2041 | 11628.3394 | 245.8646 | 0.021144 | FALSE | FALSE | 0.025314 | FALSE | 0.025314 | FALSE | FALSE | -54.7212 | FALSE | -54.7212 | 245.8646 | 29.7396 | 0.0025575 | 0.0024921 | FALSE | FALSE | 0.00090467 | FALSE | 0.00090467 | FALSE | FALSE | 18.9705 | FALSE | 18.9705 | 29.7396
2017-01-03 14:00 | 11753.2722 | 29.6033 | 11723.6689 | 11481.6149 | 242.054 | 0.021082 | FALSE | FALSE | 0.025314 | FALSE | 0.025314 | FALSE | FALSE | -54.7212 | FALSE | -54.7212 | 242.054 | 29.6033 | 0.0025783 | 0.0025124 | FALSE | FALSE | 0.00090467 | FALSE | 0.00090467 | FALSE | FALSE | 18.9705 | FALSE | 18.9705 | 29.6033
2017-01-03 15:00 | 11644.6895 | 29.5051 | 11615.1844 | 11375.8766 | 239.3078 | 0.021036 | FALSE | FALSE | 0.025314 | FALSE | 0.025314 | FALSE | FALSE | -54.7212 | FALSE | -54.7212 | 239.3078 | 29.5051 | 0.0025937 | 0.0025274 | FALSE | FALSE | 0.00090467 | FALSE | 0.00090467 | FALSE | FALSE | 18.9705 | FALSE | 18.9705 | 29.5051
2017-01-03 16:00 | 11718.6199 | 29.572 | 11689.0479 | 11447.8703 | 241.1776 | 0.021067 | FALSE | FALSE | 0.025314 | FALSE | 0.025314 | FALSE | FALSE | -54.7212 | FALSE | -54.7212 | 241.1776 | 29.572 | 0.0025832 | 0.0025172 | FALSE | FALSE | 0.00090467 | FALSE | 0.00090467 | FALSE | FALSE | 18.9705 | FALSE | 18.9705 | 29.572
2017-01-03 17:00 | 12316.2175 | 30.1126 | 12286.1049 | 12029.8133 | 256.2916 | 0.021305 | FALSE | FALSE | 0.025314 | FALSE | 0.025314 | FALSE | FALSE | -54.7212 | FALSE | -54.7212 | 256.2916 | 30.1126 | 0.0025032 | 0.002439 | FALSE | FALSE | 0.00090467 | FALSE | 0.00090467 | FALSE | FALSE | 18.9705 | FALSE | 18.9705 | 30.1126
2017-01-03 18:00 | 12681.1023 | 30.4427 | 12650.6596 | 12385.1397 | 265.52 | 0.021439 | FALSE | FALSE | 0.025314 | FALSE | 0.025314 | FALSE | FALSE | -54.7212 | FALSE | -54.7212 | 265.52 | 30.4427 | 0.002458 | 0.0023949 | FALSE | FALSE | 0.00090467 | FALSE | 0.00090467 | FALSE | FALSE | 18.9705 | FALSE | 18.9705 | 30.4427
2017-01-03 19:00 | 12516.3318 | 30.2936 | 12486.0381 | 12224.6854 | 261.3527 | 0.021379 | FALSE | FALSE | 0.025314 | FALSE | 0.025314 | FALSE | FALSE | -54.7212 | FALSE | -54.7212 | 261.3527 | 30.2936 | 0.0024781 | 0.0024145 | FALSE | FALSE | 0.00090467 | FALSE | 0.00090467 | FALSE | FALSE | 18.9705 | FALSE | 18.9705 | 30.2936
2017-01-03 20:00 | 12152.3119 | 29.9643 | 12122.3476 | 11870.2014 | 252.1462 | 0.021242 | FALSE | FALSE | 0.025314 | FALSE | 0.025314 | FALSE | FALSE | -54.7212 | FALSE | -54.7212 | 252.1462 | 29.9643 | 0.0025243 | 0.0024597 | FALSE | FALSE | 0.00090467 | FALSE | 0.00090467 | FALSE | FALSE | 18.9705 | FALSE | 18.9705 | 29.9643
2017-01-03 21:00 | 11551.5407 | 29.4208 | 11522.1198 | 11285.1679 | 236.9519 | 0.020997 | FALSE | FALSE | 0.025314 | FALSE | 0.025314 | FALSE | FALSE | -54.7212 | FALSE | -54.7212 | 236.9519 | 29.4208 | 0.002607 | 0.0025404 | FALSE | FALSE | 0.00090467 | FALSE | 0.00090467 | FALSE | FALSE | 18.9705 | FALSE | 18.9705 | 29.4208
2017-01-03 22:00 | 10749.2247 | 28.695 | 10720.5297 | 10503.8694 | 216.6603 | 0.020627 | FALSE | FALSE | 0.025314 | FALSE | 0.025314 | FALSE | FALSE | -54.7212 | FALSE | -54.7212 | 216.6603 | 28.695 | 0.0027319 | 0.0026624 | FALSE | FALSE | 0.00090467 | FALSE | 0.00090467 | FALSE | FALSE | 18.9705 | FALSE | 18.9705 | 28.695
2017-01-03 23:00 | 9976.2646 | 27.9957 | 9948.2688 | 9751.1577 | 197.1112 | 0.020214 | FALSE | FALSE | 0.025314 | FALSE | 0.025314 | FALSE | FALSE | -54.7212 | FALSE | -54.7212 | 197.1112 | 27.9957 | 0.002871 | 0.0027984 | FALSE | FALSE | 0.00090467 | FALSE | 0.00090467 | FALSE | FALSE | 18.9705 | FALSE | 18.9705 | 27.9957
2017-01-04 | 9457.0907 | 27.526 | 9429.5647 | 9245.5841 | 183.9806 | 0.019899 | FALSE | FALSE | 0.025314 | FALSE | 0.025314 | FALSE | FALSE | -54.7212 | FALSE | -54.7212 | 183.9806 | 27.526 | 0.0029772 | 0.0029022 | FALSE | FALSE | 0.00090467 | FALSE | 0.00090467 | FALSE | FALSE | 18.9705 | FALSE | 18.9705 | 27.526
2017-01-04 01:00 | 9181.0561 | 27.277 | 9153.7792 | 8976.7799 | 176.9993 | 0.019717 | FALSE | FALSE | 0.025314 | FALSE | 0.025314 | FALSE | FALSE | -54.7212 | FALSE | -54.7212 | 176.9993 | 27.277 | 0.0030386 | 0.0029622 | FALSE | FALSE | FALSE | 0.00087361 | 0.00087361 | FALSE | FALSE | FALSE | 19.2563 | 19.2563 | 27.277
2017-01-04 02:00 | 9065.0445 | 27.1756 | 9037.8689 | 8863.8038 | 174.0651 | 0.019638 | FALSE | FALSE | 0.025314 | FALSE | 0.025314 | FALSE | FALSE | -54.7212 | FALSE | -54.7212 | 174.0651 | 27.1756 | 0.0030659 | 0.0029889 | FALSE | FALSE | FALSE | 0.00087361 | 0.00087361 | FALSE | FALSE | FALSE | 19.2563 | 19.2563 | 27.1756
2017-01-04 03:00 | 9085.0933 | 27.1931 | 9057.9002 | 8883.328 | 174.5722 | 0.019652 | FALSE | FALSE | 0.025314 | FALSE | 0.025314 | FALSE | FALSE | -54.7212 | FALSE | -54.7212 | 174.5722 | 27.1931 | 0.0030611 | 0.0029842 | FALSE | FALSE | FALSE | 0.00087361 | 0.00087361 | FALSE | FALSE | FALSE | 19.2563 | 19.2563 | 27.1931
2017-01-04 04:00 | 9349.9229 | 27.4291 | 9322.4938 | 9141.2236 | 181.2702 | 0.01983 | FALSE | FALSE | 0.025314 | FALSE | 0.025314 | FALSE | FALSE | -54.7212 | FALSE | -54.7212 | 181.2702 | 27.4291 | 0.0030006 | 0.002925 | FALSE | FALSE | 0.00090467 | FALSE | 0.00090467 | FALSE | FALSE | 18.9705 | FALSE | 18.9705 | 27.4291
2017-01-04 05:00 | 10102.653 | 28.1101 | 10074.543 | 9874.2353 | 200.3077 | 0.020286 | FALSE | FALSE | 0.025314 | FALSE | 0.025314 | FALSE | FALSE | -54.7212 | FALSE | -54.7212 | 200.3077 | 28.1101 | 0.0028468 | 0.0027747 | FALSE | FALSE | 0.00090467 | FALSE | 0.00090467 | FALSE | FALSE | 18.9705 | FALSE | 18.9705 | 28.1101
2017-01-04 06:00 | 11426.6236 | 29.3078 | 11397.3158 | 11163.5232 | 233.7926 | 0.020943 | FALSE | FALSE | 0.025314 | FALSE | 0.025314 | FALSE | FALSE | -54.7212 | FALSE | -54.7212 | 233.7926 | 29.3078 | 0.0026253 | 0.0025583 | FALSE | FALSE | 0.00090467 | FALSE | 0.00090467 | FALSE | FALSE | 18.9705 | FALSE | 18.9705 | 29.3078
2017-01-04 07:00 | 12045.4389 | 29.8676 | 12015.5713 | 11766.128 | 249.4432 | 0.0212 | FALSE | FALSE | 0.025314 | FALSE | 0.025314 | FALSE | FALSE | -54.7212 | FALSE | -54.7212 | 249.4432 | 29.8676 | 0.0025384 | 0.0024734 | FALSE | FALSE | 0.00090467 | FALSE | 0.00090467 | FALSE | FALSE | 18.9705 | FALSE | 18.9705 | 29.8676
2017-01-04 08:00 | 11860.687 | 29.7005 | 11830.9865 | 11586.2159 | 244.7706 | 0.021126 | FALSE | FALSE | 0.025314 | FALSE | 0.025314 | FALSE | FALSE | -54.7212 | FALSE | -54.7212 | 244.7706 | 29.7005 | 0.0025634 | 0.0024979 | FALSE | FALSE | 0.00090467 | FALSE | 0.00090467 | FALSE | FALSE | 18.9705 | FALSE | 18.9705 | 29.7005
2017-01-04 09:00 | 11661.8045 | 29.5206 | 11632.2839 | 11392.5433 | 239.7406 | 0.021044 | FALSE | FALSE | 0.025314 | FALSE | 0.025314 | FALSE | FALSE | -54.7212 | FALSE | -54.7212 | 239.7406 | 29.5206 | 0.0025912 | 0.002525 | FALSE | FALSE | 0.00090467 | FALSE | 0.00090467 | FALSE | FALSE | 18.9705 | FALSE | 18.9705 | 29.5206
2017-01-04 10:00 | 11466.557 | 29.3439 | 11437.213 | 11202.4105 | 234.8026 | 0.02096 | FALSE | FALSE | 0.025314 | FALSE | 0.025314 | FALSE | FALSE | -54.7212 | FALSE | -54.7212 | 234.8026 | 29.3439 | 0.0026194 | 0.0025526 | FALSE | FALSE | 0.00090467 | FALSE | 0.00090467 | FALSE | FALSE | 18.9705 | FALSE | 18.9705 | 29.3439
2017-01-04 11:00 | 11354.473 | 29.2425 | 11325.2305 | 11093.2627 | 231.9678 | 0.020911 | FALSE | FALSE | 0.025314 | FALSE | 0.025314 | FALSE | FALSE | -54.7212 | FALSE | -54.7212 | 231.9678 | 29.2425 | 0.0026361 | 0.0025688 | FALSE | FALSE | 0.00090467 | FALSE | 0.00090467 | FALSE | FALSE | 18.9705 | FALSE | 18.9705 | 29.2425
2017-01-04 12:00 | 11213.4077 | 29.1149 | 11184.2927 | 10955.8926 | 228.4001 | 0.020847 | FALSE | FALSE | 0.025314 | FALSE | 0.025314 | FALSE | FALSE | -54.7212 | FALSE | -54.7212 | 228.4001 | 29.1149 | 0.0026575 | 0.0025897 | FALSE | FALSE | 0.00090467 | FALSE | 0.00090467 | FALSE | FALSE | 18.9705 | FALSE | 18.9705 | 29.1149
2017-01-04 13:00 | 11226.793 | 29.127 | 11197.6659 | 10968.9273 | 228.7386 | 0.020853 | FALSE | FALSE | 0.025314 | FALSE | 0.025314 | FALSE | FALSE | -54.7212 | FALSE | -54.7212 | 228.7386 | 29.127 | 0.0026554 | 0.0025877 | FALSE | FALSE | 0.00090467 | FALSE | 0.00090467 | FALSE | FALSE | 18.9705 | FALSE | 18.9705 | 29.127
2017-01-04 14:00 | 11188.9246 | 29.0928 | 11159.8318 | 10932.051 | 227.7809 | 0.020836 | FALSE | FALSE | 0.025314 | FALSE | 0.025314 | FALSE | FALSE | -54.7212 | FALSE | -54.7212 | 227.7809 | 29.0928 | 0.0026612 | 0.0025934 | FALSE | FALSE | 0.00090467 | FALSE | 0.00090467 | FALSE | FALSE | 18.9705 | FALSE | 18.9705 | 29.0928
2017-01-04 15:00 | 11230.446 | 29.1303 | 11201.3156 | 10972.4846 | 228.831 | 0.020855 | FALSE | FALSE | 0.025314 | FALSE | 0.025314 | FALSE | FALSE | -54.7212 | FALSE | -54.7212 | 228.831 | 29.1303 | 0.0026549 | 0.0025872 | FALSE | FALSE | 0.00090467 | FALSE | 0.00090467 | FALSE | FALSE | 18.9705 | FALSE | 18.9705 | 29.1303
2017-01-04 16:00 | 11570.4239 | 29.4379 | 11540.986 | 11303.5565 | 237.4295 | 0.021005 | FALSE | FALSE | 0.025314 | FALSE | 0.025314 | FALSE | FALSE | -54.7212 | FALSE | -54.7212 | 237.4295 | 29.4379 | 0.0026043 | 0.0025378 | FALSE | FALSE | 0.00090467 | FALSE | 0.00090467 | FALSE | FALSE | 18.9705 | FALSE | 18.9705 | 29.4379
2017-01-04 17:00 | 12469.2601 | 30.2511 | 12439.0091 | 12178.8469 | 260.1622 | 0.021362 | FALSE | FALSE | 0.025314 | FALSE | 0.025314 | FALSE | FALSE | -54.7212 | FALSE | -54.7212 | 260.1622 | 30.2511 | 0.0024839 | 0.0024202 | FALSE | FALSE | 0.00090467 | FALSE | 0.00090467 | FALSE | FALSE | 18.9705 | FALSE | 18.9705 | 30.2511
2017-01-04 18:00 | 13152.0384 | 30.8688 | 13121.1696 | 12843.739 | 277.4306 | 0.0216 | FALSE | FALSE | 0.025314 | FALSE | 0.025314 | FALSE | FALSE | -54.7212 | FALSE | -54.7212 | 277.4306 | 30.8688 | 0.0024034 | 0.0023416 | FALSE | FALSE | 0.00090467 | FALSE | 0.00090467 | FALSE | FALSE | 18.9705 | FALSE | 18.9705 | 30.8688
2017-01-04 19:00 | 13219.5524 | 30.9298 | 13188.6225 | 12908.9995 | 279.623 | 0.021661 | FALSE | 0.058254 | FALSE | FALSE | 0.058254 | FALSE | -488.6612 | FALSE | FALSE | -488.6612 | 279.623 | 30.9298 | 0.002396 | 0.0023342 | FALSE | FALSE | 0.00090467 | FALSE | 0.00090467 | FALSE | FALSE | 18.9705 | FALSE | 18.9705 | 30.9298
2017-01-04 20:00 | 13176.0413 | 30.8905 | 13145.1508 | 12867.1132 | 278.0376 | 0.021608 | FALSE | FALSE | 0.025314 | FALSE | 0.025314 | FALSE | FALSE | -54.7212 | FALSE | -54.7212 | 278.0376 | 30.8905 | 0.0024007 | 0.002339 | FALSE | FALSE | 0.00090467 | FALSE | 0.00090467 | FALSE | FALSE | 18.9705 | FALSE | 18.9705 | 30.8905
2017-01-04 21:00 | 12835.6929 | 30.5826 | 12805.1104 | 12535.6806 | 269.4298 | 0.021493 | FALSE | FALSE | 0.025314 | FALSE | 0.025314 | FALSE | FALSE | -54.7212 | FALSE | -54.7212 | 269.4298 | 30.5826 | 0.0024396 | 0.002377 | FALSE | FALSE | 0.00090467 | FALSE | 0.00090467 | FALSE | FALSE | 18.9705 | FALSE | 18.9705 | 30.5826
2017-01-04 22:00 | 12264.4892 | 30.0658 | 12234.4234 | 11979.4401 | 254.9833 | 0.021285 | FALSE | FALSE | 0.025314 | FALSE | 0.025314 | FALSE | FALSE | -54.7212 | FALSE | -54.7212 | 254.9833 | 30.0658 | 0.0025098 | 0.0024455 | FALSE | FALSE | 0.00090467 | FALSE | 0.00090467 | FALSE | FALSE | 18.9705 | FALSE | 18.9705 | 30.0658
2017-01-04 23:00 | 11733.2409 | 29.5852 | 11703.6557 | 11462.1084 | 241.5473 | 0.021074 | FALSE | FALSE | 0.025314 | FALSE | 0.025314 | FALSE | FALSE | -54.7212 | FALSE | -54.7212 | 241.5473 | 29.5852 | 0.0025811 | 0.0025151 | FALSE | FALSE | 0.00090467 | FALSE | 0.00090467 | FALSE | FALSE | 18.9705 | FALSE | 18.9705 | 29.5852
2017-01-05 | 11479.992 | 29.3561 | 11450.6359 | 11215.4935 | 235.1424 | 0.020966 | FALSE | FALSE | 0.025314 | FALSE | 0.025314 | FALSE | FALSE | -54.7212 | FALSE | -54.7212 | 235.1424 | 29.3561 | 0.0026175 | 0.0025506 | FALSE | FALSE | 0.00090467 | FALSE | 0.00090467 | FALSE | FALSE | 18.9705 | FALSE | 18.9705 | 29.3561
2017-01-05 01:00 | 11475.0821 | 29.3517 | 11445.7304 | 11210.7123 | 235.0182 | 0.020964 | FALSE | FALSE | 0.025314 | FALSE | 0.025314 | FALSE | FALSE | -54.7212 | FALSE | -54.7212 | 235.0182 | 29.3517 | 0.0026182 | 0.0025513 | FALSE | FALSE | 0.00090467 | FALSE | 0.00090467 | FALSE | FALSE | 18.9705 | FALSE | 18.9705 | 29.3517
2017-01-05 02:00 | 11664.932 | 29.5234 | 11635.4086 | 11395.5889 | 239.8197 | 0.021045 | FALSE | FALSE | 0.025314 | FALSE | 0.025314 | FALSE | FALSE | -54.7212 | FALSE | -54.7212 | 239.8197 | 29.5234 | 0.0025908 | 0.0025246 | FALSE | FALSE | 0.00090467 | FALSE | 0.00090467 | FALSE | FALSE | 18.9705 | FALSE | 18.9705 | 29.5234
2017-01-05 03:00 | 11970.0357 | 29.7994 | 11940.2362 | 11692.7001 | 247.5362 | 0.02117 | FALSE | FALSE | 0.025314 | FALSE | 0.025314 | FALSE | FALSE | -54.7212 | FALSE | -54.7212 | 247.5362 | 29.7994 | 0.0025485 | 0.0024833 | FALSE | FALSE | 0.00090467 | FALSE | 0.00090467 | FALSE | FALSE | 18.9705 | FALSE | 18.9705 | 29.7994
2017-01-05 04:00 | 12503.0568 | 30.2816 | 12472.7751 | 12211.7581 | 261.017 | 0.021374 | FALSE | FALSE | 0.025314 | FALSE | 0.025314 | FALSE | FALSE | -54.7212 | FALSE | -54.7212 | 261.017 | 30.2816 | 0.0024797 | 0.0024161 | FALSE | FALSE | 0.00090467 | FALSE | 0.00090467 | FALSE | FALSE | 18.9705 | FALSE | 18.9705 | 30.2816
2017-01-05 05:00 | 13550.3355 | 31.3653 | 13518.9702 | 13220.1032 | 298.867 | 0.022607 | FALSE | 0.058254 | FALSE | FALSE | 0.058254 | FALSE | -488.6612 | FALSE | FALSE | -488.6612 | 298.867 | 31.3653 | 0.0023725 | 0.0023094 | FALSE | 0.0022989 | FALSE | FALSE | 0.0022989 | FALSE | 0.21425 | FALSE | FALSE | 0.21425 | 31.3653
2017-01-05 06:00 | 15113.0305 | 34.9578 | 15078.0728 | 14688.3825 | 389.6902 | 0.026531 | FALSE | 0.058254 | FALSE | FALSE | 0.058254 | FALSE | -488.6612 | FALSE | FALSE | -488.6612 | 389.6902 | 34.9578 | 0.00238 | 0.0023077 | FALSE | 0.0022989 | FALSE | FALSE | 0.0022989 | FALSE | 0.21425 | FALSE | FALSE | 0.21425 | 34.9578
2017-01-05 07:00 | 15728.1296 | 36.3718 | 15691.7578 | 15266.3182 | 425.4396 | 0.027868 | FALSE | 0.058254 | FALSE | FALSE | 0.058254 | FALSE | -488.6612 | FALSE | FALSE | -488.6612 | 425.4396 | 36.3718 | 0.0023825 | 0.0023072 | FALSE | 0.0022989 | FALSE | FALSE | 0.0022989 | FALSE | 0.21425 | FALSE | FALSE | 0.21425 | 36.3718
2017-01-05 08:00 | 15324.633 | 35.4442 | 15289.1888 | 14887.2003 | 401.9885 | 0.027002 | FALSE | 0.058254 | FALSE | FALSE | 0.058254 | FALSE | -488.6612 | FALSE | FALSE | -488.6612 | 401.9885 | 35.4442 | 0.0023809 | 0.0023076 | FALSE | 0.0022989 | FALSE | FALSE | 0.0022989 | FALSE | 0.21425 | FALSE | FALSE | 0.21425 | 35.4442
2017-01-05 09:00 | 14795.5278 | 34.2278 | 14761.3 | 14390.0629 | 371.2371 | 0.025798 | FALSE | 0.058254 | FALSE | FALSE | 0.058254 | FALSE | -488.6612 | FALSE | FALSE | -488.6612 | 371.2371 | 34.2278 | 0.0023786 | 0.0023081 | FALSE | 0.0022989 | FALSE | FALSE | 0.0022989 | FALSE | 0.21425 | FALSE | FALSE | 0.21425 | 34.2278
2017-01-05 10:00 | 14246.3948 | 32.9654 | 14213.4293 | 13874.1077 | 339.3217 | 0.024457 | FALSE | 0.058254 | FALSE | FALSE | 0.058254 | FALSE | -488.6612 | FALSE | FALSE | -488.6612 | 339.3217 | 32.9654 | 0.002376 | 0.0023086 | FALSE | 0.0022989 | FALSE | FALSE | 0.0022989 | FALSE | 0.21425 | FALSE | FALSE | 0.21425 | 32.9654
2017-01-05 11:00 | 13725.9424 | 31.769 | 13694.1734 | 13385.1003 | 309.0732 | 0.023091 | FALSE | 0.058254 | FALSE | FALSE | 0.058254 | FALSE | -488.6612 | FALSE | FALSE | -488.6612 | 309.0732 | 31.769 | 0.0023735 | 0.0023092 | FALSE | 0.0022989 | FALSE | FALSE | 0.0022989 | FALSE | 0.21425 | FALSE | FALSE | 0.21425 | 31.769
2017-01-05 12:00 | 13384.2925 | 31.0789 | 13353.2136 | 13064.0026 | 289.211 | 0.022138 | FALSE | 0.058254 | FALSE | FALSE | 0.058254 | FALSE | -488.6612 | FALSE | FALSE | -488.6612 | 289.211 | 31.0789 | 0.002379 | 0.0023167 | FALSE | FALSE | 0.00090467 | FALSE | 0.00090467 | FALSE | FALSE | 18.9705 | FALSE | 18.9705 | 31.0789
2017-01-05 13:00 | 13192.6357 | 30.9055 | 13161.7302 | 12883.2729 | 278.4573 | 0.021614 | FALSE | FALSE | 0.025314 | FALSE | 0.025314 | FALSE | FALSE | -54.7212 | FALSE | -54.7212 | 278.4573 | 30.9055 | 0.0023989 | 0.0023372 | FALSE | FALSE | 0.00090467 | FALSE | 0.00090467 | FALSE | FALSE | 18.9705 | FALSE | 18.9705 | 30.9055
2017-01-05 14:00 | 13020.6539 | 30.7499 | 12989.904 | 12715.7963 | 274.1077 | 0.021556 | FALSE | FALSE | 0.025314 | FALSE | 0.025314 | FALSE | FALSE | -54.7212 | FALSE | -54.7212 | 274.1077 | 30.7499 | 0.0024182 | 0.0023561 | FALSE | FALSE | 0.00090467 | FALSE | 0.00090467 | FALSE | FALSE | 18.9705 | FALSE | 18.9705 | 30.7499
2017-01-05 15:00 | 12997.7214 | 30.7291 | 12966.9923 | 12693.4646 | 273.5277 | 0.021549 | FALSE | FALSE | 0.025314 | FALSE | 0.025314 | FALSE | FALSE | -54.7212 | FALSE | -54.7212 | 273.5277 | 30.7291 | 0.0024209 | 0.0023586 | FALSE | FALSE | 0.00090467 | FALSE | 0.00090467 | FALSE | FALSE | 18.9705 | FALSE | 18.9705 | 30.7291
2017-01-05 16:00 | 13173.7429 | 30.8884 | 13142.8546 | 12864.8751 | 277.9795 | 0.021608 | FALSE | FALSE | 0.025314 | FALSE | 0.025314 | FALSE | FALSE | -54.7212 | FALSE | -54.7212 | 277.9795 | 30.8884 | 0.002401 | 0.0023392 | FALSE | FALSE | 0.00090467 | FALSE | 0.00090467 | FALSE | FALSE | 18.9705 | FALSE | 18.9705 | 30.8884
2017-01-05 17:00 | 13883.5237 | 32.1312 | 13851.3925 | 13533.1608 | 318.2317 | 0.023515 | FALSE | 0.058254 | FALSE | FALSE | 0.058254 | FALSE | -488.6612 | FALSE | FALSE | -488.6612 | 318.2317 | 32.1312 | 0.0023743 | 0.002309 | FALSE | 0.0022989 | FALSE | FALSE | 0.0022989 | FALSE | 0.21425 | FALSE | FALSE | 0.21425 | 32.1312
2017-01-05 18:00 | 14304.5407 | 33.0991 | 14271.4416 | 13928.7405 | 342.7011 | 0.024604 | FALSE | 0.058254 | FALSE | FALSE | 0.058254 | FALSE | -488.6612 | FALSE | FALSE | -488.6612 | 342.7011 | 33.0991 | 0.0023763 | 0.0023085 | FALSE | 0.0022989 | FALSE | FALSE | 0.0022989 | FALSE | 0.21425 | FALSE | FALSE | 0.21425 | 33.0991
2017-01-05 19:00 | 14219.3407 | 32.9032 | 14186.4375 | 13848.6882 | 337.7493 | 0.024389 | FALSE | 0.058254 | FALSE | FALSE | 0.058254 | FALSE | -488.6612 | FALSE | FALSE | -488.6612 | 337.7493 | 32.9032 | 0.0023759 | 0.0023086 | FALSE | 0.0022989 | FALSE | FALSE | 0.0022989 | FALSE | 0.21425 | FALSE | FALSE | 0.21425 | 32.9032
2017-01-05 20:00 | 14005.7945 | 32.4123 | 13973.3822 | 13648.0441 | 325.3381 | 0.023838 | FALSE | 0.058254 | FALSE | FALSE | 0.058254 | FALSE | -488.6612 | FALSE | FALSE | -488.6612 | 325.3381 | 32.4123 | 0.0023749 | 0.0023089 | FALSE | 0.0022989 | FALSE | FALSE | 0.0022989 | FALSE | 0.21425 | FALSE | FALSE | 0.21425 | 32.4123
2017-01-05 21:00 | 13500.8917 | 31.2516 | 13469.6401 | 13173.6468 | 295.9933 | 0.022469 | FALSE | 0.058254 | FALSE | FALSE | 0.058254 | FALSE | -488.6612 | FALSE | FALSE | -488.6612 | 295.9933 | 31.2516 | 0.0023723 | 0.0023094 | FALSE | 0.0022989 | FALSE | FALSE | 0.0022989 | FALSE | 0.21425 | FALSE | FALSE | 0.21425 | 31.2516
2017-01-05 22:00 | 12693.7182 | 30.4541 | 12663.2641 | 12397.425 | 265.8391 | 0.021443 | FALSE | FALSE | 0.025314 | FALSE | 0.025314 | FALSE | FALSE | -54.7212 | FALSE | -54.7212 | 265.8391 | 30.4541 | 0.0024565 | 0.0023934 | FALSE | FALSE | 0.00090467 | FALSE | 0.00090467 | FALSE | FALSE | 18.9705 | FALSE | 18.9705 | 30.4541
2017-01-05 23:00 | 11946.0815 | 29.7778 | 11916.3037 | 11669.3733 | 246.9304 | 0.021161 | FALSE | FALSE | 0.025314 | FALSE | 0.025314 | FALSE | FALSE | -54.7212 | FALSE | -54.7212 | 246.9304 | 29.7778 | 0.0025518 | 0.0024865 | FALSE | FALSE | 0.00090467 | FALSE | 0.00090467 | FALSE | FALSE | 18.9705 | FALSE | 18.9705 | 29.7778
2017-01-06 | 11469.3519 | 29.3465 | 11440.0055 | 11205.1322 | 234.8733 | 0.020961 | FALSE | FALSE | 0.025314 | FALSE | 0.025314 | FALSE | FALSE | -54.7212 | FALSE | -54.7212 | 234.8733 | 29.3465 | 0.002619 | 0.0025522 | FALSE | FALSE | 0.00090467 | FALSE | 0.00090467 | FALSE | FALSE | 18.9705 | FALSE | 18.9705 | 29.3465
2017-01-06 01:00 | 11221.0976 | 29.1219 | 11191.9757 | 10963.3812 | 228.5946 | 0.020851 | FALSE | FALSE | 0.025314 | FALSE | 0.025314 | FALSE | FALSE | -54.7212 | FALSE | -54.7212 | 228.5946 | 29.1219 | 0.0026563 | 0.0025886 | FALSE | FALSE | 0.00090467 | FALSE | 0.00090467 | FALSE | FALSE | 18.9705 | FALSE | 18.9705 | 29.1219
2017-01-06 02:00 | 11108.0162 | 29.0196 | 11078.9966 | 10853.262 | 225.7346 | 0.020799 | FALSE | FALSE | 0.025314 | FALSE | 0.025314 | FALSE | FALSE | -54.7212 | FALSE | -54.7212 | 225.7346 | 29.0196 | 0.0026738 | 0.0026057 | FALSE | FALSE | 0.00090467 | FALSE | 0.00090467 | FALSE | FALSE | 18.9705 | FALSE | 18.9705 | 29.0196
2017-01-06 03:00 | 11127.1328 | 29.0369 | 11098.0959 | 10871.8778 | 226.2181 | 0.020808 | FALSE | FALSE | 0.025314 | FALSE | 0.025314 | FALSE | FALSE | -54.7212 | FALSE | -54.7212 | 226.2181 | 29.0369 | 0.0026708 | 0.0026028 | FALSE | FALSE | 0.00090467 | FALSE | 0.00090467 | FALSE | FALSE | 18.9705 | FALSE | 18.9705 | 29.0369
2017-01-06 04:00 | 11441.0497 | 29.3209 | 11411.7288 | 11177.5714 | 234.1575 | 0.020949 | FALSE | FALSE | 0.025314 | FALSE | 0.025314 | FALSE | FALSE | -54.7212 | FALSE | -54.7212 | 234.1575 | 29.3209 | 0.0026232 | 0.0025562 | FALSE | FALSE | 0.00090467 | FALSE | 0.00090467 | FALSE | FALSE | 18.9705 | FALSE | 18.9705 | 29.3209
2017-01-06 05:00 | 12254.878 | 30.0571 | 12224.8209 | 11970.0807 | 254.7402 | 0.021281 | FALSE | FALSE | 0.025314 | FALSE | 0.025314 | FALSE | FALSE | -54.7212 | FALSE | -54.7212 | 254.7402 | 30.0571 | 0.002511 | 0.0024467 | FALSE | FALSE | 0.00090467 | FALSE | 0.00090467 | FALSE | FALSE | 18.9705 | FALSE | 18.9705 | 30.0571
2017-01-06 06:00 | 13693.2841 | 31.6939 | 13661.5902 | 13354.4151 | 307.1751 | 0.023002 | FALSE | 0.058254 | FALSE | FALSE | 0.058254 | FALSE | -488.6612 | FALSE | FALSE | -488.6612 | 307.1751 | 31.6939 | 0.0023733 | 0.0023092 | FALSE | 0.0022989 | FALSE | FALSE | 0.0022989 | FALSE | 0.21425 | FALSE | FALSE | 0.21425 | 31.6939
2017-01-06 07:00 | 14477.9347 | 33.4977 | 14444.437 | 14091.6583 | 352.7787 | 0.025035 | FALSE | 0.058254 | FALSE | FALSE | 0.058254 | FALSE | -488.6612 | FALSE | FALSE | -488.6612 | 352.7787 | 33.4977 | 0.0023771 | 0.0023084 | FALSE | 0.0022989 | FALSE | FALSE | 0.0022989 | FALSE | 0.21425 | FALSE | FALSE | 0.21425 | 33.4977
2017-01-06 08:00 | 14324.5042 | 33.145 | 14291.3592 | 13947.4979 | 343.8614 | 0.024654 | FALSE | 0.058254 | FALSE | FALSE | 0.058254 | FALSE | -488.6612 | FALSE | FALSE | -488.6612 | 343.8614 | 33.145 | 0.0023764 | 0.0023085 | FALSE | 0.0022989 | FALSE | FALSE | 0.0022989 | FALSE | 0.21425 | FALSE | FALSE | 0.21425 | 33.145
2017-01-06 09:00 | 14167.7225 | 32.7846 | 14134.938 | 13800.1887 | 334.7493 | 0.024257 | FALSE | 0.058254 | FALSE | FALSE | 0.058254 | FALSE | -488.6612 | FALSE | FALSE | -488.6612 | 334.7493 | 32.7846 | 0.0023757 | 0.0023087 | FALSE | 0.0022989 | FALSE | FALSE | 0.0022989 | FALSE | 0.21425 | FALSE | FALSE | 0.21425 | 32.7846
2017-01-06 10:00 | 13985.0602 | 32.3646 | 13952.6955 | 13628.5625 | 324.133 | 0.023783 | FALSE | 0.058254 | FALSE | FALSE | 0.058254 | FALSE | -488.6612 | FALSE | FALSE | -488.6612 | 324.133 | 32.3646 | 0.0023748 | 0.0023089 | FALSE | 0.0022989 | FALSE | FALSE | 0.0022989 | FALSE | 0.21425 | FALSE | FALSE | 0.21425 | 32.3646
2017-01-06 11:00 | 13750.8636 | 31.8263 | 13719.0373 | 13408.5158 | 310.5216 | 0.023159 | FALSE | 0.058254 | FALSE | FALSE | 0.058254 | FALSE | -488.6612 | FALSE | FALSE | -488.6612 | 310.5216 | 31.8263 | 0.0023736 | 0.0023091 | FALSE | 0.0022989 | FALSE | FALSE | 0.0022989 | FALSE | 0.21425 | FALSE | FALSE | 0.21425 | 31.8263
2017-01-06 12:00 | 13533.7334 | 31.3271 | 13502.4063 | 13204.5043 | 297.902 | 0.022561 | FALSE | 0.058254 | FALSE | FALSE | 0.058254 | FALSE | -488.6612 | FALSE | FALSE | -488.6612 | 297.902 | 31.3271 | 0.0023725 | 0.0023094 | FALSE | 0.0022989 | FALSE | FALSE | 0.0022989 | FALSE | 0.21425 | FALSE | FALSE | 0.21425 | 31.3271
2017-01-06 13:00 | 13464.8243 | 31.1517 | 13433.6726 | 13139.7746 | 293.8981 | 0.022367 | FALSE | 0.058254 | FALSE | FALSE | 0.058254 | FALSE | -488.6612 | FALSE | FALSE | -488.6612 | 293.8981 | 31.1517 | 0.0023708 | 0.0023082 | FALSE | FALSE | 0.00090467 | FALSE | 0.00090467 | FALSE | FALSE | 18.9705 | FALSE | 18.9705 | 31.1517
2017-01-06 14:00 | 13382.9238 | 31.0776 | 13351.8462 | 13062.7148 | 289.1314 | 0.022134 | FALSE | 0.058254 | FALSE | FALSE | 0.058254 | FALSE | -488.6612 | FALSE | FALSE | -488.6612 | 289.1314 | 31.0776 | 0.0023791 | 0.0023168 | FALSE | FALSE | 0.00090467 | FALSE | 0.00090467 | FALSE | FALSE | 18.9705 | FALSE | 18.9705 | 31.0776
2017-01-06 15:00 | 13481.1387 | 31.1665 | 13449.9722 | 13155.1246 | 294.8476 | 0.022413 | FALSE | 0.058254 | FALSE | FALSE | 0.058254 | FALSE | -488.6612 | FALSE | FALSE | -488.6612 | 294.8476 | 31.1665 | 0.0023692 | 0.0023065 | FALSE | FALSE | 0.00090467 | FALSE | 0.00090467 | FALSE | FALSE | 18.9705 | FALSE | 18.9705 | 31.1665
2017-01-06 16:00 | 13797.3607 | 31.9331 | 13765.4275 | 13452.2036 | 313.224 | 0.023284 | FALSE | 0.058254 | FALSE | FALSE | 0.058254 | FALSE | -488.6612 | FALSE | FALSE | -488.6612 | 313.224 | 31.9331 | 0.0023738 | 0.0023091 | FALSE | 0.0022989 | FALSE | FALSE | 0.0022989 | FALSE | 0.21425 | FALSE | FALSE | 0.21425 | 31.9331
2017-01-06 17:00 | 14553.8496 | 33.6722 | 14520.1773 | 14162.9865 | 357.1908 | 0.02522 | FALSE | 0.058254 | FALSE | FALSE | 0.058254 | FALSE | -488.6612 | FALSE | FALSE | -488.6612 | 357.1908 | 33.6722 | 0.0023775 | 0.0023083 | FALSE | 0.0022989 | FALSE | FALSE | 0.0022989 | FALSE | 0.21425 | FALSE | FALSE | 0.21425 | 33.6722
2017-01-06 18:00 | 14900.0805 | 34.4682 | 14865.6123 | 14488.2987 | 377.3136 | 0.026043 | FALSE | 0.058254 | FALSE | FALSE | 0.058254 | FALSE | -488.6612 | FALSE | FALSE | -488.6612 | 377.3136 | 34.4682 | 0.002379 | 0.002308 | FALSE | 0.0022989 | FALSE | FALSE | 0.0022989 | FALSE | 0.21425 | FALSE | FALSE | 0.21425 | 34.4682
2017-01-06 19:00 | 14777.2661 | 34.1859 | 14743.0802 | 14372.9045 | 370.1757 | 0.025755 | FALSE | 0.058254 | FALSE | FALSE | 0.058254 | FALSE | -488.6612 | FALSE | FALSE | -488.6612 | 370.1757 | 34.1859 | 0.0023785 | 0.0023081 | FALSE | 0.0022989 | FALSE | FALSE | 0.0022989 | FALSE | 0.21425 | FALSE | FALSE | 0.21425 | 34.1859
2017-01-06 20:00 | 14556.3513 | 33.678 | 14522.6733 | 14165.3371 | 357.3362 | 0.025226 | FALSE | 0.058254 | FALSE | FALSE | 0.058254 | FALSE | -488.6612 | FALSE | FALSE | -488.6612 | 357.3362 | 33.678 | 0.0023775 | 0.0023083 | FALSE | 0.0022989 | FALSE | FALSE | 0.0022989 | FALSE | 0.21425 | FALSE | FALSE | 0.21425 | 33.678
2017-01-06 21:00 | 14220.8856 | 32.9068 | 14187.9788 | 13850.1397 | 337.8391 | 0.024392 | FALSE | 0.058254 | FALSE | FALSE | 0.058254 | FALSE | -488.6612 | FALSE | FALSE | -488.6612 | 337.8391 | 32.9068 | 0.0023759 | 0.0023086 | FALSE | 0.0022989 | FALSE | FALSE | 0.0022989 | FALSE | 0.21425 | FALSE | FALSE | 0.21425 | 32.9068
2017-01-06 22:00 | 13794.4322 | 31.9264 | 13762.5057 | 13449.452 | 313.0538 | 0.023276 | FALSE | 0.058254 | FALSE | FALSE | 0.058254 | FALSE | -488.6612 | FALSE | FALSE | -488.6612 | 313.0538 | 31.9264 | 0.0023738 | 0.0023091 | FALSE | 0.0022989 | FALSE | FALSE | 0.0022989 | FALSE | 0.21425 | FALSE | FALSE | 0.21425 | 31.9264
2017-01-06 23:00 | 13369.1319 | 31.0652 | 13338.0667 | 13049.738 | 288.3287 | 0.022095 | FALSE | 0.058254 | FALSE | FALSE | 0.058254 | FALSE | -488.6612 | FALSE | FALSE | -488.6612 | 288.3287 | 31.0652 | 0.0023805 | 0.0023183 | FALSE | FALSE | 0.00090467 | FALSE | 0.00090467 | FALSE | FALSE | 18.9705 | FALSE | 18.9705 | 31.0652
2017-01-07 | 13044.4229 | 30.7714 | 13013.6515 | 12738.9427 | 274.7088 | 0.021564 | FALSE | FALSE | 0.025314 | FALSE | 0.025314 | FALSE | FALSE | -54.7212 | FALSE | -54.7212 | 274.7088 | 30.7714 | 0.0024155 | 0.0023534 | FALSE | FALSE | 0.00090467 | FALSE | 0.00090467 | FALSE | FALSE | 18.9705 | FALSE | 18.9705 | 30.7714
2017-01-07 01:00 | 12977.8136 | 30.7111 | 12947.1025 | 12674.0783 | 273.0242 | 0.021542 | FALSE | FALSE | 0.025314 | FALSE | 0.025314 | FALSE | FALSE | -54.7212 | FALSE | -54.7212 | 273.0242 | 30.7111 | 0.0024231 | 0.0023608 | FALSE | FALSE | 0.00090467 | FALSE | 0.00090467 | FALSE | FALSE | 18.9705 | FALSE | 18.9705 | 30.7111
2017-01-07 02:00 | 12991.2905 | 30.7233 | 12960.5672 | 12687.2022 | 273.365 | 0.021547 | FALSE | FALSE | 0.025314 | FALSE | 0.025314 | FALSE | FALSE | -54.7212 | FALSE | -54.7212 | 273.365 | 30.7233 | 0.0024216 | 0.0023593 | FALSE | FALSE | 0.00090467 | FALSE | 0.00090467 | FALSE | FALSE | 18.9705 | FALSE | 18.9705 | 30.7233
2017-01-07 03:00 | 13061.444 | 30.7868 | 13030.6572 | 12755.5179 | 275.1393 | 0.02157 | FALSE | FALSE | 0.025314 | FALSE | 0.025314 | FALSE | FALSE | -54.7212 | FALSE | -54.7212 | 275.1393 | 30.7868 | 0.0024136 | 0.0023515 | FALSE | FALSE | 0.00090467 | FALSE | 0.00090467 | FALSE | FALSE | 18.9705 | FALSE | 18.9705 | 30.7868
2017-01-07 04:00 | 13223.4282 | 30.9333 | 13192.4948 | 12912.6462 | 279.8486 | 0.021672 | FALSE | 0.058254 | FALSE | FALSE | 0.058254 | FALSE | -488.6612 | FALSE | FALSE | -488.6612 | 279.8486 | 30.9333 | 0.0023956 | 0.0023338 | FALSE | FALSE | 0.00090467 | FALSE | 0.00090467 | FALSE | FALSE | 18.9705 | FALSE | 18.9705 | 30.9333
2017-01-07 05:00 | 13521.8909 | 31.2999 | 13490.591 | 13193.3772 | 297.2138 | 0.022527 | FALSE | 0.058254 | FALSE | FALSE | 0.058254 | FALSE | -488.6612 | FALSE | FALSE | -488.6612 | 297.2138 | 31.2999 | 0.0023724 | 0.0023094 | FALSE | 0.0022989 | FALSE | FALSE | 0.0022989 | FALSE | 0.21425 | FALSE | FALSE | 0.21425 | 31.2999
2017-01-07 06:00 | 13944.6951 | 32.2719 | 13912.4233 | 13590.6363 | 321.787 | 0.023677 | FALSE | 0.058254 | FALSE | FALSE | 0.058254 | FALSE | -488.6612 | FALSE | FALSE | -488.6612 | 321.787 | 32.2719 | 0.0023746 | 0.0023089 | FALSE | 0.0022989 | FALSE | FALSE | 0.0022989 | FALSE | 0.21425 | FALSE | FALSE | 0.21425 | 32.2719
2017-01-07 07:00 | 14473.5131 | 33.4876 | 14440.0256 | 14087.5039 | 352.5217 | 0.025024 | FALSE | 0.058254 | FALSE | FALSE | 0.058254 | FALSE | -488.6612 | FALSE | FALSE | -488.6612 | 352.5217 | 33.4876 | 0.0023771 | 0.0023084 | FALSE | 0.0022989 | FALSE | FALSE | 0.0022989 | FALSE | 0.21425 | FALSE | FALSE | 0.21425 | 33.4876
2017-01-07 08:00 | 14951.0404 | 34.5854 | 14916.455 | 14536.1796 | 380.2754 | 0.026161 | FALSE | 0.058254 | FALSE | FALSE | 0.058254 | FALSE | -488.6612 | FALSE | FALSE | -488.6612 | 380.2754 | 34.5854 | 0.0023793 | 0.0023079 | FALSE | 0.0022989 | FALSE | FALSE | 0.0022989 | FALSE | 0.21425 | FALSE | FALSE | 0.21425 | 34.5854
2017-01-07 09:00 | 15479.7087 | 35.8007 | 15443.908 | 15032.9066 | 411.0014 | 0.02734 | FALSE | 0.058254 | FALSE | FALSE | 0.058254 | FALSE | -488.6612 | FALSE | FALSE | -488.6612 | 411.0014 | 35.8007 | 0.0023815 | 0.0023074 | FALSE | 0.0022989 | FALSE | FALSE | 0.0022989 | FALSE | 0.21425 | FALSE | FALSE | 0.21425 | 35.8007
2017-01-07 10:00 | 15652.9956 | 36.1991 | 15616.7965 | 15195.7237 | 421.0728 | 0.02771 | FALSE | 0.058254 | FALSE | FALSE | 0.058254 | FALSE | -488.6612 | FALSE | FALSE | -488.6612 | 421.0728 | 36.1991 | 0.0023822 | 0.0023073 | FALSE | 0.0022989 | FALSE | FALSE | 0.0022989 | FALSE | 0.21425 | FALSE | FALSE | 0.21425 | 36.1991
2017-01-07 11:00 | 15497.6625 | 35.842 | 15461.8206 | 15049.7757 | 412.0449 | 0.027379 | FALSE | 0.058254 | FALSE | FALSE | 0.058254 | FALSE | -488.6612 | FALSE | FALSE | -488.6612 | 412.0449 | 35.842 | 0.0023816 | 0.0023074 | FALSE | 0.0022989 | FALSE | FALSE | 0.0022989 | FALSE | 0.21425 | FALSE | FALSE | 0.21425 | 35.842
2017-01-07 12:00 | 15057.6179 | 34.8304 | 15022.7875 | 14636.3179 | 386.4697 | 0.026405 | FALSE | 0.058254 | FALSE | FALSE | 0.058254 | FALSE | -488.6612 | FALSE | FALSE | -488.6612 | 386.4697 | 34.8304 | 0.0023797 | 0.0023078 | FALSE | 0.0022989 | FALSE | FALSE | 0.0022989 | FALSE | 0.21425 | FALSE | FALSE | 0.21425 | 34.8304
2017-01-07 13:00 | 14427.4826 | 33.3817 | 14394.1009 | 14044.2545 | 349.8464 | 0.02491 | FALSE | 0.058254 | FALSE | FALSE | 0.058254 | FALSE | -488.6612 | FALSE | FALSE | -488.6612 | 349.8464 | 33.3817 | 0.0023769 | 0.0023084 | FALSE | 0.0022989 | FALSE | FALSE | 0.0022989 | FALSE | 0.21425 | FALSE | FALSE | 0.21425 | 33.3817
2017-01-07 14:00 | 13901.8794 | 32.1734 | 13869.7059 | 13550.4074 | 319.2986 | 0.023564 | FALSE | 0.058254 | FALSE | FALSE | 0.058254 | FALSE | -488.6612 | FALSE | FALSE | -488.6612 | 319.2986 | 32.1734 | 0.0023744 | 0.002309 | FALSE | 0.0022989 | FALSE | FALSE | 0.0022989 | FALSE | 0.21425 | FALSE | FALSE | 0.21425 | 32.1734
2017-01-07 15:00 | 13721.2644 | 31.7582 | 13689.5062 | 13380.7049 | 308.8013 | 0.023078 | FALSE | 0.058254 | FALSE | FALSE | 0.058254 | FALSE | -488.6612 | FALSE | FALSE | -488.6612 | 308.8013 | 31.7582 | 0.0023734 | 0.0023092 | FALSE | 0.0022989 | FALSE | FALSE | 0.0022989 | FALSE | 0.21425 | FALSE | FALSE | 0.21425 | 31.7582
2017-01-07 16:00 | 14079.597 | 32.582 | 14047.015 | 13717.3876 | 329.6274 | 0.02403 | FALSE | 0.058254 | FALSE | FALSE | 0.058254 | FALSE | -488.6612 | FALSE | FALSE | -488.6612 | 329.6274 | 32.582 | 0.0023752 | 0.0023088 | FALSE | 0.0022989 | FALSE | FALSE | 0.0022989 | FALSE | 0.21425 | FALSE | FALSE | 0.21425 | 32.582
2017-01-07 17:00 | 15277.5004 | 35.3359 | 15242.1645 | 14842.9154 | 399.2492 | 0.026898 | FALSE | 0.058254 | FALSE | FALSE | 0.058254 | FALSE | -488.6612 | FALSE | FALSE | -488.6612 | 399.2492 | 35.3359 | 0.0023807 | 0.0023076 | FALSE | 0.0022989 | FALSE | FALSE | 0.0022989 | FALSE | 0.21425 | FALSE | FALSE | 0.21425 | 35.3359
2017-01-07 18:00 | 16301.9681 | 37.691 | 16264.2771 | 15805.4862 | 458.7908 | 0.029027 | FALSE | 0.058254 | FALSE | FALSE | 0.058254 | FALSE | -488.6612 | FALSE | FALSE | -488.6612 | 458.7908 | 37.691 | 0.0023847 | 0.0023067 | FALSE | 0.0022989 | FALSE | FALSE | 0.0022989 | FALSE | 0.21425 | FALSE | FALSE | 0.21425 | 37.691
2017-01-07 19:00 | 16323.6685 | 37.7409 | 16285.9276 | 15825.8755 | 460.0521 | 0.02907 | FALSE | 0.058254 | FALSE | FALSE | 0.058254 | FALSE | -488.6612 | FALSE | FALSE | -488.6612 | 460.0521 | 37.7409 | 0.0023848 | 0.0023067 | FALSE | 0.0022989 | FALSE | FALSE | 0.0022989 | FALSE | 0.21425 | FALSE | FALSE | 0.21425 | 37.7409
2017-01-07 20:00 | 16269.1292 | 37.6155 | 16231.5137 | 15774.6315 | 456.8823 | 0.028963 | FALSE | 0.058254 | FALSE | FALSE | 0.058254 | FALSE | -488.6612 | FALSE | FALSE | -488.6612 | 456.8823 | 37.6155 | 0.0023846 | 0.0023067 | FALSE | 0.0022989 | FALSE | FALSE | 0.0022989 | FALSE | 0.21425 | FALSE | FALSE | 0.21425 | 37.6155
2017-01-07 21:00 | 16095.4941 | 37.2163 | 16058.2778 | 15611.4871 | 446.7907 | 0.028619 | FALSE | 0.058254 | FALSE | FALSE | 0.058254 | FALSE | -488.6612 | FALSE | FALSE | -488.6612 | 446.7907 | 37.2163 | 0.0023839 | 0.0023069 | FALSE | 0.0022989 | FALSE | FALSE | 0.0022989 | FALSE | 0.21425 | FALSE | FALSE | 0.21425 | 37.2163
2017-01-07 22:00 | 15814.7912 | 36.571 | 15778.2201 | 15347.7438 | 430.4763 | 0.028048 | FALSE | 0.058254 | FALSE | FALSE | 0.058254 | FALSE | -488.6612 | FALSE | FALSE | -488.6612 | 430.4763 | 36.571 | 0.0023828 | 0.0023071 | FALSE | 0.0022989 | FALSE | FALSE | 0.0022989 | FALSE | 0.21425 | FALSE | FALSE | 0.21425 | 36.571
2017-01-07 23:00 | 15580.8001 | 36.0331 | 15544.767 | 15127.8902 | 416.8768 | 0.027557 | FALSE | 0.058254 | FALSE | FALSE | 0.058254 | FALSE | -488.6612 | FALSE | FALSE | -488.6612 | 416.8768 | 36.0331 | 0.0023819 | 0.0023073 | FALSE | 0.0022989 | FALSE | FALSE | 0.0022989 | FALSE | 0.21425 | FALSE | FALSE | 0.21425 | 36.0331
2017-01-08 | 15505.3525 | 35.8597 | 15469.4928 | 15057.001 | 412.4918 | 0.027395 | FALSE | 0.058254 | FALSE | FALSE | 0.058254 | FALSE | -488.6612 | FALSE | FALSE | -488.6612 | 412.4918 | 35.8597 | 0.0023816 | 0.0023074 | FALSE | 0.0022989 | FALSE | FALSE | 0.0022989 | FALSE | 0.21425 | FALSE | FALSE | 0.21425 | 35.8597
2017-01-08 01:00 | 15575.4771 | 36.0209 | 15539.4562 | 15122.8888 | 416.5675 | 0.027545 | FALSE | 0.058254 | FALSE | FALSE | 0.058254 | FALSE | -488.6612 | FALSE | FALSE | -488.6612 | 416.5675 | 36.0209 | 0.0023819 | 0.0023073 | FALSE | 0.0022989 | FALSE | FALSE | 0.0022989 | FALSE | 0.21425 | FALSE | FALSE | 0.21425 | 36.0209
2017-01-08 02:00 | 15714.4057 | 36.3403 | 15678.0655 | 15253.4235 | 424.6419 | 0.027839 | FALSE | 0.058254 | FALSE | FALSE | 0.058254 | FALSE | -488.6612 | FALSE | FALSE | -488.6612 | 424.6419 | 36.3403 | 0.0023824 | 0.0023072 | FALSE | 0.0022989 | FALSE | FALSE | 0.0022989 | FALSE | 0.21425 | FALSE | FALSE | 0.21425 | 36.3403
2017-01-08 03:00 | 15956.1902 | 36.8961 | 15919.2941 | 15480.5998 | 438.6944 | 0.028338 | FALSE | 0.058254 | FALSE | FALSE | 0.058254 | FALSE | -488.6612 | FALSE | FALSE | -488.6612 | 438.6944 | 36.8961 | 0.0023834 | 0.002307 | FALSE | 0.0022989 | FALSE | FALSE | 0.0022989 | FALSE | 0.21425 | FALSE | FALSE | 0.21425 | 36.8961
2017-01-08 04:00 | 16250.2796 | 37.5722 | 16212.7074 | 15756.9207 | 455.7867 | 0.028926 | FALSE | 0.058254 | FALSE | FALSE | 0.058254 | FALSE | -488.6612 | FALSE | FALSE | -488.6612 | 455.7867 | 37.5722 | 0.0023845 | 0.0023068 | FALSE | 0.0022989 | FALSE | FALSE | 0.0022989 | FALSE | 0.21425 | FALSE | FALSE | 0.21425 | 37.5722
2017-01-08 05:00 | 16667.9802 | 38.5324 | 16629.4478 | 16149.3844 | 480.0633 | 0.029726 | FALSE | 0.058254 | FALSE | FALSE | 0.058254 | FALSE | -488.6612 | FALSE | FALSE | -488.6612 | 480.0633 | 38.5324 | 0.002386 | 0.0023064 | FALSE | 0.0022989 | FALSE | FALSE | 0.0022989 | FALSE | 0.21425 | FALSE | FALSE | 0.21425 | 38.5324
2017-01-08 06:00 | 17209.0041 | 39.7762 | 17169.2279 | 16667.934 | 501.2938 | 0.030075 | 0.0089905 | FALSE | FALSE | FALSE | 0.0089905 | 346.9347 | FALSE | FALSE | FALSE | 346.9347 | 501.2938 | 39.7762 | 0.0023864 | 0.002306 | FALSE | 0.0022989 | FALSE | FALSE | 0.0022989 | FALSE | 0.21425 | FALSE | FALSE | 0.21425 | 39.7762
2017-01-08 07:00 | 17674.9794 | 40.6385 | 17634.3409 | 17128.8654 | 505.4754 | 0.02951 | 0.0089905 | FALSE | FALSE | FALSE | 0.0089905 | 346.9347 | FALSE | FALSE | FALSE | 346.9347 | 505.4754 | 40.6385 | 0.0023725 | 0.0022939 | 0.0013212 | FALSE | FALSE | FALSE | 0.0013212 | 17.2869 | FALSE | FALSE | FALSE | 17.2869 | 40.6385
2017-01-08 08:00 | 17932.9653 | 40.9794 | 17891.9859 | 17384.1942 | 507.7918 | 0.02921 | 0.0089905 | FALSE | FALSE | FALSE | 0.0089905 | 346.9347 | FALSE | FALSE | FALSE | 346.9347 | 507.7918 | 40.9794 | 0.0023573 | 0.0022799 | 0.0013212 | FALSE | FALSE | FALSE | 0.0013212 | 17.2869 | FALSE | FALSE | FALSE | 17.2869 | 40.9794
2017-01-08 09:00 | 17526.9767 | 40.443 | 17486.5337 | 16982.3871 | 504.1466 | 0.029686 | 0.0089905 | FALSE | FALSE | FALSE | 0.0089905 | 346.9347 | FALSE | FALSE | FALSE | 346.9347 | 504.1466 | 40.443 | 0.0023815 | 0.0023022 | 0.0013212 | FALSE | FALSE | FALSE | 0.0013212 | 17.2869 | FALSE | FALSE | FALSE | 17.2869 | 40.443
2017-01-08 10:00 | 16918.2316 | 39.1077 | 16879.1239 | 16384.516 | 494.6079 | 0.030188 | FALSE | 0.058254 | FALSE | FALSE | 0.058254 | FALSE | -488.6612 | FALSE | FALSE | -488.6612 | 494.6079 | 39.1077 | 0.0023869 | 0.0023062 | FALSE | 0.0022989 | FALSE | FALSE | 0.0022989 | FALSE | 0.21425 | FALSE | FALSE | 0.21425 | 39.1077
2017-01-08 11:00 | 16263.4361 | 37.6024 | 16225.8337 | 15769.2823 | 456.5514 | 0.028952 | FALSE | 0.058254 | FALSE | FALSE | 0.058254 | FALSE | -488.6612 | FALSE | FALSE | -488.6612 | 456.5514 | 37.6024 | 0.0023845 | 0.0023068 | FALSE | 0.0022989 | FALSE | FALSE | 0.0022989 | FALSE | 0.21425 | FALSE | FALSE | 0.21425 | 37.6024
2017-01-08 12:00 | 15642.6106 | 36.1752 | 15606.4354 | 15185.9662 | 420.4692 | 0.027688 | FALSE | 0.058254 | FALSE | FALSE | 0.058254 | FALSE | -488.6612 | FALSE | FALSE | -488.6612 | 420.4692 | 36.1752 | 0.0023821 | 0.0023073 | FALSE | 0.0022989 | FALSE | FALSE | 0.0022989 | FALSE | 0.21425 | FALSE | FALSE | 0.21425 | 36.1752
2017-01-08 13:00 | 14981.6578 | 34.6557 | 14947.002 | 14564.9471 | 382.0549 | 0.026231 | FALSE | 0.058254 | FALSE | FALSE | 0.058254 | FALSE | -488.6612 | FALSE | FALSE | -488.6612 | 382.0549 | 34.6557 | 0.0023794 | 0.0023079 | FALSE | 0.0022989 | FALSE | FALSE | 0.0022989 | FALSE | 0.21425 | FALSE | FALSE | 0.21425 | 34.6557
2017-01-08 14:00 | 14515.8241 | 33.5848 | 14482.2393 | 14127.2585 | 354.9808 | 0.025127 | FALSE | 0.058254 | FALSE | FALSE | 0.058254 | FALSE | -488.6612 | FALSE | FALSE | -488.6612 | 354.9808 | 33.5848 | 0.0023773 | 0.0023083 | FALSE | 0.0022989 | FALSE | FALSE | 0.0022989 | FALSE | 0.21425 | FALSE | FALSE | 0.21425 | 33.5848
2017-01-08 15:00 | 14416.5766 | 33.3567 | 14383.2199 | 14034.0073 | 349.2126 | 0.024883 | FALSE | 0.058254 | FALSE | FALSE | 0.058254 | FALSE | -488.6612 | FALSE | FALSE | -488.6612 | 349.2126 | 33.3567 | 0.0023768 | 0.0023084 | FALSE | 0.0022989 | FALSE | FALSE | 0.0022989 | FALSE | 0.21425 | FALSE | FALSE | 0.21425 | 33.3567
2017-01-08 16:00 | 14891.1609 | 34.4477 | 14856.7132 | 14479.9179 | 376.7952 | 0.026022 | FALSE | 0.058254 | FALSE | FALSE | 0.058254 | FALSE | -488.6612 | FALSE | FALSE | -488.6612 | 376.7952 | 34.4477 | 0.002379 | 0.002308 | FALSE | 0.0022989 | FALSE | FALSE | 0.0022989 | FALSE | 0.21425 | FALSE | FALSE | 0.21425 | 34.4477
2017-01-08 17:00 | 16095.4048 | 37.2161 | 16058.1887 | 15611.4032 | 446.7855 | 0.028619 | FALSE | 0.058254 | FALSE | FALSE | 0.058254 | FALSE | -488.6612 | FALSE | FALSE | -488.6612 | 446.7855 | 37.2161 | 0.0023839 | 0.0023069 | FALSE | 0.0022989 | FALSE | FALSE | 0.0022989 | FALSE | 0.21425 | FALSE | FALSE | 0.21425 | 37.2161
2017-01-08 18:00 | 17015.0262 | 39.3303 | 16975.6959 | 16476.142 | 499.5539 | 0.03032 | 0.0089905 | FALSE | FALSE | FALSE | 0.0089905 | 346.9347 | FALSE | FALSE | FALSE | 346.9347 | 499.5539 | 39.3303 | 0.0023871 | 0.0023062 | FALSE | 0.0022989 | FALSE | FALSE | 0.0022989 | FALSE | 0.21425 | FALSE | FALSE | 0.21425 | 39.3303
2017-01-08 19:00 | 17099.3141 | 39.524 | 17059.7901 | 16559.4801 | 500.3099 | 0.030213 | 0.0089905 | FALSE | FALSE | FALSE | 0.0089905 | 346.9347 | FALSE | FALSE | FALSE | 346.9347 | 500.3099 | 39.524 | 0.0023868 | 0.0023061 | FALSE | 0.0022989 | FALSE | FALSE | 0.0022989 | FALSE | 0.21425 | FALSE | FALSE | 0.21425 | 39.524
2017-01-08 20:00 | 17089.8922 | 39.5024 | 17050.3898 | 16550.1644 | 500.2254 | 0.030225 | 0.0089905 | FALSE | FALSE | FALSE | 0.0089905 | 346.9347 | FALSE | FALSE | FALSE | 346.9347 | 500.2254 | 39.5024 | 0.0023868 | 0.0023061 | FALSE | 0.0022989 | FALSE | FALSE | 0.0022989 | FALSE | 0.21425 | FALSE | FALSE | 0.21425 | 39.5024
2017-01-08 21:00 | 16878.9894 | 39.0175 | 16839.9719 | 16347.6447 | 492.3271 | 0.030116 | FALSE | 0.058254 | FALSE | FALSE | 0.058254 | FALSE | -488.6612 | FALSE | FALSE | -488.6612 | 492.3271 | 39.0175 | 0.0023867 | 0.0023063 | FALSE | 0.0022989 | FALSE | FALSE | 0.0022989 | FALSE | 0.21425 | FALSE | FALSE | 0.21425 | 39.0175
2017-01-08 22:00 | 16485.9776 | 38.114 | 16447.8636 | 15978.3782 | 469.4854 | 0.029383 | FALSE | 0.058254 | FALSE | FALSE | 0.058254 | FALSE | -488.6612 | FALSE | FALSE | -488.6612 | 469.4854 | 38.114 | 0.0023854 | 0.0023066 | FALSE | 0.0022989 | FALSE | FALSE | 0.0022989 | FALSE | 0.21425 | FALSE | FALSE | 0.21425 | 38.114
2017-01-08 23:00 | 16153.15 | 37.3489 | 16115.8011 | 15665.6595 | 450.1416 | 0.028734 | FALSE | 0.058254 | FALSE | FALSE | 0.058254 | FALSE | -488.6612 | FALSE | FALSE | -488.6612 | 450.1416 | 37.3489 | 0.0023841 | 0.0023068 | FALSE | 0.0022989 | FALSE | FALSE | 0.0022989 | FALSE | 0.21425 | FALSE | FALSE | 0.21425 | 37.3489
2017-01-09 | 16029.011 | 37.0635 | 15991.9475 | 15549.0208 | 442.9267 | 0.028486 | FALSE | 0.058254 | FALSE | FALSE | 0.058254 | FALSE | -488.6612 | FALSE | FALSE | -488.6612 | 442.9267 | 37.0635 | 0.0023837 | 0.0023069 | FALSE | 0.0022989 | FALSE | FALSE | 0.0022989 | FALSE | 0.21425 | FALSE | FALSE | 0.21425 | 37.0635
2017-01-09 01:00 | 16060.0948 | 37.135 | 16022.9598 | 15578.2265 | 444.7333 | 0.028548 | FALSE | 0.058254 | FALSE | FALSE | 0.058254 | FALSE | -488.6612 | FALSE | FALSE | -488.6612 | 444.7333 | 37.135 | 0.0023838 | 0.0023069 | FALSE | 0.0022989 | FALSE | FALSE | 0.0022989 | FALSE | 0.21425 | FALSE | FALSE | 0.21425 | 37.135
2017-01-09 02:00 | 16253.5503 | 37.5797 | 16215.9706 | 15759.9938 | 455.9768 | 0.028933 | FALSE | 0.058254 | FALSE | FALSE | 0.058254 | FALSE | -488.6612 | FALSE | FALSE | -488.6612 | 455.9768 | 37.5797 | 0.0023845 | 0.0023068 | FALSE | 0.0022989 | FALSE | FALSE | 0.0022989 | FALSE | 0.21425 | FALSE | FALSE | 0.21425 | 37.5797
2017-01-09 03:00 | 16536.4562 | 38.2301 | 16498.2261 | 16025.8069 | 472.4192 | 0.029479 | FALSE | 0.058254 | FALSE | FALSE | 0.058254 | FALSE | -488.6612 | FALSE | FALSE | -488.6612 | 472.4192 | 38.2301 | 0.0023855 | 0.0023065 | FALSE | 0.0022989 | FALSE | FALSE | 0.0022989 | FALSE | 0.21425 | FALSE | FALSE | 0.21425 | 38.2301
2017-01-09 04:00 | 16959.2985 | 39.2022 | 16920.0964 | 16423.1017 | 496.9947 | 0.030262 | FALSE | 0.058254 | FALSE | FALSE | 0.058254 | FALSE | -488.6612 | FALSE | FALSE | -488.6612 | 496.9947 | 39.2022 | 0.002387 | 0.0023062 | FALSE | 0.0022989 | FALSE | FALSE | 0.0022989 | FALSE | 0.21425 | FALSE | FALSE | 0.21425 | 39.2022
2017-01-09 05:00 | 17584.3155 | 40.5188 | 17543.7967 | 17039.1353 | 504.6614 | 0.029618 | 0.0089905 | FALSE | FALSE | FALSE | 0.0089905 | 346.9347 | FALSE | FALSE | FALSE | 346.9347 | 504.6614 | 40.5188 | 0.002378 | 0.002299 | 0.0013212 | FALSE | FALSE | FALSE | 0.0013212 | 17.2869 | FALSE | FALSE | FALSE | 17.2869 | 40.5188
2017-01-09 06:00 | 18435.3746 | 41.6432 | 18393.7314 | 17881.4287 | 512.3027 | 0.02865 | 0.0089905 | FALSE | FALSE | FALSE | 0.0089905 | 346.9347 | FALSE | FALSE | FALSE | 346.9347 | 512.3027 | 41.6432 | 0.0023288 | 0.0022538 | 0.0013212 | FALSE | FALSE | FALSE | 0.0013212 | 17.2869 | FALSE | FALSE | FALSE | 17.2869 | 41.6432
2017-01-09 07:00 | 19066.3172 | 42.4767 | 19023.8405 | 18505.8728 | 517.9676 | 0.027989 | 0.0089905 | FALSE | FALSE | FALSE | 0.0089905 | 346.9347 | FALSE | FALSE | FALSE | 346.9347 | 517.9676 | 42.4767 | 0.0022953 | 0.0022229 | 0.0013212 | FALSE | FALSE | FALSE | 0.0013212 | 17.2869 | FALSE | FALSE | FALSE | 17.2869 | 42.4767
2017-01-09 08:00 | 19167.4141 | 42.6103 | 19124.8038 | 18605.9284 | 518.8753 | 0.027888 | 0.0089905 | FALSE | FALSE | FALSE | 0.0089905 | 346.9347 | FALSE | FALSE | FALSE | 346.9347 | 518.8753 | 42.6103 | 0.0022901 | 0.0022181 | 0.0013212 | FALSE | FALSE | FALSE | 0.0013212 | 17.2869 | FALSE | FALSE | FALSE | 17.2869 | 42.6103
2017-01-09 09:00 | 18707.9832 | 42.0033 | 18665.9799 | 18151.2296 | 514.7503 | 0.028359 | 0.0089905 | FALSE | FALSE | FALSE | 0.0089905 | 346.9347 | FALSE | FALSE | FALSE | 346.9347 | 514.7503 | 42.0033 | 0.0023141 | 0.0022402 | 0.0013212 | FALSE | FALSE | FALSE | 0.0013212 | 17.2869 | FALSE | FALSE | FALSE | 17.2869 | 42.0033
2017-01-09 10:00 | 18045.904 | 41.1286 | 18004.7754 | 17495.9696 | 508.8058 | 0.029081 | 0.0089905 | FALSE | FALSE | FALSE | 0.0089905 | 346.9347 | FALSE | FALSE | FALSE | 346.9347 | 508.8058 | 41.1286 | 0.0023507 | 0.0022739 | 0.0013212 | FALSE | FALSE | FALSE | 0.0013212 | 17.2869 | FALSE | FALSE | FALSE | 17.2869 | 41.1286
2017-01-09 11:00 | 17238.5718 | 39.8442 | 17198.7277 | 16697.1686 | 501.5591 | 0.030039 | 0.0089905 | FALSE | FALSE | FALSE | 0.0089905 | 346.9347 | FALSE | FALSE | FALSE | 346.9347 | 501.5591 | 39.8442 | 0.0023863 | 0.002306 | FALSE | 0.0022989 | FALSE | FALSE | 0.0022989 | FALSE | 0.21425 | FALSE | FALSE | 0.21425 | 39.8442
2017-01-09 12:00 | 16509.479 | 38.1681 | 16471.3109 | 16000.4596 | 470.8513 | 0.029427 | FALSE | 0.058254 | FALSE | FALSE | 0.058254 | FALSE | -488.6612 | FALSE | FALSE | -488.6612 | 470.8513 | 38.1681 | 0.0023854 | 0.0023066 | FALSE | 0.0022989 | FALSE | FALSE | 0.0022989 | FALSE | 0.21425 | FALSE | FALSE | 0.21425 | 38.1681
2017-01-09 13:00 | 16044.8154 | 37.0998 | 16007.7155 | 15563.8703 | 443.8452 | 0.028518 | FALSE | 0.058254 | FALSE | FALSE | 0.058254 | FALSE | -488.6612 | FALSE | FALSE | -488.6612 | 443.8452 | 37.0998 | 0.0023837 | 0.0023069 | FALSE | 0.0022989 | FALSE | FALSE | 0.0022989 | FALSE | 0.21425 | FALSE | FALSE | 0.21425 | 37.0998
2017-01-09 14:00 | 15637.8077 | 36.1642 | 15601.6436 | 15181.4535 | 420.1901 | 0.027678 | FALSE | 0.058254 | FALSE | FALSE | 0.058254 | FALSE | -488.6612 | FALSE | FALSE | -488.6612 | 420.1901 | 36.1642 | 0.0023821 | 0.0023073 | FALSE | 0.0022989 | FALSE | FALSE | 0.0022989 | FALSE | 0.21425 | FALSE | FALSE | 0.21425 | 36.1642
2017-01-09 15:00 | 15477.8196 | 35.7964 | 15442.0232 | 15031.1316 | 410.8916 | 0.027336 | FALSE | 0.058254 | FALSE | FALSE | 0.058254 | FALSE | -488.6612 | FALSE | FALSE | -488.6612 | 410.8916 | 35.7964 | 0.0023815 | 0.0023074 | FALSE | 0.0022989 | FALSE | FALSE | 0.0022989 | FALSE | 0.21425 | FALSE | FALSE | 0.21425 | 35.7964
2017-01-09 16:00 | 15696.7068 | 36.2996 | 15660.4072 | 15236.7939 | 423.6133 | 0.027802 | FALSE | 0.058254 | FALSE | FALSE | 0.058254 | FALSE | -488.6612 | FALSE | FALSE | -488.6612 | 423.6133 | 36.2996 | 0.0023824 | 0.0023072 | FALSE | 0.0022989 | FALSE | FALSE | 0.0022989 | FALSE | 0.21425 | FALSE | FALSE | 0.21425 | 36.2996
2017-01-09 17:00 | 16653.0018 | 38.498 | 16614.5038 | 16135.311 | 479.1928 | 0.029698 | FALSE | 0.058254 | FALSE | FALSE | 0.058254 | FALSE | -488.6612 | FALSE | FALSE | -488.6612 | 479.1928 | 38.498 | 0.0023859 | 0.0023064 | FALSE | 0.0022989 | FALSE | FALSE | 0.0022989 | FALSE | 0.21425 | FALSE | FALSE | 0.21425 | 38.498
2017-01-09 18:00 | 17369.5545 | 40.1453 | 17329.4092 | 16826.6752 | 502.7339 | 0.029877 | 0.0089905 | FALSE | FALSE | FALSE | 0.0089905 | 346.9347 | FALSE | FALSE | FALSE | 346.9347 | 502.7339 | 40.1453 | 0.0023858 | 0.0023059 | FALSE | 0.0022989 | FALSE | FALSE | 0.0022989 | FALSE | 0.21425 | FALSE | FALSE | 0.21425 | 40.1453
2017-01-09 19:00 | 17293.7555 | 39.971 | 17253.7844 | 16751.7304 | 502.054 | 0.02997 | 0.0089905 | FALSE | FALSE | FALSE | 0.0089905 | 346.9347 | FALSE | FALSE | FALSE | 346.9347 | 502.054 | 39.971 | 0.0023861 | 0.002306 | FALSE | 0.0022989 | FALSE | FALSE | 0.0022989 | FALSE | 0.21425 | FALSE | FALSE | 0.21425 | 39.971
2017-01-09 20:00 | 16986.1836 | 39.264 | 16946.9196 | 16448.3624 | 498.5572 | 0.03031 | FALSE | 0.058254 | FALSE | FALSE | 0.058254 | FALSE | -488.6612 | FALSE | FALSE | -488.6612 | 498.5572 | 39.264 | 0.0023871 | 0.0023062 | FALSE | 0.0022989 | FALSE | FALSE | 0.0022989 | FALSE | 0.21425 | FALSE | FALSE | 0.21425 | 39.264
2017-01-09 21:00 | 16494.3912 | 38.1334 | 16456.2578 | 15986.2834 | 469.9744 | 0.029399 | FALSE | 0.058254 | FALSE | FALSE | 0.058254 | FALSE | -488.6612 | FALSE | FALSE | -488.6612 | 469.9744 | 38.1334 | 0.0023854 | 0.0023066 | FALSE | 0.0022989 | FALSE | FALSE | 0.0022989 | FALSE | 0.21425 | FALSE | FALSE | 0.21425 | 38.1334
2017-01-09 22:00 | 15887.4762 | 36.7381 | 15850.738 | 15416.0373 | 434.7007 | 0.028198 | FALSE | 0.058254 | FALSE | FALSE | 0.058254 | FALSE | -488.6612 | FALSE | FALSE | -488.6612 | 434.7007 | 36.7381 | 0.0023831 | 0.0023071 | FALSE | 0.0022989 | FALSE | FALSE | 0.0022989 | FALSE | 0.21425 | FALSE | FALSE | 0.21425 | 36.7381
2017-01-09 23:00 | 15208.7485 | 35.1778 | 15173.5707 | 14778.3173 | 395.2533 | 0.026745 | FALSE | 0.058254 | FALSE | FALSE | 0.058254 | FALSE | -488.6612 | FALSE | FALSE | -488.6612 | 395.2533 | 35.1778 | 0.0023804 | 0.0023077 | FALSE | 0.0022989 | FALSE | FALSE | 0.0022989 | FALSE | 0.21425 | FALSE | FALSE | 0.21425 | 35.1778
2017-01-10 | 14799.0081 | 34.2358 | 14764.7723 | 14393.3329 | 371.4394 | 0.025806 | FALSE | 0.058254 | FALSE | FALSE | 0.058254 | FALSE | -488.6612 | FALSE | FALSE | -488.6612 | 371.4394 | 34.2358 | 0.0023786 | 0.002308 | FALSE | 0.0022989 | FALSE | FALSE | 0.0022989 | FALSE | 0.21425 | FALSE | FALSE | 0.21425 | 34.2358
2017-01-10 01:00 | 14609.3668 | 33.7999 | 14575.5669 | 14215.1495 | 360.4175 | 0.025354 | FALSE | 0.058254 | FALSE | FALSE | 0.058254 | FALSE | -488.6612 | FALSE | FALSE | -488.6612 | 360.4175 | 33.7999 | 0.0023777 | 0.0023082 | FALSE | 0.0022989 | FALSE | FALSE | 0.0022989 | FALSE | 0.21425 | FALSE | FALSE | 0.21425 | 33.7999
2017-01-10 02:00 | 14513.3684 | 33.5792 | 14479.7893 | 14124.9512 | 354.8381 | 0.025121 | FALSE | 0.058254 | FALSE | FALSE | 0.058254 | FALSE | -488.6612 | FALSE | FALSE | -488.6612 | 354.8381 | 33.5792 | 0.0023773 | 0.0023083 | FALSE | 0.0022989 | FALSE | FALSE | 0.0022989 | FALSE | 0.21425 | FALSE | FALSE | 0.21425 | 33.5792
2017-01-10 03:00 | 14599.4429 | 33.7771 | 14565.6659 | 14205.8252 | 359.8407 | 0.025331 | FALSE | 0.058254 | FALSE | FALSE | 0.058254 | FALSE | -488.6612 | FALSE | FALSE | -488.6612 | 359.8407 | 33.7771 | 0.0023777 | 0.0023082 | FALSE | 0.0022989 | FALSE | FALSE | 0.0022989 | FALSE | 0.21425 | FALSE | FALSE | 0.21425 | 33.7771
2017-01-10 04:00 | 14958.9734 | 34.6036 | 14924.3698 | 14543.6333 | 380.7365 | 0.026179 | FALSE | 0.058254 | FALSE | FALSE | 0.058254 | FALSE | -488.6612 | FALSE | FALSE | -488.6612 | 380.7365 | 34.6036 | 0.0023793 | 0.0023079 | FALSE | 0.0022989 | FALSE | FALSE | 0.0022989 | FALSE | 0.21425 | FALSE | FALSE | 0.21425 | 34.6036
2017-01-10 05:00 | 15775.4976 | 36.4807 | 15739.0169 | 15310.8243 | 428.1926 | 0.027967 | FALSE | 0.058254 | FALSE | FALSE | 0.058254 | FALSE | -488.6612 | FALSE | FALSE | -488.6612 | 428.1926 | 36.4807 | 0.0023827 | 0.0023072 | FALSE | 0.0022989 | FALSE | FALSE | 0.0022989 | FALSE | 0.21425 | FALSE | FALSE | 0.21425 | 36.4807
2017-01-10 06:00 | 16916.1935 | 39.1031 | 16877.0904 | 16382.601 | 494.4894 | 0.030184 | FALSE | 0.058254 | FALSE | FALSE | 0.058254 | FALSE | -488.6612 | FALSE | FALSE | -488.6612 | 494.4894 | 39.1031 | 0.0023869 | 0.0023062 | FALSE | 0.0022989 | FALSE | FALSE | 0.0022989 | FALSE | 0.21425 | FALSE | FALSE | 0.21425 | 39.1031
2017-01-10 07:00 | 17697.7001 | 40.6686 | 17657.0315 | 17151.3521 | 505.6794 | 0.029483 | 0.0089905 | FALSE | FALSE | FALSE | 0.0089905 | 346.9347 | FALSE | FALSE | FALSE | 346.9347 | 505.6794 | 40.6686 | 0.0023712 | 0.0022927 | 0.0013212 | FALSE | FALSE | FALSE | 0.0013212 | 17.2869 | FALSE | FALSE | FALSE | 17.2869 | 40.6686
2017-01-10 08:00 | 17704.1031 | 40.677 | 17663.4261 | 17157.6892 | 505.7369 | 0.029476 | 0.0089905 | FALSE | FALSE | FALSE | 0.0089905 | 346.9347 | FALSE | FALSE | FALSE | 346.9347 | 505.7369 | 40.677 | 0.0023708 | 0.0022923 | 0.0013212 | FALSE | FALSE | FALSE | 0.0013212 | 17.2869 | FALSE | FALSE | FALSE | 17.2869 | 40.677
2017-01-10 09:00 | 17011.6149 | 39.3224 | 16972.2924 | 16472.7691 | 499.5233 | 0.030324 | 0.0089905 | FALSE | FALSE | FALSE | 0.0089905 | 346.9347 | FALSE | FALSE | FALSE | 346.9347 | 499.5233 | 39.3224 | 0.0023871 | 0.0023062 | FALSE | 0.0022989 | FALSE | FALSE | 0.0022989 | FALSE | 0.21425 | FALSE | FALSE | 0.21425 | 39.3224
2017-01-10 10:00 | 16080.0806 | 37.1809 | 16042.8997 | 15597.0049 | 445.8948 | 0.028588 | FALSE | 0.058254 | FALSE | FALSE | 0.058254 | FALSE | -488.6612 | FALSE | FALSE | -488.6612 | 445.8948 | 37.1809 | 0.0023838 | 0.0023069 | FALSE | 0.0022989 | FALSE | FALSE | 0.0022989 | FALSE | 0.21425 | FALSE | FALSE | 0.21425 | 37.1809
2017-01-10 11:00 | 15288.1599 | 35.3604 | 15252.7996 | 14852.9309 | 399.8687 | 0.026922 | FALSE | 0.058254 | FALSE | FALSE | 0.058254 | FALSE | -488.6612 | FALSE | FALSE | -488.6612 | 399.8687 | 35.3604 | 0.0023807 | 0.0023076 | FALSE | 0.0022989 | FALSE | FALSE | 0.0022989 | FALSE | 0.21425 | FALSE | FALSE | 0.21425 | 35.3604
2017-01-10 12:00 | 14534.6707 | 33.6282 | 14501.0425 | 14144.9664 | 356.0762 | 0.025173 | FALSE | 0.058254 | FALSE | FALSE | 0.058254 | FALSE | -488.6612 | FALSE | FALSE | -488.6612 | 356.0762 | 33.6282 | 0.0023774 | 0.0023083 | FALSE | 0.0022989 | FALSE | FALSE | 0.0022989 | FALSE | 0.21425 | FALSE | FALSE | 0.21425 | 33.6282
2017-01-10 13:00 | 13940.7234 | 32.2627 | 13908.4607 | 13586.9045 | 321.5562 | 0.023667 | FALSE | 0.058254 | FALSE | FALSE | 0.058254 | FALSE | -488.6612 | FALSE | FALSE | -488.6612 | 321.5562 | 32.2627 | 0.0023745 | 0.0023089 | FALSE | 0.0022989 | FALSE | FALSE | 0.0022989 | FALSE | 0.21425 | FALSE | FALSE | 0.21425 | 32.2627
2017-01-10 14:00 | 13499.1538 | 31.2476 | 13467.9062 | 13172.0139 | 295.8923 | 0.022464 | FALSE | 0.058254 | FALSE | FALSE | 0.058254 | FALSE | -488.6612 | FALSE | FALSE | -488.6612 | 295.8923 | 31.2476 | 0.0023723 | 0.0023094 | FALSE | 0.0022989 | FALSE | FALSE | 0.0022989 | FALSE | 0.21425 | FALSE | FALSE | 0.21425 | 31.2476
2017-01-10 15:00 | 13269.8149 | 30.9753 | 13238.8396 | 12956.2912 | 282.5483 | 0.021808 | FALSE | 0.058254 | FALSE | FALSE | 0.058254 | FALSE | -488.6612 | FALSE | FALSE | -488.6612 | 282.5483 | 30.9753 | 0.0023908 | 0.0023288 | FALSE | FALSE | 0.00090467 | FALSE | 0.00090467 | FALSE | FALSE | 18.9705 | FALSE | 18.9705 | 30.9753
2017-01-10 16:00 | 13399.8348 | 31.0929 | 13368.7419 | 13078.6263 | 290.1156 | 0.022182 | FALSE | 0.058254 | FALSE | FALSE | 0.058254 | FALSE | -488.6612 | FALSE | FALSE | -488.6612 | 290.1156 | 31.0929 | 0.0023774 | 0.002315 | FALSE | FALSE | 0.00090467 | FALSE | 0.00090467 | FALSE | FALSE | 18.9705 | FALSE | 18.9705 | 31.0929
2017-01-10 17:00 | 14277.0107 | 33.0358 | 14243.9749 | 13902.8738 | 341.1011 | 0.024535 | FALSE | 0.058254 | FALSE | FALSE | 0.058254 | FALSE | -488.6612 | FALSE | FALSE | -488.6612 | 341.1011 | 33.0358 | 0.0023762 | 0.0023086 | FALSE | 0.0022989 | FALSE | FALSE | 0.0022989 | FALSE | 0.21425 | FALSE | FALSE | 0.21425 | 33.0358
2017-01-10 18:00 | 15104.5338 | 34.9382 | 15069.5956 | 14680.3992 | 389.1964 | 0.026511 | FALSE | 0.058254 | FALSE | FALSE | 0.058254 | FALSE | -488.6612 | FALSE | FALSE | -488.6612 | 389.1964 | 34.9382 | 0.0023799 | 0.0023078 | FALSE | 0.0022989 | FALSE | FALSE | 0.0022989 | FALSE | 0.21425 | FALSE | FALSE | 0.21425 | 34.9382
2017-01-10 19:00 | 15149.8891 | 35.0425 | 15114.8466 | 14723.0142 | 391.8324 | 0.026614 | FALSE | 0.058254 | FALSE | FALSE | 0.058254 | FALSE | -488.6612 | FALSE | FALSE | -488.6612 | 391.8324 | 35.0425 | 0.0023801 | 0.0023077 | FALSE | 0.0022989 | FALSE | FALSE | 0.0022989 | FALSE | 0.21425 | FALSE | FALSE | 0.21425 | 35.0425
2017-01-10 20:00 | 14910.474 | 34.4921 | 14875.9819 | 14498.0642 | 377.9177 | 0.026067 | FALSE | 0.058254 | FALSE | FALSE | 0.058254 | FALSE | -488.6612 | FALSE | FALSE | -488.6612 | 377.9177 | 34.4921 | 0.0023791 | 0.0023079 | FALSE | 0.0022989 | FALSE | FALSE | 0.0022989 | FALSE | 0.21425 | FALSE | FALSE | 0.21425 | 34.4921
2017-01-10 21:00 | 14301.4808 | 33.0921 | 14268.3887 | 13925.8655 | 342.5232 | 0.024596 | FALSE | 0.058254 | FALSE | FALSE | 0.058254 | FALSE | -488.6612 | FALSE | FALSE | -488.6612 | 342.5232 | 33.0921 | 0.0023763 | 0.0023085 | FALSE | 0.0022989 | FALSE | FALSE | 0.0022989 | FALSE | 0.21425 | FALSE | FALSE | 0.21425 | 33.0921
2017-01-10 22:00 | 13451.477 | 31.1396 | 13420.3374 | 13127.2161 | 293.1212 | 0.022329 | FALSE | 0.058254 | FALSE | FALSE | 0.058254 | FALSE | -488.6612 | FALSE | FALSE | -488.6612 | 293.1212 | 31.1396 | 0.0023721 | 0.0023096 | FALSE | FALSE | 0.00090467 | FALSE | 0.00090467 | FALSE | FALSE | 18.9705 | FALSE | 18.9705 | 31.1396
2017-01-10 23:00 | 12601.0053 | 30.3702 | 12570.6351 | 12307.1409 | 263.4942 | 0.02141 | FALSE | FALSE | 0.025314 | FALSE | 0.025314 | FALSE | FALSE | -54.7212 | FALSE | -54.7212 | 263.4942 | 30.3702 | 0.0024677 | 0.0024044 | FALSE | FALSE | 0.00090467 | FALSE | 0.00090467 | FALSE | FALSE | 18.9705 | FALSE | 18.9705 | 30.3702
2017-01-11 | 12022.4238 | 29.8468 | 11992.577 | 11743.7158 | 248.8612 | 0.021191 | FALSE | FALSE | 0.025314 | FALSE | 0.025314 | FALSE | FALSE | -54.7212 | FALSE | -54.7212 | 248.8612 | 29.8468 | 0.0025415 | 0.0024764 | FALSE | FALSE | 0.00090467 | FALSE | 0.00090467 | FALSE | FALSE | 18.9705 | FALSE | 18.9705 | 29.8468
2017-01-11 01:00 | 11713.4047 | 29.5673 | 11683.8374 | 11442.7918 | 241.0457 | 0.021065 | FALSE | FALSE | 0.025314 | FALSE | 0.025314 | FALSE | FALSE | -54.7212 | FALSE | -54.7212 | 241.0457 | 29.5673 | 0.0025839 | 0.0025179 | FALSE | FALSE | 0.00090467 | FALSE | 0.00090467 | FALSE | FALSE | 18.9705 | FALSE | 18.9705 | 29.5673
2017-01-11 02:00 | 11593.0001 | 29.4583 | 11563.5418 | 11325.5413 | 238.0005 | 0.021014 | FALSE | FALSE | 0.025314 | FALSE | 0.025314 | FALSE | FALSE | -54.7212 | FALSE | -54.7212 | 238.0005 | 29.4583 | 0.0026011 | 0.0025346 | FALSE | FALSE | 0.00090467 | FALSE | 0.00090467 | FALSE | FALSE | 18.9705 | FALSE | 18.9705 | 29.4583
2017-01-11 03:00 | 11599.7696 | 29.4645 | 11570.3051 | 11332.1334 | 238.1717 | 0.021017 | FALSE | FALSE | 0.025314 | FALSE | 0.025314 | FALSE | FALSE | -54.7212 | FALSE | -54.7212 | 238.1717 | 29.4645 | 0.0026001 | 0.0025337 | FALSE | FALSE | 0.00090467 | FALSE | 0.00090467 | FALSE | FALSE | 18.9705 | FALSE | 18.9705 | 29.4645
2017-01-11 04:00 | 11880.7784 | 29.7187 | 11851.0597 | 11605.7809 | 245.2788 | 0.021134 | FALSE | FALSE | 0.025314 | FALSE | 0.025314 | FALSE | FALSE | -54.7212 | FALSE | -54.7212 | 245.2788 | 29.7187 | 0.0025607 | 0.0024952 | FALSE | FALSE | 0.00090467 | FALSE | 0.00090467 | FALSE | FALSE | 18.9705 | FALSE | 18.9705 | 29.7187
2017-01-11 05:00 | 12574.9936 | 30.3467 | 12544.6468 | 12281.8105 | 262.8364 | 0.0214 | FALSE | FALSE | 0.025314 | FALSE | 0.025314 | FALSE | FALSE | -54.7212 | FALSE | -54.7212 | 262.8364 | 30.3467 | 0.0024709 | 0.0024074 | FALSE | FALSE | 0.00090467 | FALSE | 0.00090467 | FALSE | FALSE | 18.9705 | FALSE | 18.9705 | 30.3467
2017-01-11 06:00 | 13743.0868 | 31.8084 | 13711.2784 | 13401.2089 | 310.0696 | 0.023137 | FALSE | 0.058254 | FALSE | FALSE | 0.058254 | FALSE | -488.6612 | FALSE | FALSE | -488.6612 | 310.0696 | 31.8084 | 0.0023735 | 0.0023092 | FALSE | 0.0022989 | FALSE | FALSE | 0.0022989 | FALSE | 0.21425 | FALSE | FALSE | 0.21425 | 31.8084
2017-01-11 07:00 | 14399.5238 | 33.3175 | 14366.2063 | 14017.9849 | 348.2215 | 0.024841 | FALSE | 0.058254 | FALSE | FALSE | 0.058254 | FALSE | -488.6612 | FALSE | FALSE | -488.6612 | 348.2215 | 33.3175 | 0.0023768 | 0.0023084 | FALSE | 0.0022989 | FALSE | FALSE | 0.0022989 | FALSE | 0.21425 | FALSE | FALSE | 0.21425 | 33.3175
2017-01-11 08:00 | 14293.1847 | 33.073 | 14260.1117 | 13918.0706 | 342.0411 | 0.024575 | FALSE | 0.058254 | FALSE | FALSE | 0.058254 | FALSE | -488.6612 | FALSE | FALSE | -488.6612 | 342.0411 | 33.073 | 0.0023763 | 0.0023086 | FALSE | 0.0022989 | FALSE | FALSE | 0.0022989 | FALSE | 0.21425 | FALSE | FALSE | 0.21425 | 33.073
2017-01-11 09:00 | 13978.3634 | 32.3493 | 13946.0142 | 13622.2704 | 323.7438 | 0.023766 | FALSE | 0.058254 | FALSE | FALSE | 0.058254 | FALSE | -488.6612 | FALSE | FALSE | -488.6612 | 323.7438 | 32.3493 | 0.0023747 | 0.0023089 | FALSE | 0.0022989 | FALSE | FALSE | 0.0022989 | FALSE | 0.21425 | FALSE | FALSE | 0.21425 | 32.3493
2017-01-11 10:00 | 13676.8758 | 31.6562 | 13645.2196 | 13338.9982 | 306.2214 | 0.022957 | FALSE | 0.058254 | FALSE | FALSE | 0.058254 | FALSE | -488.6612 | FALSE | FALSE | -488.6612 | 306.2214 | 31.6562 | 0.0023732 | 0.0023092 | FALSE | 0.0022989 | FALSE | FALSE | 0.0022989 | FALSE | 0.21425 | FALSE | FALSE | 0.21425 | 31.6562
2017-01-11 11:00 | 13325.4042 | 31.0256 | 13294.3786 | 13008.5949 | 285.7837 | 0.021969 | FALSE | 0.058254 | FALSE | FALSE | 0.058254 | FALSE | -488.6612 | FALSE | FALSE | -488.6612 | 285.7837 | 31.0256 | 0.002385 | 0.0023229 | FALSE | FALSE | 0.00090467 | FALSE | 0.00090467 | FALSE | FALSE | 18.9705 | FALSE | 18.9705 | 31.0256
2017-01-11 12:00 | 12984.7073 | 30.7174 | 12953.9899 | 12680.7914 | 273.1985 | 0.021544 | FALSE | FALSE | 0.025314 | FALSE | 0.025314 | FALSE | FALSE | -54.7212 | FALSE | -54.7212 | 273.1985 | 30.7174 | 0.0024224 | 0.0023601 | FALSE | FALSE | 0.00090467 | FALSE | 0.00090467 | FALSE | FALSE | 18.9705 | FALSE | 18.9705 | 30.7174
2017-01-11 13:00 | 12714.0952 | 30.4726 | 12683.6227 | 12417.2683 | 266.3544 | 0.02145 | FALSE | FALSE | 0.025314 | FALSE | 0.025314 | FALSE | FALSE | -54.7212 | FALSE | -54.7212 | 266.3544 | 30.4726 | 0.002454 | 0.002391 | FALSE | FALSE | 0.00090467 | FALSE | 0.00090467 | FALSE | FALSE | 18.9705 | FALSE | 18.9705 | 30.4726
2017-01-11 14:00 | 12406.21 | 30.194 | 12376.0159 | 12117.4483 | 258.5676 | 0.021338 | FALSE | FALSE | 0.025314 | FALSE | 0.025314 | FALSE | FALSE | -54.7212 | FALSE | -54.7212 | 258.5676 | 30.194 | 0.0024918 | 0.0024279 | FALSE | FALSE | 0.00090467 | FALSE | 0.00090467 | FALSE | FALSE | 18.9705 | FALSE | 18.9705 | 30.194
2017-01-11 15:00 | 12275.7575 | 30.076 | 12245.6815 | 11990.4132 | 255.2683 | 0.021289 | FALSE | FALSE | 0.025314 | FALSE | 0.025314 | FALSE | FALSE | -54.7212 | FALSE | -54.7212 | 255.2683 | 30.076 | 0.0025083 | 0.002444 | FALSE | FALSE | 0.00090467 | FALSE | 0.00090467 | FALSE | FALSE | 18.9705 | FALSE | 18.9705 | 30.076
2017-01-11 16:00 | 12289.9916 | 30.0889 | 12259.9028 | 12004.2745 | 255.6283 | 0.021295 | FALSE | FALSE | 0.025314 | FALSE | 0.025314 | FALSE | FALSE | -54.7212 | FALSE | -54.7212 | 255.6283 | 30.0889 | 0.0025065 | 0.0024423 | FALSE | FALSE | 0.00090467 | FALSE | 0.00090467 | FALSE | FALSE | 18.9705 | FALSE | 18.9705 | 30.0889
2017-01-11 17:00 | 12822.9924 | 30.5711 | 12792.4213 | 12523.3127 | 269.1086 | 0.021489 | FALSE | FALSE | 0.025314 | FALSE | 0.025314 | FALSE | FALSE | -54.7212 | FALSE | -54.7212 | 269.1086 | 30.5711 | 0.0024411 | 0.0023784 | FALSE | FALSE | 0.00090467 | FALSE | 0.00090467 | FALSE | FALSE | 18.9705 | FALSE | 18.9705 | 30.5711
2017-01-11 18:00 | 13396.0176 | 31.0895 | 13364.9281 | 13075.0347 | 289.8935 | 0.022172 | FALSE | 0.058254 | FALSE | FALSE | 0.058254 | FALSE | -488.6612 | FALSE | FALSE | -488.6612 | 289.8935 | 31.0895 | 0.0023778 | 0.0023154 | FALSE | FALSE | 0.00090467 | FALSE | 0.00090467 | FALSE | FALSE | 18.9705 | FALSE | 18.9705 | 31.0895
2017-01-11 19:00 | 13331.0258 | 31.0307 | 13299.9951 | 13013.8842 | 286.1109 | 0.021985 | FALSE | 0.058254 | FALSE | FALSE | 0.058254 | FALSE | -488.6612 | FALSE | FALSE | -488.6612 | 286.1109 | 31.0307 | 0.0023844 | 0.0023223 | FALSE | FALSE | 0.00090467 | FALSE | 0.00090467 | FALSE | FALSE | 18.9705 | FALSE | 18.9705 | 31.0307
2017-01-11 20:00 | 13115.0502 | 30.8353 | 13084.2149 | 12807.7198 | 276.4951 | 0.021588 | FALSE | FALSE | 0.025314 | FALSE | 0.025314 | FALSE | FALSE | -54.7212 | FALSE | -54.7212 | 276.4951 | 30.8353 | 0.0024076 | 0.0023456 | FALSE | FALSE | 0.00090467 | FALSE | 0.00090467 | FALSE | FALSE | 18.9705 | FALSE | 18.9705 | 30.8353
2017-01-11 21:00 | 12610.0545 | 30.3784 | 12579.6761 | 12315.953 | 263.7231 | 0.021413 | FALSE | FALSE | 0.025314 | FALSE | 0.025314 | FALSE | FALSE | -54.7212 | FALSE | -54.7212 | 263.7231 | 30.3784 | 0.0024666 | 0.0024033 | FALSE | FALSE | 0.00090467 | FALSE | 0.00090467 | FALSE | FALSE | 18.9705 | FALSE | 18.9705 | 30.3784
2017-01-11 22:00 | 11797.3777 | 29.6432 | 11767.7344 | 11524.565 | 243.1694 | 0.0211 | FALSE | FALSE | 0.025314 | FALSE | 0.025314 | FALSE | FALSE | -54.7212 | FALSE | -54.7212 | 243.1694 | 29.6432 | 0.0025722 | 0.0025064 | FALSE | FALSE | 0.00090467 | FALSE | 0.00090467 | FALSE | FALSE | 18.9705 | FALSE | 18.9705 | 29.6432
2017-01-11 23:00 | 11035.3508 | 28.9538 | 11006.3969 | 10782.5001 | 223.8968 | 0.020765 | FALSE | FALSE | 0.025314 | FALSE | 0.025314 | FALSE | FALSE | -54.7212 | FALSE | -54.7212 | 223.8968 | 28.9538 | 0.0026853 | 0.0026169 | FALSE | FALSE | 0.00090467 | FALSE | 0.00090467 | FALSE | FALSE | 18.9705 | FALSE | 18.9705 | 28.9538
2017-01-12 | 10495.087 | 28.4651 | 10466.6219 | 10256.3891 | 210.2328 | 0.020498 | FALSE | FALSE | 0.025314 | FALSE | 0.025314 | FALSE | FALSE | -54.7212 | FALSE | -54.7212 | 210.2328 | 28.4651 | 0.0027754 | 0.0027049 | FALSE | FALSE | 0.00090467 | FALSE | 0.00090467 | FALSE | FALSE | 18.9705 | FALSE | 18.9705 | 28.4651
2017-01-12 01:00 | 10239.1217 | 28.2335 | 10210.8882 | 10007.1291 | 203.7591 | 0.020361 | FALSE | FALSE | 0.025314 | FALSE | 0.025314 | FALSE | FALSE | -54.7212 | FALSE | -54.7212 | 203.7591 | 28.2335 | 0.0028213 | 0.0027498 | FALSE | FALSE | 0.00090467 | FALSE | 0.00090467 | FALSE | FALSE | 18.9705 | FALSE | 18.9705 | 28.2335
2017-01-12 02:00 | 10109.4293 | 28.1162 | 10081.3131 | 9880.8341 | 200.4791 | 0.02029 | FALSE | FALSE | 0.025314 | FALSE | 0.025314 | FALSE | FALSE | -54.7212 | FALSE | -54.7212 | 200.4791 | 28.1162 | 0.0028455 | 0.0027735 | FALSE | FALSE | 0.00090467 | FALSE | 0.00090467 | FALSE | FALSE | 18.9705 | FALSE | 18.9705 | 28.1162
2017-01-12 03:00 | 10100.6794 | 28.1083 | 10072.5711 | 9872.3134 | 200.2578 | 0.020285 | FALSE | FALSE | 0.025314 | FALSE | 0.025314 | FALSE | FALSE | -54.7212 | FALSE | -54.7212 | 200.2578 | 28.1083 | 0.0028472 | 0.0027751 | FALSE | FALSE | 0.00090467 | FALSE | 0.00090467 | FALSE | FALSE | 18.9705 | FALSE | 18.9705 | 28.1083
2017-01-12 04:00 | 10340.3853 | 28.3251 | 10312.0601 | 10105.7399 | 206.3202 | 0.020416 | FALSE | FALSE | 0.025314 | FALSE | 0.025314 | FALSE | FALSE | -54.7212 | FALSE | -54.7212 | 206.3202 | 28.3251 | 0.0028029 | 0.0027318 | FALSE | FALSE | 0.00090467 | FALSE | 0.00090467 | FALSE | FALSE | 18.9705 | FALSE | 18.9705 | 28.3251
2017-01-12 05:00 | 11086.5295 | 29.0001 | 11057.5293 | 10832.3381 | 225.1912 | 0.020789 | FALSE | FALSE | 0.025314 | FALSE | 0.025314 | FALSE | FALSE | -54.7212 | FALSE | -54.7212 | 225.1912 | 29.0001 | 0.0026772 | 0.002609 | FALSE | FALSE | 0.00090467 | FALSE | 0.00090467 | FALSE | FALSE | 18.9705 | FALSE | 18.9705 | 29.0001
2017-01-12 06:00 | 12412.0965 | 30.1993 | 12381.8972 | 12123.1807 | 258.7165 | 0.021341 | FALSE | FALSE | 0.025314 | FALSE | 0.025314 | FALSE | FALSE | -54.7212 | FALSE | -54.7212 | 258.7165 | 30.1993 | 0.002491 | 0.0024272 | FALSE | FALSE | 0.00090467 | FALSE | 0.00090467 | FALSE | FALSE | 18.9705 | FALSE | 18.9705 | 30.1993
2017-01-12 07:00 | 12908.8039 | 30.6487 | 12878.1552 | 12606.8763 | 271.2788 | 0.021518 | FALSE | FALSE | 0.025314 | FALSE | 0.025314 | FALSE | FALSE | -54.7212 | FALSE | -54.7212 | 271.2788 | 30.6487 | 0.0024311 | 0.0023686 | FALSE | FALSE | 0.00090467 | FALSE | 0.00090467 | FALSE | FALSE | 18.9705 | FALSE | 18.9705 | 30.6487
2017-01-12 08:00 | 12492.6255 | 30.2722 | 12462.3533 | 12201.6001 | 260.7532 | 0.02137 | FALSE | FALSE | 0.025314 | FALSE | 0.025314 | FALSE | FALSE | -54.7212 | FALSE | -54.7212 | 260.7532 | 30.2722 | 0.002481 | 0.0024173 | FALSE | FALSE | 0.00090467 | FALSE | 0.00090467 | FALSE | FALSE | 18.9705 | FALSE | 18.9705 | 30.2722
2017-01-12 09:00 | 11951.3512 | 29.7825 | 11921.5687 | 11674.5051 | 247.0636 | 0.021163 | FALSE | FALSE | 0.025314 | FALSE | 0.025314 | FALSE | FALSE | -54.7212 | FALSE | -54.7212 | 247.0636 | 29.7825 | 0.0025511 | 0.0024858 | FALSE | FALSE | 0.00090467 | FALSE | 0.00090467 | FALSE | FALSE | 18.9705 | FALSE | 18.9705 | 29.7825
2017-01-12 10:00 | 11557.7457 | 29.4264 | 11528.3193 | 11291.2105 | 237.1088 | 0.020999 | FALSE | FALSE | 0.025314 | FALSE | 0.025314 | FALSE | FALSE | -54.7212 | FALSE | -54.7212 | 237.1088 | 29.4264 | 0.0026061 | 0.0025396 | FALSE | FALSE | 0.00090467 | FALSE | 0.00090467 | FALSE | FALSE | 18.9705 | FALSE | 18.9705 | 29.4264
2017-01-12 11:00 | 11210.5807 | 29.1124 | 11181.4683 | 10953.1397 | 228.3286 | 0.020846 | FALSE | FALSE | 0.025314 | FALSE | 0.025314 | FALSE | FALSE | -54.7212 | FALSE | -54.7212 | 228.3286 | 29.1124 | 0.0026579 | 0.0025901 | FALSE | FALSE | 0.00090467 | FALSE | 0.00090467 | FALSE | FALSE | 18.9705 | FALSE | 18.9705 | 29.1124
2017-01-12 12:00 | 10892.4303 | 28.8246 | 10863.6057 | 10643.3236 | 220.2822 | 0.020697 | FALSE | FALSE | 0.025314 | FALSE | 0.025314 | FALSE | FALSE | -54.7212 | FALSE | -54.7212 | 220.2822 | 28.8246 | 0.0027082 | 0.0026393 | FALSE | FALSE | 0.00090467 | FALSE | 0.00090467 | FALSE | FALSE | 18.9705 | FALSE | 18.9705 | 28.8246
2017-01-12 13:00 | 10752.3082 | 28.6978 | 10723.6104 | 10506.8721 | 216.7383 | 0.020628 | FALSE | FALSE | 0.025314 | FALSE | 0.025314 | FALSE | FALSE | -54.7212 | FALSE | -54.7212 | 216.7383 | 28.6978 | 0.0027313 | 0.0026619 | FALSE | FALSE | 0.00090467 | FALSE | 0.00090467 | FALSE | FALSE | 18.9705 | FALSE | 18.9705 | 28.6978
2017-01-12 14:00 | 10590.0867 | 28.551 | 10561.5356 | 10348.9001 | 212.6355 | 0.020547 | FALSE | FALSE | 0.025314 | FALSE | 0.025314 | FALSE | FALSE | -54.7212 | FALSE | -54.7212 | 212.6355 | 28.551 | 0.0027588 | 0.0026888 | FALSE | FALSE | 0.00090467 | FALSE | 0.00090467 | FALSE | FALSE | 18.9705 | FALSE | 18.9705 | 28.551
2017-01-12 15:00 | 10575.9851 | 28.5383 | 10547.4469 | 10335.168 | 212.2789 | 0.020539 | FALSE | FALSE | 0.025314 | FALSE | 0.025314 | FALSE | FALSE | -54.7212 | FALSE | -54.7212 | 212.2789 | 28.5383 | 0.0027613 | 0.0026911 | FALSE | FALSE | 0.00090467 | FALSE | 0.00090467 | FALSE | FALSE | 18.9705 | FALSE | 18.9705 | 28.5383
2017-01-12 16:00 | 10653.9741 | 28.6088 | 10625.3653 | 10411.114 | 214.2513 | 0.020579 | FALSE | FALSE | 0.025314 | FALSE | 0.025314 | FALSE | FALSE | -54.7212 | FALSE | -54.7212 | 214.2513 | 28.6088 | 0.0027479 | 0.0026781 | FALSE | FALSE | 0.00090467 | FALSE | 0.00090467 | FALSE | FALSE | 18.9705 | FALSE | 18.9705 | 28.6088
2017-01-12 17:00 | 11043.4984 | 28.9612 | 11014.5372 | 10790.4343 | 224.1029 | 0.020769 | FALSE | FALSE | 0.025314 | FALSE | 0.025314 | FALSE | FALSE | -54.7212 | FALSE | -54.7212 | 224.1029 | 28.9612 | 0.002684 | 0.0026156 | FALSE | FALSE | 0.00090467 | FALSE | 0.00090467 | FALSE | FALSE | 18.9705 | FALSE | 18.9705 | 28.9612
2017-01-12 18:00 | 11703.6554 | 29.5584 | 11674.097 | 11433.2979 | 240.7991 | 0.021061 | FALSE | FALSE | 0.025314 | FALSE | 0.025314 | FALSE | FALSE | -54.7212 | FALSE | -54.7212 | 240.7991 | 29.5584 | 0.0025853 | 0.0025192 | FALSE | FALSE | 0.00090467 | FALSE | 0.00090467 | FALSE | FALSE | 18.9705 | FALSE | 18.9705 | 29.5584
2017-01-12 19:00 | 11667.0299 | 29.5253 | 11637.5046 | 11397.6318 | 239.8728 | 0.021046 | FALSE | FALSE | 0.025314 | FALSE | 0.025314 | FALSE | FALSE | -54.7212 | FALSE | -54.7212 | 239.8728 | 29.5253 | 0.0025905 | 0.0025243 | FALSE | FALSE | 0.00090467 | FALSE | 0.00090467 | FALSE | FALSE | 18.9705 | FALSE | 18.9705 | 29.5253
2017-01-12 20:00 | 11460.7193 | 29.3387 | 11431.3806 | 11196.7257 | 234.6549 | 0.020957 | FALSE | FALSE | 0.025314 | FALSE | 0.025314 | FALSE | FALSE | -54.7212 | FALSE | -54.7212 | 234.6549 | 29.3387 | 0.0026203 | 0.0025534 | FALSE | FALSE | 0.00090467 | FALSE | 0.00090467 | FALSE | FALSE | 18.9705 | FALSE | 18.9705 | 29.3387
2017-01-12 21:00 | 10958.7208 | 28.8845 | 10929.8363 | 10707.8775 | 221.9587 | 0.020729 | FALSE | FALSE | 0.025314 | FALSE | 0.025314 | FALSE | FALSE | -54.7212 | FALSE | -54.7212 | 221.9587 | 28.8845 | 0.0026975 | 0.0026288 | FALSE | FALSE | 0.00090467 | FALSE | 0.00090467 | FALSE | FALSE | 18.9705 | FALSE | 18.9705 | 28.8845
2017-01-12 22:00 | 10252.8889 | 28.246 | 10224.643 | 10020.5356 | 204.1073 | 0.020369 | FALSE | FALSE | 0.025314 | FALSE | 0.025314 | FALSE | FALSE | -54.7212 | FALSE | -54.7212 | 204.1073 | 28.246 | 0.0028188 | 0.0027474 | FALSE | FALSE | 0.00090467 | FALSE | 0.00090467 | FALSE | FALSE | 18.9705 | FALSE | 18.9705 | 28.246
2017-01-12 23:00 | 9552.9727 | 27.6128 | 9525.3599 | 9338.9544 | 186.4056 | 0.01996 | FALSE | FALSE | 0.025314 | FALSE | 0.025314 | FALSE | FALSE | -54.7212 | FALSE | -54.7212 | 186.4056 | 27.6128 | 0.0029567 | 0.0028822 | FALSE | FALSE | 0.00090467 | FALSE | 0.00090467 | FALSE | FALSE | 18.9705 | FALSE | 18.9705 | 27.6128
2017-01-13 | 9057.8828 | 27.1694 | 9030.7135 | 8856.8295 | 173.884 | 0.019633 | FALSE | FALSE | 0.025314 | FALSE | 0.025314 | FALSE | FALSE | -54.7212 | FALSE | -54.7212 | 173.884 | 27.1694 | 0.0030676 | 0.0029906 | FALSE | FALSE | FALSE | 0.00087361 | 0.00087361 | FALSE | FALSE | FALSE | 19.2563 | 19.2563 | 27.1694
2017-01-13 01:00 | 8827.6181 | 26.9682 | 8800.6499 | 8632.0166 | 168.6333 | 0.019536 | FALSE | FALSE | FALSE | 0.022796 | 0.022796 | FALSE | FALSE | FALSE | -31.9845 | -31.9845 | 168.6333 | 26.9682 | 0.0031242 | 0.0030457 | FALSE | FALSE | FALSE | 0.00087361 | 0.00087361 | FALSE | FALSE | FALSE | 19.2563 | 19.2563 | 26.9682
2017-01-13 02:00 | 8733.8363 | 26.8863 | 8706.95 | 8540.4526 | 166.4973 | 0.019495 | FALSE | FALSE | FALSE | 0.022796 | 0.022796 | FALSE | FALSE | FALSE | -31.9845 | -31.9845 | 166.4973 | 26.8863 | 0.0031481 | 0.003069 | FALSE | FALSE | FALSE | 0.00087361 | 0.00087361 | FALSE | FALSE | FALSE | 19.2563 | 19.2563 | 26.8863
2017-01-13 03:00 | 8775.2985 | 26.9225 | 8748.376 | 8580.9343 | 167.4417 | 0.019513 | FALSE | FALSE | FALSE | 0.022796 | 0.022796 | FALSE | FALSE | FALSE | -31.9845 | -31.9845 | 167.4417 | 26.9225 | 0.0031375 | 0.0030586 | FALSE | FALSE | FALSE | 0.00087361 | 0.00087361 | FALSE | FALSE | FALSE | 19.2563 | 19.2563 | 26.9225
2017-01-13 04:00 | 9063.2886 | 27.1741 | 9036.1145 | 8862.0938 | 174.0207 | 0.019637 | FALSE | FALSE | 0.025314 | FALSE | 0.025314 | FALSE | FALSE | -54.7212 | FALSE | -54.7212 | 174.0207 | 27.1741 | 0.0030663 | 0.0029893 | FALSE | FALSE | FALSE | 0.00087361 | 0.00087361 | FALSE | FALSE | FALSE | 19.2563 | 19.2563 | 27.1741
2017-01-13 05:00 | 9791.6303 | 27.8287 | 9763.8016 | 9571.3601 | 192.4415 | 0.020106 | FALSE | FALSE | 0.025314 | FALSE | 0.025314 | FALSE | FALSE | -54.7212 | FALSE | -54.7212 | 192.4415 | 27.8287 | 0.0029075 | 0.002834 | FALSE | FALSE | 0.00090467 | FALSE | 0.00090467 | FALSE | FALSE | 18.9705 | FALSE | 18.9705 | 27.8287
2017-01-13 06:00 | 11166.2837 | 29.0723 | 11137.2114 | 10910.0032 | 227.2083 | 0.020826 | FALSE | FALSE | 0.025314 | FALSE | 0.025314 | FALSE | FALSE | -54.7212 | FALSE | -54.7212 | 227.2083 | 29.0723 | 0.0026647 | 0.0025968 | FALSE | FALSE | 0.00090467 | FALSE | 0.00090467 | FALSE | FALSE | 18.9705 | FALSE | 18.9705 | 29.0723
2017-01-13 07:00 | 11775.9529 | 29.6238 | 11746.329 | 11503.7014 | 242.6276 | 0.021091 | FALSE | FALSE | 0.025314 | FALSE | 0.025314 | FALSE | FALSE | -54.7212 | FALSE | -54.7212 | 242.6276 | 29.6238 | 0.0025752 | 0.0025093 | FALSE | FALSE | 0.00090467 | FALSE | 0.00090467 | FALSE | FALSE | 18.9705 | FALSE | 18.9705 | 29.6238
2017-01-13 08:00 | 11572.2661 | 29.4396 | 11542.8265 | 11305.3505 | 237.4761 | 0.021006 | FALSE | FALSE | 0.025314 | FALSE | 0.025314 | FALSE | FALSE | -54.7212 | FALSE | -54.7212 | 237.4761 | 29.4396 | 0.002604 | 0.0025375 | FALSE | FALSE | 0.00090467 | FALSE | 0.00090467 | FALSE | FALSE | 18.9705 | FALSE | 18.9705 | 29.4396
2017-01-13 09:00 | 11312.5873 | 29.2047 | 11283.3827 | 11052.4742 | 230.9085 | 0.020892 | FALSE | FALSE | 0.025314 | FALSE | 0.025314 | FALSE | FALSE | -54.7212 | FALSE | -54.7212 | 230.9085 | 29.2047 | 0.0026424 | 0.002575 | FALSE | FALSE | 0.00090467 | FALSE | 0.00090467 | FALSE | FALSE | 18.9705 | FALSE | 18.9705 | 29.2047
2017-01-13 10:00 | 11117.8518 | 29.0285 | 11088.8233 | 10862.8399 | 225.9834 | 0.020803 | FALSE | FALSE | 0.025314 | FALSE | 0.025314 | FALSE | FALSE | -54.7212 | FALSE | -54.7212 | 225.9834 | 29.0285 | 0.0026723 | 0.0026042 | FALSE | FALSE | 0.00090467 | FALSE | 0.00090467 | FALSE | FALSE | 18.9705 | FALSE | 18.9705 | 29.0285
2017-01-13 11:00 | 10921.5165 | 28.8509 | 10892.6657 | 10671.6479 | 221.0178 | 0.020711 | FALSE | FALSE | 0.025314 | FALSE | 0.025314 | FALSE | FALSE | -54.7212 | FALSE | -54.7212 | 221.0178 | 28.8509 | 0.0027035 | 0.0026347 | FALSE | FALSE | 0.00090467 | FALSE | 0.00090467 | FALSE | FALSE | 18.9705 | FALSE | 18.9705 | 28.8509
2017-01-13 12:00 | 10777.5424 | 28.7206 | 10748.8218 | 10531.4453 | 217.3765 | 0.020641 | FALSE | FALSE | 0.025314 | FALSE | 0.025314 | FALSE | FALSE | -54.7212 | FALSE | -54.7212 | 217.3765 | 28.7206 | 0.0027271 | 0.0026578 | FALSE | FALSE | 0.00090467 | FALSE | 0.00090467 | FALSE | FALSE | 18.9705 | FALSE | 18.9705 | 28.7206
2017-01-13 13:00 | 10749.5831 | 28.6953 | 10720.8878 | 10504.2184 | 216.6694 | 0.020627 | FALSE | FALSE | 0.025314 | FALSE | 0.025314 | FALSE | FALSE | -54.7212 | FALSE | -54.7212 | 216.6694 | 28.6953 | 0.0027318 | 0.0026623 | FALSE | FALSE | 0.00090467 | FALSE | 0.00090467 | FALSE | FALSE | 18.9705 | FALSE | 18.9705 | 28.6953
2017-01-13 14:00 | 10652.9149 | 28.6079 | 10624.3071 | 10410.0826 | 214.2245 | 0.020579 | FALSE | FALSE | 0.025314 | FALSE | 0.025314 | FALSE | FALSE | -54.7212 | FALSE | -54.7212 | 214.2245 | 28.6079 | 0.0027481 | 0.0026783 | FALSE | FALSE | 0.00090467 | FALSE | 0.00090467 | FALSE | FALSE | 18.9705 | FALSE | 18.9705 | 28.6079
2017-01-13 15:00 | 10616.9987 | 28.5754 | 10588.4233 | 10375.1072 | 213.3161 | 0.02056 | FALSE | FALSE | 0.025314 | FALSE | 0.025314 | FALSE | FALSE | -54.7212 | FALSE | -54.7212 | 213.3161 | 28.5754 | 0.0027542 | 0.0026842 | FALSE | FALSE | 0.00090467 | FALSE | 0.00090467 | FALSE | FALSE | 18.9705 | FALSE | 18.9705 | 28.5754
2017-01-13 16:00 | 10664.5054 | 28.6184 | 10635.887 | 10421.3694 | 214.5176 | 0.020584 | FALSE | FALSE | 0.025314 | FALSE | 0.025314 | FALSE | FALSE | -54.7212 | FALSE | -54.7212 | 214.5176 | 28.6184 | 0.0027461 | 0.0026763 | FALSE | FALSE | 0.00090467 | FALSE | 0.00090467 | FALSE | FALSE | 18.9705 | FALSE | 18.9705 | 28.6184
2017-01-13 17:00 | 10934.9656 | 28.863 | 10906.1026 | 10684.7447 | 221.3579 | 0.020717 | FALSE | FALSE | 0.025314 | FALSE | 0.025314 | FALSE | FALSE | -54.7212 | FALSE | -54.7212 | 221.3579 | 28.863 | 0.0027013 | 0.0026326 | FALSE | FALSE | 0.00090467 | FALSE | 0.00090467 | FALSE | FALSE | 18.9705 | FALSE | 18.9705 | 28.863
2017-01-13 18:00 | 11355.5081 | 29.2435 | 11326.2647 | 11094.2707 | 231.994 | 0.020911 | FALSE | FALSE | 0.025314 | FALSE | 0.025314 | FALSE | FALSE | -54.7212 | FALSE | -54.7212 | 231.994 | 29.2435 | 0.0026359 | 0.0025687 | FALSE | FALSE | 0.00090467 | FALSE | 0.00090467 | FALSE | FALSE | 18.9705 | FALSE | 18.9705 | 29.2435
2017-01-13 19:00 | 11131.7434 | 29.041 | 11102.7023 | 10876.3676 | 226.3347 | 0.02081 | FALSE | FALSE | 0.025314 | FALSE | 0.025314 | FALSE | FALSE | -54.7212 | FALSE | -54.7212 | 226.3347 | 29.041 | 0.0026701 | 0.0026021 | FALSE | FALSE | 0.00090467 | FALSE | 0.00090467 | FALSE | FALSE | 18.9705 | FALSE | 18.9705 | 29.041
2017-01-13 20:00 | 10845.2038 | 28.7818 | 10816.422 | 10597.3342 | 219.0877 | 0.020674 | FALSE | FALSE | 0.025314 | FALSE | 0.025314 | FALSE | FALSE | -54.7212 | FALSE | -54.7212 | 219.0877 | 28.7818 | 0.0027159 | 0.0026469 | FALSE | FALSE | 0.00090467 | FALSE | 0.00090467 | FALSE | FALSE | 18.9705 | FALSE | 18.9705 | 28.7818
2017-01-13 21:00 | 10415.9732 | 28.3935 | 10387.5797 | 10179.3477 | 208.232 | 0.020456 | FALSE | FALSE | 0.025314 | FALSE | 0.025314 | FALSE | FALSE | -54.7212 | FALSE | -54.7212 | 208.232 | 28.3935 | 0.0027893 | 0.0027185 | FALSE | FALSE | 0.00090467 | FALSE | 0.00090467 | FALSE | FALSE | 18.9705 | FALSE | 18.9705 | 28.3935
2017-01-13 22:00 | 9867.0501 | 27.8969 | 9839.1532 | 9644.8042 | 194.349 | 0.020151 | FALSE | FALSE | 0.025314 | FALSE | 0.025314 | FALSE | FALSE | -54.7212 | FALSE | -54.7212 | 194.349 | 27.8969 | 0.0028924 | 0.0028193 | FALSE | FALSE | 0.00090467 | FALSE | 0.00090467 | FALSE | FALSE | 18.9705 | FALSE | 18.9705 | 27.8969
2017-01-13 23:00 | 9263.2176 | 27.3506 | 9235.8669 | 9056.7897 | 179.0773 | 0.019773 | FALSE | FALSE | 0.025314 | FALSE | 0.025314 | FALSE | FALSE | -54.7212 | FALSE | -54.7212 | 179.0773 | 27.3506 | 0.0030199 | 0.0029439 | FALSE | FALSE | 0.00090467 | FALSE | 0.00090467 | FALSE | FALSE | 18.9705 | FALSE | 18.9705 | 27.3506
2017-01-14 | 8744.3186 | 26.8954 | 8717.4232 | 8550.6871 | 166.7361 | 0.0195 | FALSE | FALSE | FALSE | 0.022796 | 0.022796 | FALSE | FALSE | FALSE | -31.9845 | -31.9845 | 166.7361 | 26.8954 | 0.0031454 | 0.0030663 | FALSE | FALSE | FALSE | 0.00087361 | 0.00087361 | FALSE | FALSE | FALSE | 19.2563 | 19.2563 | 26.8954
2017-01-14 01:00 | 8392.447 | 26.588 | 8365.859 | 8207.1371 | 158.7219 | 0.019339 | FALSE | FALSE | FALSE | 0.022796 | 0.022796 | FALSE | FALSE | FALSE | -31.9845 | -31.9845 | 158.7219 | 26.588 | 0.0032396 | 0.0031581 | FALSE | FALSE | FALSE | 0.00087361 | 0.00087361 | FALSE | FALSE | FALSE | 19.2563 | 19.2563 | 26.588
2017-01-14 02:00 | 8205.9601 | 26.4251 | 8179.535 | 8025.0605 | 154.4745 | 0.019249 | FALSE | FALSE | FALSE | 0.022796 | 0.022796 | FALSE | FALSE | FALSE | -31.9845 | -31.9845 | 154.4745 | 26.4251 | 0.0032928 | 0.0032099 | FALSE | FALSE | FALSE | 0.00087361 | 0.00087361 | FALSE | FALSE | FALSE | 19.2563 | 19.2563 | 26.4251
2017-01-14 03:00 | 8172.3769 | 26.3958 | 8145.9811 | 7992.2715 | 153.7096 | 0.019232 | FALSE | FALSE | FALSE | 0.022796 | 0.022796 | FALSE | FALSE | FALSE | -31.9845 | -31.9845 | 153.7096 | 26.3958 | 0.0033027 | 0.0032195 | FALSE | FALSE | FALSE | 0.00087361 | 0.00087361 | FALSE | FALSE | FALSE | 19.2563 | 19.2563 | 26.3958
2017-01-14 04:00 | 8304.2294 | 26.511 | 8277.7185 | 8121.0058 | 156.7127 | 0.019297 | FALSE | FALSE | FALSE | 0.022796 | 0.022796 | FALSE | FALSE | FALSE | -31.9845 | -31.9845 | 156.7127 | 26.511 | 0.0032645 | 0.0031823 | FALSE | FALSE | FALSE | 0.00087361 | 0.00087361 | FALSE | FALSE | FALSE | 19.2563 | 19.2563 | 26.511
2017-01-14 05:00 | 8627.1322 | 26.7931 | 8600.3391 | 8436.2721 | 164.0671 | 0.019448 | FALSE | FALSE | FALSE | 0.022796 | 0.022796 | FALSE | FALSE | FALSE | -31.9845 | -31.9845 | 164.0671 | 26.7931 | 0.0031759 | 0.0030961 | FALSE | FALSE | FALSE | 0.00087361 | 0.00087361 | FALSE | FALSE | FALSE | 19.2563 | 19.2563 | 26.7931
2017-01-14 06:00 | 9135.7259 | 27.2374 | 9108.4885 | 8932.6357 | 175.8528 | 0.019687 | FALSE | FALSE | 0.025314 | FALSE | 0.025314 | FALSE | FALSE | -54.7212 | FALSE | -54.7212 | 175.8528 | 27.2374 | 0.0030492 | 0.0029726 | FALSE | FALSE | FALSE | 0.00087361 | 0.00087361 | FALSE | FALSE | FALSE | 19.2563 | 19.2563 | 27.2374
2017-01-14 07:00 | 9695.0148 | 27.7413 | 9667.2735 | 9477.2755 | 189.998 | 0.020048 | FALSE | FALSE | 0.025314 | FALSE | 0.025314 | FALSE | FALSE | -54.7212 | FALSE | -54.7212 | 189.998 | 27.7413 | 0.0029271 | 0.0028532 | FALSE | FALSE | 0.00090467 | FALSE | 0.00090467 | FALSE | FALSE | 18.9705 | FALSE | 18.9705 | 27.7413
2017-01-14 08:00 | 10250.077 | 28.2434 | 10221.8336 | 10017.7974 | 204.0362 | 0.020367 | FALSE | FALSE | 0.025314 | FALSE | 0.025314 | FALSE | FALSE | -54.7212 | FALSE | -54.7212 | 204.0362 | 28.2434 | 0.0028193 | 0.0027479 | FALSE | FALSE | 0.00090467 | FALSE | 0.00090467 | FALSE | FALSE | 18.9705 | FALSE | 18.9705 | 28.2434
2017-01-14 09:00 | 10755.9355 | 28.7011 | 10727.2344 | 10510.4044 | 216.83 | 0.02063 | FALSE | FALSE | 0.025314 | FALSE | 0.025314 | FALSE | FALSE | -54.7212 | FALSE | -54.7212 | 216.83 | 28.7011 | 0.0027307 | 0.0026613 | FALSE | FALSE | 0.00090467 | FALSE | 0.00090467 | FALSE | FALSE | 18.9705 | FALSE | 18.9705 | 28.7011
2017-01-14 10:00 | 10939.3549 | 28.867 | 10910.4879 | 10689.019 | 221.4689 | 0.020719 | FALSE | FALSE | 0.025314 | FALSE | 0.025314 | FALSE | FALSE | -54.7212 | FALSE | -54.7212 | 221.4689 | 28.867 | 0.0027006 | 0.0026319 | FALSE | FALSE | 0.00090467 | FALSE | 0.00090467 | FALSE | FALSE | 18.9705 | FALSE | 18.9705 | 28.867
2017-01-14 11:00 | 10853.2415 | 28.7891 | 10824.4524 | 10605.1614 | 219.291 | 0.020678 | FALSE | FALSE | 0.025314 | FALSE | 0.025314 | FALSE | FALSE | -54.7212 | FALSE | -54.7212 | 219.291 | 28.7891 | 0.0027146 | 0.0026456 | FALSE | FALSE | 0.00090467 | FALSE | 0.00090467 | FALSE | FALSE | 18.9705 | FALSE | 18.9705 | 28.7891
2017-01-14 12:00 | 10626.505 | 28.584 | 10597.921 | 10384.3645 | 213.5566 | 0.020565 | FALSE | FALSE | 0.025314 | FALSE | 0.025314 | FALSE | FALSE | -54.7212 | FALSE | -54.7212 | 213.5566 | 28.584 | 0.0027526 | 0.0026827 | FALSE | FALSE | 0.00090467 | FALSE | 0.00090467 | FALSE | FALSE | 18.9705 | FALSE | 18.9705 | 28.584
2017-01-14 13:00 | 10369.2111 | 28.3512 | 10340.8599 | 10133.8106 | 207.0493 | 0.020432 | FALSE | FALSE | 0.025314 | FALSE | 0.025314 | FALSE | FALSE | -54.7212 | FALSE | -54.7212 | 207.0493 | 28.3512 | 0.0027977 | 0.0027267 | FALSE | FALSE | 0.00090467 | FALSE | 0.00090467 | FALSE | FALSE | 18.9705 | FALSE | 18.9705 | 28.3512
2017-01-14 14:00 | 10125.6164 | 28.1308 | 10097.4856 | 9896.5971 | 200.8885 | 0.020299 | FALSE | FALSE | 0.025314 | FALSE | 0.025314 | FALSE | FALSE | -54.7212 | FALSE | -54.7212 | 200.8885 | 28.1308 | 0.0028425 | 0.0027705 | FALSE | FALSE | 0.00090467 | FALSE | 0.00090467 | FALSE | FALSE | 18.9705 | FALSE | 18.9705 | 28.1308
2017-01-14 15:00 | 10056.4726 | 28.0683 | 10028.4043 | 9829.2646 | 199.1397 | 0.02026 | FALSE | FALSE | 0.025314 | FALSE | 0.025314 | FALSE | FALSE | -54.7212 | FALSE | -54.7212 | 199.1397 | 28.0683 | 0.0028556 | 0.0027833 | FALSE | FALSE | 0.00090467 | FALSE | 0.00090467 | FALSE | FALSE | 18.9705 | FALSE | 18.9705 | 28.0683
2017-01-14 16:00 | 10235.9961 | 28.2307 | 10207.7655 | 10004.0854 | 203.6801 | 0.02036 | FALSE | FALSE | 0.025314 | FALSE | 0.025314 | FALSE | FALSE | -54.7212 | FALSE | -54.7212 | 203.6801 | 28.2307 | 0.0028219 | 0.0027504 | FALSE | FALSE | 0.00090467 | FALSE | 0.00090467 | FALSE | FALSE | 18.9705 | FALSE | 18.9705 | 28.2307
2017-01-14 17:00 | 10817.4761 | 28.7567 | 10788.7193 | 10570.3329 | 218.3865 | 0.02066 | FALSE | FALSE | 0.025314 | FALSE | 0.025314 | FALSE | FALSE | -54.7212 | FALSE | -54.7212 | 218.3865 | 28.7567 | 0.0027205 | 0.0026513 | FALSE | FALSE | 0.00090467 | FALSE | 0.00090467 | FALSE | FALSE | 18.9705 | FALSE | 18.9705 | 28.7567
2017-01-14 18:00 | 11361.3031 | 29.2487 | 11332.0543 | 11099.9138 | 232.1406 | 0.020914 | FALSE | FALSE | 0.025314 | FALSE | 0.025314 | FALSE | FALSE | -54.7212 | FALSE | -54.7212 | 232.1406 | 29.2487 | 0.002635 | 0.0025678 | FALSE | FALSE | 0.00090467 | FALSE | 0.00090467 | FALSE | FALSE | 18.9705 | FALSE | 18.9705 | 29.2487
2017-01-14 19:00 | 11251.2407 | 29.1492 | 11222.0915 | 10992.7346 | 229.3569 | 0.020864 | FALSE | FALSE | 0.025314 | FALSE | 0.025314 | FALSE | FALSE | -54.7212 | FALSE | -54.7212 | 229.3569 | 29.1492 | 0.0026517 | 0.0025841 | FALSE | FALSE | 0.00090467 | FALSE | 0.00090467 | FALSE | FALSE | 18.9705 | FALSE | 18.9705 | 29.1492
2017-01-14 20:00 | 11133.9993 | 29.0431 | 11104.9562 | 10878.5645 | 226.3918 | 0.020811 | FALSE | FALSE | 0.025314 | FALSE | 0.025314 | FALSE | FALSE | -54.7212 | FALSE | -54.7212 | 226.3918 | 29.0431 | 0.0026698 | 0.0026017 | FALSE | FALSE | 0.00090467 | FALSE | 0.00090467 | FALSE | FALSE | 18.9705 | FALSE | 18.9705 | 29.0431
2017-01-14 21:00 | 10835.972 | 28.7735 | 10807.1985 | 10588.3443 | 218.8543 | 0.020669 | FALSE | FALSE | 0.025314 | FALSE | 0.025314 | FALSE | FALSE | -54.7212 | FALSE | -54.7212 | 218.8543 | 28.7735 | 0.0027175 | 0.0026483 | FALSE | FALSE | 0.00090467 | FALSE | 0.00090467 | FALSE | FALSE | 18.9705 | FALSE | 18.9705 | 28.7735
2017-01-14 22:00 | 10397.9747 | 28.3772 | 10369.5974 | 10161.8207 | 207.7767 | 0.020447 | FALSE | FALSE | 0.025314 | FALSE | 0.025314 | FALSE | FALSE | -54.7212 | FALSE | -54.7212 | 207.7767 | 28.3772 | 0.0027925 | 0.0027217 | FALSE | FALSE | 0.00090467 | FALSE | 0.00090467 | FALSE | FALSE | 18.9705 | FALSE | 18.9705 | 28.3772
2017-01-14 23:00 | 9886.9911 | 27.915 | 9859.0761 | 9664.2228 | 194.8533 | 0.020162 | FALSE | FALSE | 0.025314 | FALSE | 0.025314 | FALSE | FALSE | -54.7212 | FALSE | -54.7212 | 194.8533 | 27.915 | 0.0028885 | 0.0028155 | FALSE | FALSE | 0.00090467 | FALSE | 0.00090467 | FALSE | FALSE | 18.9705 | FALSE | 18.9705 | 27.915
2017-01-15 | 9448.5862 | 27.5183 | 9421.0678 | 9237.3023 | 183.7655 | 0.019894 | FALSE | FALSE | 0.025314 | FALSE | 0.025314 | FALSE | FALSE | -54.7212 | FALSE | -54.7212 | 183.7655 | 27.5183 | 0.002979 | 0.002904 | FALSE | FALSE | 0.00090467 | FALSE | 0.00090467 | FALSE | FALSE | 18.9705 | FALSE | 18.9705 | 27.5183
2017-01-15 01:00 | 9186.1776 | 27.2814 | 9158.8961 | 8981.7673 | 177.1288 | 0.019721 | FALSE | FALSE | 0.025314 | FALSE | 0.025314 | FALSE | FALSE | -54.7212 | FALSE | -54.7212 | 177.1288 | 27.2814 | 0.0030374 | 0.002961 | FALSE | FALSE | FALSE | 0.00087361 | 0.00087361 | FALSE | FALSE | FALSE | 19.2563 | 19.2563 | 27.2814
2017-01-15 02:00 | 9034.5543 | 27.149 | 9007.4053 | 8834.0589 | 173.3465 | 0.019623 | FALSE | FALSE | FALSE | 0.022796 | 0.022796 | FALSE | FALSE | FALSE | -31.9845 | -31.9845 | 173.3465 | 27.149 | 0.0030732 | 0.002996 | FALSE | FALSE | FALSE | 0.00087361 | 0.00087361 | FALSE | FALSE | FALSE | 19.2563 | 19.2563 | 27.149
2017-01-15 03:00 | 8991.3166 | 27.1112 | 8964.2053 | 8791.8437 | 172.3617 | 0.019605 | FALSE | FALSE | FALSE | 0.022796 | 0.022796 | FALSE | FALSE | FALSE | -31.9845 | -31.9845 | 172.3617 | 27.1112 | 0.0030837 | 0.0030062 | FALSE | FALSE | FALSE | 0.00087361 | 0.00087361 | FALSE | FALSE | FALSE | 19.2563 | 19.2563 | 27.1112
2017-01-15 04:00 | 8997.1272 | 27.1163 | 8970.0109 | 8797.5169 | 172.494 | 0.019607 | FALSE | FALSE | FALSE | 0.022796 | 0.022796 | FALSE | FALSE | FALSE | -31.9845 | -31.9845 | 172.494 | 27.1163 | 0.0030823 | 0.0030048 | FALSE | FALSE | FALSE | 0.00087361 | 0.00087361 | FALSE | FALSE | FALSE | 19.2563 | 19.2563 | 27.1163
2017-01-15 05:00 | 9155.9444 | 27.255 | 9128.6893 | 8952.3252 | 176.3642 | 0.0197 | FALSE | FALSE | 0.025314 | FALSE | 0.025314 | FALSE | FALSE | -54.7212 | FALSE | -54.7212 | 176.3642 | 27.255 | 0.0030445 | 0.0029679 | FALSE | FALSE | FALSE | 0.00087361 | 0.00087361 | FALSE | FALSE | FALSE | 19.2563 | 19.2563 | 27.255
2017-01-15 06:00 | 9475.4766 | 27.5427 | 9447.9339 | 9263.4883 | 184.4456 | 0.019911 | FALSE | FALSE | 0.025314 | FALSE | 0.025314 | FALSE | FALSE | -54.7212 | FALSE | -54.7212 | 184.4456 | 27.5427 | 0.0029733 | 0.0028983 | FALSE | FALSE | 0.00090467 | FALSE | 0.00090467 | FALSE | FALSE | 18.9705 | FALSE | 18.9705 | 27.5427
2017-01-15 07:00 | 9896.9066 | 27.9239 | 9868.9827 | 9673.8786 | 195.1041 | 0.020168 | FALSE | FALSE | 0.025314 | FALSE | 0.025314 | FALSE | FALSE | -54.7212 | FALSE | -54.7212 | 195.1041 | 27.9239 | 0.0028865 | 0.0028135 | FALSE | FALSE | 0.00090467 | FALSE | 0.00090467 | FALSE | FALSE | 18.9705 | FALSE | 18.9705 | 27.9239
2017-01-15 08:00 | 10325.3465 | 28.3115 | 10297.035 | 10091.0951 | 205.9399 | 0.020408 | FALSE | FALSE | 0.025314 | FALSE | 0.025314 | FALSE | FALSE | -54.7212 | FALSE | -54.7212 | 205.9399 | 28.3115 | 0.0028056 | 0.0027344 | FALSE | FALSE | 0.00090467 | FALSE | 0.00090467 | FALSE | FALSE | 18.9705 | FALSE | 18.9705 | 28.3115
2017-01-15 09:00 | 10402.3888 | 28.3812 | 10374.0075 | 10166.1192 | 207.8884 | 0.020449 | FALSE | FALSE | 0.025314 | FALSE | 0.025314 | FALSE | FALSE | -54.7212 | FALSE | -54.7212 | 207.8884 | 28.3812 | 0.0027917 | 0.0027209 | FALSE | FALSE | 0.00090467 | FALSE | 0.00090467 | FALSE | FALSE | 18.9705 | FALSE | 18.9705 | 28.3812
2017-01-15 10:00 | 10099.6999 | 28.1074 | 10071.5925 | 9871.3595 | 200.233 | 0.020284 | FALSE | FALSE | 0.025314 | FALSE | 0.025314 | FALSE | FALSE | -54.7212 | FALSE | -54.7212 | 200.233 | 28.1074 | 0.0028474 | 0.0027753 | FALSE | FALSE | 0.00090467 | FALSE | 0.00090467 | FALSE | FALSE | 18.9705 | FALSE | 18.9705 | 28.1074
2017-01-15 11:00 | 9744.7157 | 27.7862 | 9716.9295 | 9525.6745 | 191.255 | 0.020078 | FALSE | FALSE | 0.025314 | FALSE | 0.025314 | FALSE | FALSE | -54.7212 | FALSE | -54.7212 | 191.255 | 27.7862 | 0.002917 | 0.0028433 | FALSE | FALSE | 0.00090467 | FALSE | 0.00090467 | FALSE | FALSE | 18.9705 | FALSE | 18.9705 | 27.7862
2017-01-15 12:00 | 9569.0807 | 27.6274 | 9541.4534 | 9354.6404 | 186.8129 | 0.01997 | FALSE | FALSE | 0.025314 | FALSE | 0.025314 | FALSE | FALSE | -54.7212 | FALSE | -54.7212 | 186.8129 | 27.6274 | 0.0029533 | 0.0028788 | FALSE | FALSE | 0.00090467 | FALSE | 0.00090467 | FALSE | FALSE | 18.9705 | FALSE | 18.9705 | 27.6274
2017-01-15 13:00 | 9437.8067 | 27.5086 | 9410.2981 | 9226.8053 | 183.4929 | 0.019887 | FALSE | FALSE | 0.025314 | FALSE | 0.025314 | FALSE | FALSE | -54.7212 | FALSE | -54.7212 | 183.4929 | 27.5086 | 0.0029814 | 0.0029063 | FALSE | FALSE | 0.00090467 | FALSE | 0.00090467 | FALSE | FALSE | 18.9705 | FALSE | 18.9705 | 27.5086
2017-01-15 14:00 | 9347.4771 | 27.4269 | 9320.0502 | 9138.8419 | 181.2083 | 0.019828 | FALSE | FALSE | 0.025314 | FALSE | 0.025314 | FALSE | FALSE | -54.7212 | FALSE | -54.7212 | 181.2083 | 27.4269 | 0.0030011 | 0.0029256 | FALSE | FALSE | 0.00090467 | FALSE | 0.00090467 | FALSE | FALSE | 18.9705 | FALSE | 18.9705 | 27.4269
2017-01-15 15:00 | 9390.3881 | 27.4657 | 9362.9224 | 9180.6288 | 182.2936 | 0.019856 | FALSE | FALSE | 0.025314 | FALSE | 0.025314 | FALSE | FALSE | -54.7212 | FALSE | -54.7212 | 182.2936 | 27.4657 | 0.0029917 | 0.0029163 | FALSE | FALSE | 0.00090467 | FALSE | 0.00090467 | FALSE | FALSE | 18.9705 | FALSE | 18.9705 | 27.4657
2017-01-15 16:00 | 9618.9691 | 27.6725 | 9591.2966 | 9403.2219 | 188.0747 | 0.020001 | FALSE | FALSE | 0.025314 | FALSE | 0.025314 | FALSE | FALSE | -54.7212 | FALSE | -54.7212 | 188.0747 | 27.6725 | 0.0029429 | 0.0028686 | FALSE | FALSE | 0.00090467 | FALSE | 0.00090467 | FALSE | FALSE | 18.9705 | FALSE | 18.9705 | 27.6725
2017-01-15 17:00 | 10163.4568 | 28.1651 | 10135.2917 | 9933.4462 | 201.8455 | 0.02032 | FALSE | FALSE | 0.025314 | FALSE | 0.025314 | FALSE | FALSE | -54.7212 | FALSE | -54.7212 | 201.8455 | 28.1651 | 0.0028354 | 0.0027636 | FALSE | FALSE | 0.00090467 | FALSE | 0.00090467 | FALSE | FALSE | 18.9705 | FALSE | 18.9705 | 28.1651
2017-01-15 18:00 | 10680.1812 | 28.6325 | 10651.5487 | 10436.6346 | 214.9141 | 0.020592 | FALSE | FALSE | 0.025314 | FALSE | 0.025314 | FALSE | FALSE | -54.7212 | FALSE | -54.7212 | 214.9141 | 28.6325 | 0.0027435 | 0.0026737 | FALSE | FALSE | 0.00090467 | FALSE | 0.00090467 | FALSE | FALSE | 18.9705 | FALSE | 18.9705 | 28.6325
2017-01-15 19:00 | 10505.2065 | 28.4742 | 10476.7322 | 10266.2435 | 210.4888 | 0.020503 | FALSE | FALSE | 0.025314 | FALSE | 0.025314 | FALSE | FALSE | -54.7212 | FALSE | -54.7212 | 210.4888 | 28.4742 | 0.0027736 | 0.0027032 | FALSE | FALSE | 0.00090467 | FALSE | 0.00090467 | FALSE | FALSE | 18.9705 | FALSE | 18.9705 | 28.4742
2017-01-15 20:00 | 10349.9595 | 28.3338 | 10321.6257 | 10115.0634 | 206.5624 | 0.020421 | FALSE | FALSE | 0.025314 | FALSE | 0.025314 | FALSE | FALSE | -54.7212 | FALSE | -54.7212 | 206.5624 | 28.3338 | 0.0028011 | 0.0027301 | FALSE | FALSE | 0.00090467 | FALSE | 0.00090467 | FALSE | FALSE | 18.9705 | FALSE | 18.9705 | 28.3338
2017-01-15 21:00 | 10010.7025 | 28.0269 | 9982.6756 | 9784.6935 | 197.9821 | 0.020234 | FALSE | FALSE | 0.025314 | FALSE | 0.025314 | FALSE | FALSE | -54.7212 | FALSE | -54.7212 | 197.9821 | 28.0269 | 0.0028644 | 0.0027919 | FALSE | FALSE | 0.00090467 | FALSE | 0.00090467 | FALSE | FALSE | 18.9705 | FALSE | 18.9705 | 28.0269
2017-01-15 22:00 | 9557.3782 | 27.6168 | 9529.7614 | 9343.2445 | 186.517 | 0.019963 | FALSE | FALSE | 0.025314 | FALSE | 0.025314 | FALSE | FALSE | -54.7212 | FALSE | -54.7212 | 186.517 | 27.6168 | 0.0029558 | 0.0028813 | FALSE | FALSE | 0.00090467 | FALSE | 0.00090467 | FALSE | FALSE | 18.9705 | FALSE | 18.9705 | 27.6168
2017-01-15 23:00 | 9075.4187 | 27.1847 | 9048.234 | 8873.9065 | 174.3275 | 0.019645 | FALSE | FALSE | 0.025314 | FALSE | 0.025314 | FALSE | FALSE | -54.7212 | FALSE | -54.7212 | 174.3275 | 27.1847 | 0.0030634 | 0.0029865 | FALSE | FALSE | FALSE | 0.00087361 | 0.00087361 | FALSE | FALSE | FALSE | 19.2563 | 19.2563 | 27.1847
2017-01-16 | 8683.527 | 26.8423 | 8656.6846 | 8491.3331 | 165.3515 | 0.019473 | FALSE | FALSE | FALSE | 0.022796 | 0.022796 | FALSE | FALSE | FALSE | -31.9845 | -31.9845 | 165.3515 | 26.8423 | 0.0031611 | 0.0030817 | FALSE | FALSE | FALSE | 0.00087361 | 0.00087361 | FALSE | FALSE | FALSE | 19.2563 | 19.2563 | 26.8423
2017-01-16 01:00 | 8438.4594 | 26.6282 | 8411.8312 | 8252.0613 | 159.7699 | 0.019361 | FALSE | FALSE | FALSE | 0.022796 | 0.022796 | FALSE | FALSE | FALSE | -31.9845 | -31.9845 | 159.7699 | 26.6282 | 0.0032269 | 0.0031457 | FALSE | FALSE | FALSE | 0.00087361 | 0.00087361 | FALSE | FALSE | FALSE | 19.2563 | 19.2563 | 26.6282
2017-01-16 02:00 | 8354.0478 | 26.5545 | 8327.4933 | 8169.646 | 157.8473 | 0.019321 | FALSE | FALSE | FALSE | 0.022796 | 0.022796 | FALSE | FALSE | FALSE | -31.9845 | -31.9845 | 157.8473 | 26.5545 | 0.0032504 | 0.0031686 | FALSE | FALSE | FALSE | 0.00087361 | 0.00087361 | FALSE | FALSE | FALSE | 19.2563 | 19.2563 | 26.5545
2017-01-16 03:00 | 8407.7419 | 26.6014 | 8381.1405 | 8222.0702 | 159.0703 | 0.019347 | FALSE | FALSE | FALSE | 0.022796 | 0.022796 | FALSE | FALSE | FALSE | -31.9845 | -31.9845 | 159.0703 | 26.6014 | 0.0032354 | 0.0031539 | FALSE | FALSE | FALSE | 0.00087361 | 0.00087361 | FALSE | FALSE | FALSE | 19.2563 | 19.2563 | 26.6014
2017-01-16 04:00 | 8688.3441 | 26.8465 | 8661.4976 | 8496.0364 | 165.4612 | 0.019475 | FALSE | FALSE | FALSE | 0.022796 | 0.022796 | FALSE | FALSE | FALSE | -31.9845 | -31.9845 | 165.4612 | 26.8465 | 0.0031599 | 0.0030804 | FALSE | FALSE | FALSE | 0.00087361 | 0.00087361 | FALSE | FALSE | FALSE | 19.2563 | 19.2563 | 26.8465
2017-01-16 05:00 | 9315.1343 | 27.3976 | 9287.7367 | 9107.3464 | 180.3903 | 0.019807 | FALSE | FALSE | 0.025314 | FALSE | 0.025314 | FALSE | FALSE | -54.7212 | FALSE | -54.7212 | 180.3903 | 27.3976 | 0.0030083 | 0.0029326 | FALSE | FALSE | 0.00090467 | FALSE | 0.00090467 | FALSE | FALSE | 18.9705 | FALSE | 18.9705 | 27.3976
2017-01-16 06:00 | 10258.8094 | 28.2513 | 10230.5581 | 10026.301 | 204.2571 | 0.020372 | FALSE | FALSE | 0.025314 | FALSE | 0.025314 | FALSE | FALSE | -54.7212 | FALSE | -54.7212 | 204.2571 | 28.2513 | 0.0028177 | 0.0027463 | FALSE | FALSE | 0.00090467 | FALSE | 0.00090467 | FALSE | FALSE | 18.9705 | FALSE | 18.9705 | 28.2513
2017-01-16 07:00 | 11016.8678 | 28.9371 | 10987.9306 | 10764.5013 | 223.4293 | 0.020756 | FALSE | FALSE | 0.025314 | FALSE | 0.025314 | FALSE | FALSE | -54.7212 | FALSE | -54.7212 | 223.4293 | 28.9371 | 0.0026882 | 0.0026197 | FALSE | FALSE | 0.00090467 | FALSE | 0.00090467 | FALSE | FALSE | 18.9705 | FALSE | 18.9705 | 28.9371
2017-01-16 08:00 | 11333.6698 | 29.2237 | 11304.4461 | 11073.0044 | 231.4417 | 0.020901 | FALSE | FALSE | 0.025314 | FALSE | 0.025314 | FALSE | FALSE | -54.7212 | FALSE | -54.7212 | 231.4417 | 29.2237 | 0.0026392 | 0.0025719 | FALSE | FALSE | 0.00090467 | FALSE | 0.00090467 | FALSE | FALSE | 18.9705 | FALSE | 18.9705 | 29.2237
2017-01-16 09:00 | 11678.541 | 29.5357 | 11649.0053 | 11408.8413 | 240.1639 | 0.021051 | FALSE | FALSE | 0.025314 | FALSE | 0.025314 | FALSE | FALSE | -54.7212 | FALSE | -54.7212 | 240.1639 | 29.5357 | 0.0025888 | 0.0025227 | FALSE | FALSE | 0.00090467 | FALSE | 0.00090467 | FALSE | FALSE | 18.9705 | FALSE | 18.9705 | 29.5357
2017-01-16 10:00 | 11880.9386 | 29.7188 | 11851.2198 | 11605.937 | 245.2828 | 0.021134 | FALSE | FALSE | 0.025314 | FALSE | 0.025314 | FALSE | FALSE | -54.7212 | FALSE | -54.7212 | 245.2828 | 29.7188 | 0.0025607 | 0.0024951 | FALSE | FALSE | 0.00090467 | FALSE | 0.00090467 | FALSE | FALSE | 18.9705 | FALSE | 18.9705 | 29.7188
2017-01-16 11:00 | 11827.726 | 29.6707 | 11798.0553 | 11554.1183 | 243.937 | 0.021113 | FALSE | FALSE | 0.025314 | FALSE | 0.025314 | FALSE | FALSE | -54.7212 | FALSE | -54.7212 | 243.937 | 29.6707 | 0.002568 | 0.0025023 | FALSE | FALSE | 0.00090467 | FALSE | 0.00090467 | FALSE | FALSE | 18.9705 | FALSE | 18.9705 | 29.6707
2017-01-16 12:00 | 11696.5108 | 29.552 | 11666.9588 | 11426.3404 | 240.6184 | 0.021058 | FALSE | FALSE | 0.025314 | FALSE | 0.025314 | FALSE | FALSE | -54.7212 | FALSE | -54.7212 | 240.6184 | 29.552 | 0.0025863 | 0.0025202 | FALSE | FALSE | 0.00090467 | FALSE | 0.00090467 | FALSE | FALSE | 18.9705 | FALSE | 18.9705 | 29.552
2017-01-16 13:00 | 11591.0774 | 29.4566 | 11561.6208 | 11323.6689 | 237.9518 | 0.021014 | FALSE | FALSE | 0.025314 | FALSE | 0.025314 | FALSE | FALSE | -54.7212 | FALSE | -54.7212 | 237.9518 | 29.4566 | 0.0026013 | 0.0025349 | FALSE | FALSE | 0.00090467 | FALSE | 0.00090467 | FALSE | FALSE | 18.9705 | FALSE | 18.9705 | 29.4566
2017-01-16 14:00 | 11422.0196 | 29.3037 | 11392.7159 | 11159.0398 | 233.6762 | 0.020941 | FALSE | FALSE | 0.025314 | FALSE | 0.025314 | FALSE | FALSE | -54.7212 | FALSE | -54.7212 | 233.6762 | 29.3037 | 0.002626 | 0.002559 | FALSE | FALSE | 0.00090467 | FALSE | 0.00090467 | FALSE | FALSE | 18.9705 | FALSE | 18.9705 | 29.3037
2017-01-16 15:00 | 11312.2411 | 29.2043 | 11283.0368 | 11052.1371 | 230.8997 | 0.020892 | FALSE | FALSE | 0.025314 | FALSE | 0.025314 | FALSE | FALSE | -54.7212 | FALSE | -54.7212 | 230.8997 | 29.2043 | 0.0026424 | 0.002575 | FALSE | FALSE | 0.00090467 | FALSE | 0.00090467 | FALSE | FALSE | 18.9705 | FALSE | 18.9705 | 29.2043
2017-01-16 16:00 | 11465.9503 | 29.3434 | 11436.6069 | 11201.8196 | 234.7872 | 0.02096 | FALSE | FALSE | 0.025314 | FALSE | 0.025314 | FALSE | FALSE | -54.7212 | FALSE | -54.7212 | 234.7872 | 29.3434 | 0.0026195 | 0.0025526 | FALSE | FALSE | 0.00090467 | FALSE | 0.00090467 | FALSE | FALSE | 18.9705 | FALSE | 18.9705 | 29.3434
2017-01-16 17:00 | 12115.9428 | 29.9314 | 12086.0114 | 11834.785 | 251.2264 | 0.021228 | FALSE | FALSE | 0.025314 | FALSE | 0.025314 | FALSE | FALSE | -54.7212 | FALSE | -54.7212 | 251.2264 | 29.9314 | 0.0025291 | 0.0024643 | FALSE | FALSE | 0.00090467 | FALSE | 0.00090467 | FALSE | FALSE | 18.9705 | FALSE | 18.9705 | 29.9314
2017-01-16 18:00 | 12676.061 | 30.4381 | 12645.6229 | 12380.2304 | 265.3925 | 0.021437 | FALSE | FALSE | 0.025314 | FALSE | 0.025314 | FALSE | FALSE | -54.7212 | FALSE | -54.7212 | 265.3925 | 30.4381 | 0.0024586 | 0.0023955 | FALSE | FALSE | 0.00090467 | FALSE | 0.00090467 | FALSE | FALSE | 18.9705 | FALSE | 18.9705 | 30.4381
2017-01-16 19:00 | 12546.5362 | 30.321 | 12516.2153 | 12254.0986 | 262.1166 | 0.02139 | FALSE | FALSE | 0.025314 | FALSE | 0.025314 | FALSE | FALSE | -54.7212 | FALSE | -54.7212 | 262.1166 | 30.321 | 0.0024744 | 0.0024109 | FALSE | FALSE | 0.00090467 | FALSE | 0.00090467 | FALSE | FALSE | 18.9705 | FALSE | 18.9705 | 30.321
2017-01-16 20:00 | 12240.007 | 30.0437 | 12209.9634 | 11955.5993 | 254.3641 | 0.021276 | FALSE | FALSE | 0.025314 | FALSE | 0.025314 | FALSE | FALSE | -54.7212 | FALSE | -54.7212 | 254.3641 | 30.0437 | 0.0025129 | 0.0024485 | FALSE | FALSE | 0.00090467 | FALSE | 0.00090467 | FALSE | FALSE | 18.9705 | FALSE | 18.9705 | 30.0437
2017-01-16 21:00 | 11657.3199 | 29.5165 | 11627.8034 | 11388.1761 | 239.6272 | 0.021042 | FALSE | FALSE | 0.025314 | FALSE | 0.025314 | FALSE | FALSE | -54.7212 | FALSE | -54.7212 | 239.6272 | 29.5165 | 0.0025919 | 0.0025256 | FALSE | FALSE | 0.00090467 | FALSE | 0.00090467 | FALSE | FALSE | 18.9705 | FALSE | 18.9705 | 29.5165
2017-01-16 22:00 | 10856.6083 | 28.7921 | 10827.8162 | 10608.44 | 219.3762 | 0.020679 | FALSE | FALSE | 0.025314 | FALSE | 0.025314 | FALSE | FALSE | -54.7212 | FALSE | -54.7212 | 219.3762 | 28.7921 | 0.0027141 | 0.002645 | FALSE | FALSE | 0.00090467 | FALSE | 0.00090467 | FALSE | FALSE | 18.9705 | FALSE | 18.9705 | 28.7921
2017-01-16 23:00 | 10095.7078 | 28.1038 | 10067.6041 | 9867.472 | 200.132 | 0.020282 | FALSE | FALSE | 0.025314 | FALSE | 0.025314 | FALSE | FALSE | -54.7212 | FALSE | -54.7212 | 200.132 | 28.1038 | 0.0028481 | 0.002776 | FALSE | FALSE | 0.00090467 | FALSE | 0.00090467 | FALSE | FALSE | 18.9705 | FALSE | 18.9705 | 28.1038
2017-01-17 | 9592.1136 | 27.6482 | 9564.4654 | 9377.0699 | 187.3955 | 0.019984 | FALSE | FALSE | 0.025314 | FALSE | 0.025314 | FALSE | FALSE | -54.7212 | FALSE | -54.7212 | 187.3955 | 27.6482 | 0.0029485 | 0.0028741 | FALSE | FALSE | 0.00090467 | FALSE | 0.00090467 | FALSE | FALSE | 18.9705 | FALSE | 18.9705 | 27.6482
2017-01-17 01:00 | 9312.3705 | 27.3951 | 9284.9753 | 9104.6549 | 180.3204 | 0.019805 | FALSE | FALSE | 0.025314 | FALSE | 0.025314 | FALSE | FALSE | -54.7212 | FALSE | -54.7212 | 180.3204 | 27.3951 | 0.0030089 | 0.0029332 | FALSE | FALSE | 0.00090467 | FALSE | 0.00090467 | FALSE | FALSE | 18.9705 | FALSE | 18.9705 | 27.3951
2017-01-17 02:00 | 9175.4203 | 27.272 | 9148.1483 | 8971.2915 | 176.8568 | 0.019714 | FALSE | FALSE | 0.025314 | FALSE | 0.025314 | FALSE | FALSE | -54.7212 | FALSE | -54.7212 | 176.8568 | 27.272 | 0.0030399 | 0.0029635 | FALSE | FALSE | FALSE | 0.00087361 | 0.00087361 | FALSE | FALSE | FALSE | 19.2563 | 19.2563 | 27.272
2017-01-17 03:00 | 9167.5031 | 27.2651 | 9140.238 | 8963.5815 | 176.6565 | 0.019708 | FALSE | FALSE | 0.025314 | FALSE | 0.025314 | FALSE | FALSE | -54.7212 | FALSE | -54.7212 | 176.6565 | 27.2651 | 0.0030418 | 0.0029653 | FALSE | FALSE | FALSE | 0.00087361 | 0.00087361 | FALSE | FALSE | FALSE | 19.2563 | 19.2563 | 27.2651
2017-01-17 04:00 | 9403.8719 | 27.4779 | 9376.3941 | 9193.7594 | 182.6346 | 0.019865 | FALSE | FALSE | 0.025314 | FALSE | 0.025314 | FALSE | FALSE | -54.7212 | FALSE | -54.7212 | 182.6346 | 27.4779 | 0.0029888 | 0.0029135 | FALSE | FALSE | 0.00090467 | FALSE | 0.00090467 | FALSE | FALSE | 18.9705 | FALSE | 18.9705 | 27.4779
2017-01-17 05:00 | 10150.7154 | 28.1535 | 10122.5619 | 9921.0386 | 201.5232 | 0.020313 | FALSE | FALSE | 0.025314 | FALSE | 0.025314 | FALSE | FALSE | -54.7212 | FALSE | -54.7212 | 201.5232 | 28.1535 | 0.0028378 | 0.0027659 | FALSE | FALSE | 0.00090467 | FALSE | 0.00090467 | FALSE | FALSE | 18.9705 | FALSE | 18.9705 | 28.1535
2017-01-17 06:00 | 11539.5726 | 29.41 | 11510.1626 | 11273.5133 | 236.6492 | 0.020992 | FALSE | FALSE | 0.025314 | FALSE | 0.025314 | FALSE | FALSE | -54.7212 | FALSE | -54.7212 | 236.6492 | 29.41 | 0.0026088 | 0.0025421 | FALSE | FALSE | 0.00090467 | FALSE | 0.00090467 | FALSE | FALSE | 18.9705 | FALSE | 18.9705 | 29.41
2017-01-17 07:00 | 12206.25 | 30.0131 | 12176.2369 | 11922.7265 | 253.5104 | 0.021263 | FALSE | FALSE | 0.025314 | FALSE | 0.025314 | FALSE | FALSE | -54.7212 | FALSE | -54.7212 | 253.5104 | 30.0131 | 0.0025173 | 0.0024528 | FALSE | FALSE | 0.00090467 | FALSE | 0.00090467 | FALSE | FALSE | 18.9705 | FALSE | 18.9705 | 30.0131
2017-01-17 08:00 | 12015.575 | 29.8406 | 11985.7344 | 11737.0465 | 248.6879 | 0.021188 | FALSE | FALSE | 0.025314 | FALSE | 0.025314 | FALSE | FALSE | -54.7212 | FALSE | -54.7212 | 248.6879 | 29.8406 | 0.0025424 | 0.0024773 | FALSE | FALSE | 0.00090467 | FALSE | 0.00090467 | FALSE | FALSE | 18.9705 | FALSE | 18.9705 | 29.8406
2017-01-17 09:00 | 11909.8348 | 29.745 | 11880.0899 | 11634.0762 | 246.0136 | 0.021146 | FALSE | FALSE | 0.025314 | FALSE | 0.025314 | FALSE | FALSE | -54.7212 | FALSE | -54.7212 | 246.0136 | 29.745 | 0.0025567 | 0.0024913 | FALSE | FALSE | 0.00090467 | FALSE | 0.00090467 | FALSE | FALSE | 18.9705 | FALSE | 18.9705 | 29.745
2017-01-17 10:00 | 11893.9722 | 29.7306 | 11864.2416 | 11618.6292 | 245.6124 | 0.02114 | FALSE | FALSE | 0.025314 | FALSE | 0.025314 | FALSE | FALSE | -54.7212 | FALSE | -54.7212 | 245.6124 | 29.7306 | 0.0025589 | 0.0024934 | FALSE | FALSE | 0.00090467 | FALSE | 0.00090467 | FALSE | FALSE | 18.9705 | FALSE | 18.9705 | 29.7306
2017-01-17 11:00 | 11731.9464 | 29.584 | 11702.3624 | 11460.8478 | 241.5146 | 0.021073 | FALSE | FALSE | 0.025314 | FALSE | 0.025314 | FALSE | FALSE | -54.7212 | FALSE | -54.7212 | 241.5146 | 29.584 | 0.0025813 | 0.0025153 | FALSE | FALSE | 0.00090467 | FALSE | 0.00090467 | FALSE | FALSE | 18.9705 | FALSE | 18.9705 | 29.584
2017-01-17 12:00 | 11503.3812 | 29.3773 | 11474.0039 | 11238.27 | 235.7339 | 0.020976 | FALSE | FALSE | 0.025314 | FALSE | 0.025314 | FALSE | FALSE | -54.7212 | FALSE | -54.7212 | 235.7339 | 29.3773 | 0.002614 | 0.0025473 | FALSE | FALSE | 0.00090467 | FALSE | 0.00090467 | FALSE | FALSE | 18.9705 | FALSE | 18.9705 | 29.3773
2017-01-17 13:00 | 11402.805 | 29.2863 | 11373.5187 | 11140.3285 | 233.1902 | 0.020932 | FALSE | FALSE | 0.025314 | FALSE | 0.025314 | FALSE | FALSE | -54.7212 | FALSE | -54.7212 | 233.1902 | 29.2863 | 0.0026289 | 0.0025618 | FALSE | FALSE | 0.00090467 | FALSE | 0.00090467 | FALSE | FALSE | 18.9705 | FALSE | 18.9705 | 29.2863
2017-01-17 14:00 | 11207.0693 | 29.1092 | 11177.9601 | 10949.7203 | 228.2398 | 0.020844 | FALSE | FALSE | 0.025314 | FALSE | 0.025314 | FALSE | FALSE | -54.7212 | FALSE | -54.7212 | 228.2398 | 29.1092 | 0.0026584 | 0.0025907 | FALSE | FALSE | 0.00090467 | FALSE | 0.00090467 | FALSE | FALSE | 18.9705 | FALSE | 18.9705 | 29.1092
2017-01-17 15:00 | 11187.0728 | 29.0911 | 11157.9817 | 10930.2476 | 227.7341 | 0.020835 | FALSE | FALSE | 0.025314 | FALSE | 0.025314 | FALSE | FALSE | -54.7212 | FALSE | -54.7212 | 227.7341 | 29.0911 | 0.0026615 | 0.0025937 | FALSE | FALSE | 0.00090467 | FALSE | 0.00090467 | FALSE | FALSE | 18.9705 | FALSE | 18.9705 | 29.0911
2017-01-17 16:00 | 11300.2745 | 29.1935 | 11271.081 | 11040.484 | 230.5971 | 0.020887 | FALSE | FALSE | 0.025314 | FALSE | 0.025314 | FALSE | FALSE | -54.7212 | FALSE | -54.7212 | 230.5971 | 29.1935 | 0.0026442 | 0.0025768 | FALSE | FALSE | 0.00090467 | FALSE | 0.00090467 | FALSE | FALSE | 18.9705 | FALSE | 18.9705 | 29.1935
2017-01-17 17:00 | 11836.9752 | 29.6791 | 11807.2962 | 11563.1252 | 244.1709 | 0.021116 | FALSE | FALSE | 0.025314 | FALSE | 0.025314 | FALSE | FALSE | -54.7212 | FALSE | -54.7212 | 244.1709 | 29.6791 | 0.0025667 | 0.002501 | FALSE | FALSE | 0.00090467 | FALSE | 0.00090467 | FALSE | FALSE | 18.9705 | FALSE | 18.9705 | 29.6791
2017-01-17 18:00 | 12367.4881 | 30.159 | 12337.3291 | 12079.7408 | 257.5883 | 0.021324 | FALSE | FALSE | 0.025314 | FALSE | 0.025314 | FALSE | FALSE | -54.7212 | FALSE | -54.7212 | 257.5883 | 30.159 | 0.0024967 | 0.0024326 | FALSE | FALSE | 0.00090467 | FALSE | 0.00090467 | FALSE | FALSE | 18.9705 | FALSE | 18.9705 | 30.159
2017-01-17 19:00 | 12216.3548 | 30.0223 | 12186.3325 | 11932.5666 | 253.7659 | 0.021267 | FALSE | FALSE | 0.025314 | FALSE | 0.025314 | FALSE | FALSE | -54.7212 | FALSE | -54.7212 | 253.7659 | 30.0223 | 0.002516 | 0.0024515 | FALSE | FALSE | 0.00090467 | FALSE | 0.00090467 | FALSE | FALSE | 18.9705 | FALSE | 18.9705 | 30.0223
2017-01-17 20:00 | 11920.7892 | 29.7549 | 11891.0343 | 11644.7437 | 246.2907 | 0.02115 | FALSE | FALSE | 0.025314 | FALSE | 0.025314 | FALSE | FALSE | -54.7212 | FALSE | -54.7212 | 246.2907 | 29.7549 | 0.0025552 | 0.0024898 | FALSE | FALSE | 0.00090467 | FALSE | 0.00090467 | FALSE | FALSE | 18.9705 | FALSE | 18.9705 | 29.7549
2017-01-17 21:00 | 11288.7276 | 29.1831 | 11259.5445 | 11029.2395 | 230.305 | 0.020881 | FALSE | FALSE | 0.025314 | FALSE | 0.025314 | FALSE | FALSE | -54.7212 | FALSE | -54.7212 | 230.305 | 29.1831 | 0.002646 | 0.0025785 | FALSE | FALSE | 0.00090467 | FALSE | 0.00090467 | FALSE | FALSE | 18.9705 | FALSE | 18.9705 | 29.1831
2017-01-17 22:00 | 10468.3035 | 28.4409 | 10439.8626 | 10230.3072 | 209.5554 | 0.020484 | FALSE | FALSE | 0.025314 | FALSE | 0.025314 | FALSE | FALSE | -54.7212 | FALSE | -54.7212 | 209.5554 | 28.4409 | 0.0027801 | 0.0027095 | FALSE | FALSE | 0.00090467 | FALSE | 0.00090467 | FALSE | FALSE | 18.9705 | FALSE | 18.9705 | 28.4409
2017-01-17 23:00 | 9723.1213 | 27.7667 | 9695.3546 | 9504.6458 | 190.7088 | 0.020065 | FALSE | FALSE | 0.025314 | FALSE | 0.025314 | FALSE | FALSE | -54.7212 | FALSE | -54.7212 | 190.7088 | 27.7667 | 0.0029214 | 0.0028476 | FALSE | FALSE | 0.00090467 | FALSE | 0.00090467 | FALSE | FALSE | 18.9705 | FALSE | 18.9705 | 27.7667
2017-01-18 | 9175.4114 | 27.272 | 9148.1394 | 8971.2828 | 176.8565 | 0.019714 | FALSE | FALSE | 0.025314 | FALSE | 0.025314 | FALSE | FALSE | -54.7212 | FALSE | -54.7212 | 176.8565 | 27.272 | 0.0030399 | 0.0029635 | FALSE | FALSE | FALSE | 0.00087361 | 0.00087361 | FALSE | FALSE | FALSE | 19.2563 | 19.2563 | 27.272
2017-01-18 01:00 | 8851.5329 | 26.9891 | 8824.5438 | 8655.3659 | 169.178 | 0.019546 | FALSE | FALSE | FALSE | 0.022796 | 0.022796 | FALSE | FALSE | FALSE | -31.9845 | -31.9845 | 169.178 | 26.9891 | 0.0031182 | 0.0030398 | FALSE | FALSE | FALSE | 0.00087361 | 0.00087361 | FALSE | FALSE | FALSE | 19.2563 | 19.2563 | 26.9891
2017-01-18 02:00 | 8705.9477 | 26.8619 | 8679.0858 | 8513.2237 | 165.8621 | 0.019483 | FALSE | FALSE | FALSE | 0.022796 | 0.022796 | FALSE | FALSE | FALSE | -31.9845 | -31.9845 | 165.8621 | 26.8619 | 0.0031553 | 0.003076 | FALSE | FALSE | FALSE | 0.00087361 | 0.00087361 | FALSE | FALSE | FALSE | 19.2563 | 19.2563 | 26.8619
2017-01-18 03:00 | 8654.1927 | 26.8167 | 8627.376 | 8462.6926 | 164.6834 | 0.01946 | FALSE | FALSE | FALSE | 0.022796 | 0.022796 | FALSE | FALSE | FALSE | -31.9845 | -31.9845 | 164.6834 | 26.8167 | 0.0031688 | 0.0030891 | FALSE | FALSE | FALSE | 0.00087361 | 0.00087361 | FALSE | FALSE | FALSE | 19.2563 | 19.2563 | 26.8167
2017-01-18 04:00 | 8820.8477 | 26.9623 | 8793.8854 | 8625.4063 | 168.4791 | 0.019533 | FALSE | FALSE | FALSE | 0.022796 | 0.022796 | FALSE | FALSE | FALSE | -31.9845 | -31.9845 | 168.4791 | 26.9623 | 0.0031259 | 0.0030473 | FALSE | FALSE | FALSE | 0.00087361 | 0.00087361 | FALSE | FALSE | FALSE | 19.2563 | 19.2563 | 26.9623
2017-01-18 05:00 | 9498.1895 | 27.5632 | 9470.6263 | 9285.6063 | 185.02 | 0.019925 | FALSE | FALSE | 0.025314 | FALSE | 0.025314 | FALSE | FALSE | -54.7212 | FALSE | -54.7212 | 185.02 | 27.5632 | 0.0029684 | 0.0028935 | FALSE | FALSE | 0.00090467 | FALSE | 0.00090467 | FALSE | FALSE | 18.9705 | FALSE | 18.9705 | 27.5632
2017-01-18 06:00 | 10788.0222 | 28.7301 | 10759.2921 | 10541.6505 | 217.6415 | 0.020646 | FALSE | FALSE | 0.025314 | FALSE | 0.025314 | FALSE | FALSE | -54.7212 | FALSE | -54.7212 | 217.6415 | 28.7301 | 0.0027254 | 0.0026561 | FALSE | FALSE | 0.00090467 | FALSE | 0.00090467 | FALSE | FALSE | 18.9705 | FALSE | 18.9705 | 28.7301
2017-01-18 07:00 | 11440.451 | 29.3203 | 11411.1307 | 11176.9884 | 234.1423 | 0.020949 | FALSE | FALSE | 0.025314 | FALSE | 0.025314 | FALSE | FALSE | -54.7212 | FALSE | -54.7212 | 234.1423 | 29.3203 | 0.0026233 | 0.0025563 | FALSE | FALSE | 0.00090467 | FALSE | 0.00090467 | FALSE | FALSE | 18.9705 | FALSE | 18.9705 | 29.3203
2017-01-18 08:00 | 11221.3924 | 29.1222 | 11192.2703 | 10963.6682 | 228.602 | 0.020851 | FALSE | FALSE | 0.025314 | FALSE | 0.025314 | FALSE | FALSE | -54.7212 | FALSE | -54.7212 | 228.602 | 29.1222 | 0.0026562 | 0.0025885 | FALSE | FALSE | 0.00090467 | FALSE | 0.00090467 | FALSE | FALSE | 18.9705 | FALSE | 18.9705 | 29.1222
2017-01-18 09:00 | 10973.4337 | 28.8978 | 10944.5358 | 10722.205 | 222.3308 | 0.020736 | FALSE | FALSE | 0.025314 | FALSE | 0.025314 | FALSE | FALSE | -54.7212 | FALSE | -54.7212 | 222.3308 | 28.8978 | 0.0026951 | 0.0026265 | FALSE | FALSE | 0.00090467 | FALSE | 0.00090467 | FALSE | FALSE | 18.9705 | FALSE | 18.9705 | 28.8978
2017-01-18 10:00 | 10807.9005 | 28.7481 | 10779.1524 | 10561.0081 | 218.1443 | 0.020656 | FALSE | FALSE | 0.025314 | FALSE | 0.025314 | FALSE | FALSE | -54.7212 | FALSE | -54.7212 | 218.1443 | 28.7481 | 0.0027221 | 0.0026529 | FALSE | FALSE | 0.00090467 | FALSE | 0.00090467 | FALSE | FALSE | 18.9705 | FALSE | 18.9705 | 28.7481
2017-01-18 11:00 | 10725.7291 | 28.6737 | 10697.0553 | 10480.9893 | 216.0661 | 0.020615 | FALSE | FALSE | 0.025314 | FALSE | 0.025314 | FALSE | FALSE | -54.7212 | FALSE | -54.7212 | 216.0661 | 28.6737 | 0.0027358 | 0.0026662 | FALSE | FALSE | 0.00090467 | FALSE | 0.00090467 | FALSE | FALSE | 18.9705 | FALSE | 18.9705 | 28.6737
2017-01-18 12:00 | 10627.2471 | 28.5846 | 10598.6625 | 10385.0871 | 213.5753 | 0.020566 | FALSE | FALSE | 0.025314 | FALSE | 0.025314 | FALSE | FALSE | -54.7212 | FALSE | -54.7212 | 213.5753 | 28.5846 | 0.0027525 | 0.0026825 | FALSE | FALSE | 0.00090467 | FALSE | 0.00090467 | FALSE | FALSE | 18.9705 | FALSE | 18.9705 | 28.5846
2017-01-18 13:00 | 10663.5251 | 28.6175 | 10634.9076 | 10420.4148 | 214.4929 | 0.020584 | FALSE | FALSE | 0.025314 | FALSE | 0.025314 | FALSE | FALSE | -54.7212 | FALSE | -54.7212 | 214.4929 | 28.6175 | 0.0027463 | 0.0026765 | FALSE | FALSE | 0.00090467 | FALSE | 0.00090467 | FALSE | FALSE | 18.9705 | FALSE | 18.9705 | 28.6175
2017-01-18 14:00 | 10629.86 | 28.587 | 10601.273 | 10387.6316 | 213.6414 | 0.020567 | FALSE | FALSE | 0.025314 | FALSE | 0.025314 | FALSE | FALSE | -54.7212 | FALSE | -54.7212 | 213.6414 | 28.587 | 0.002752 | 0.0026821 | FALSE | FALSE | 0.00090467 | FALSE | 0.00090467 | FALSE | FALSE | 18.9705 | FALSE | 18.9705 | 28.587
2017-01-18 15:00 | 10640.3339 | 28.5965 | 10611.7375 | 10397.8311 | 213.9063 | 0.020572 | FALSE | FALSE | 0.025314 | FALSE | 0.025314 | FALSE | FALSE | -54.7212 | FALSE | -54.7212 | 213.9063 | 28.5965 | 0.0027502 | 0.0026804 | FALSE | FALSE | 0.00090467 | FALSE | 0.00090467 | FALSE | FALSE | 18.9705 | FALSE | 18.9705 | 28.5965
2017-01-18 16:00 | 10736.537 | 28.6835 | 10707.8535 | 10491.5141 | 216.3394 | 0.02062 | FALSE | FALSE | 0.025314 | FALSE | 0.025314 | FALSE | FALSE | -54.7212 | FALSE | -54.7212 | 216.3394 | 28.6835 | 0.002734 | 0.0026645 | FALSE | FALSE | 0.00090467 | FALSE | 0.00090467 | FALSE | FALSE | 18.9705 | FALSE | 18.9705 | 28.6835
2017-01-18 17:00 | 11129.157 | 29.0387 | 11100.1183 | 10873.849 | 226.2693 | 0.020809 | FALSE | FALSE | 0.025314 | FALSE | 0.025314 | FALSE | FALSE | -54.7212 | FALSE | -54.7212 | 226.2693 | 29.0387 | 0.0026705 | 0.0026025 | FALSE | FALSE | 0.00090467 | FALSE | 0.00090467 | FALSE | FALSE | 18.9705 | FALSE | 18.9705 | 29.0387
2017-01-18 18:00 | 11811.0853 | 29.6556 | 11781.4296 | 11537.9135 | 243.5161 | 0.021106 | FALSE | FALSE | 0.025314 | FALSE | 0.025314 | FALSE | FALSE | -54.7212 | FALSE | -54.7212 | 243.5161 | 29.6556 | 0.0025703 | 0.0025045 | FALSE | FALSE | 0.00090467 | FALSE | 0.00090467 | FALSE | FALSE | 18.9705 | FALSE | 18.9705 | 29.6556
2017-01-18 19:00 | 11761.0456 | 29.6104 | 11731.4353 | 11489.1847 | 242.2506 | 0.021085 | FALSE | FALSE | 0.025314 | FALSE | 0.025314 | FALSE | FALSE | -54.7212 | FALSE | -54.7212 | 242.2506 | 29.6104 | 0.0025772 | 0.0025113 | FALSE | FALSE | 0.00090467 | FALSE | 0.00090467 | FALSE | FALSE | 18.9705 | FALSE | 18.9705 | 29.6104
2017-01-18 20:00 | 11545.742 | 29.4156 | 11516.3264 | 11279.5212 | 236.8053 | 0.020994 | FALSE | FALSE | 0.025314 | FALSE | 0.025314 | FALSE | FALSE | -54.7212 | FALSE | -54.7212 | 236.8053 | 29.4156 | 0.0026079 | 0.0025413 | FALSE | FALSE | 0.00090467 | FALSE | 0.00090467 | FALSE | FALSE | 18.9705 | FALSE | 18.9705 | 29.4156
2017-01-18 21:00 | 11079.3697 | 28.9937 | 11050.376 | 10825.3659 | 225.0101 | 0.020785 | FALSE | FALSE | 0.025314 | FALSE | 0.025314 | FALSE | FALSE | -54.7212 | FALSE | -54.7212 | 225.0101 | 28.9937 | 0.0026783 | 0.0026101 | FALSE | FALSE | 0.00090467 | FALSE | 0.00090467 | FALSE | FALSE | 18.9705 | FALSE | 18.9705 | 28.9937
2017-01-18 22:00 | 10448.1318 | 28.4226 | 10419.7092 | 10210.6639 | 209.0453 | 0.020473 | FALSE | FALSE | 0.025314 | FALSE | 0.025314 | FALSE | FALSE | -54.7212 | FALSE | -54.7212 | 209.0453 | 28.4226 | 0.0027836 | 0.002713 | FALSE | FALSE | 0.00090467 | FALSE | 0.00090467 | FALSE | FALSE | 18.9705 | FALSE | 18.9705 | 28.4226
2017-01-18 23:00 | 9811.3706 | 27.8465 | 9783.524 | 9590.5833 | 192.9408 | 0.020118 | FALSE | FALSE | 0.025314 | FALSE | 0.025314 | FALSE | FALSE | -54.7212 | FALSE | -54.7212 | 192.9408 | 27.8465 | 0.0029035 | 0.0028302 | FALSE | FALSE | 0.00090467 | FALSE | 0.00090467 | FALSE | FALSE | 18.9705 | FALSE | 18.9705 | 27.8465
2017-01-19 | 9444.8564 | 27.515 | 9417.3414 | 9233.6703 | 183.6712 | 0.019891 | FALSE | FALSE | 0.025314 | FALSE | 0.025314 | FALSE | FALSE | -54.7212 | FALSE | -54.7212 | 183.6712 | 27.515 | 0.0029799 | 0.0029048 | FALSE | FALSE | 0.00090467 | FALSE | 0.00090467 | FALSE | FALSE | 18.9705 | FALSE | 18.9705 | 27.515
2017-01-19 01:00 | 9343.6624 | 27.4234 | 9316.239 | 9135.1271 | 181.1118 | 0.019826 | FALSE | FALSE | 0.025314 | FALSE | 0.025314 | FALSE | FALSE | -54.7212 | FALSE | -54.7212 | 181.1118 | 27.4234 | 0.003002 | 0.0029264 | FALSE | FALSE | 0.00090467 | FALSE | 0.00090467 | FALSE | FALSE | 18.9705 | FALSE | 18.9705 | 27.4234
2017-01-19 02:00 | 9389.8618 | 27.4652 | 9362.3966 | 9180.1164 | 182.2803 | 0.019856 | FALSE | FALSE | 0.025314 | FALSE | 0.025314 | FALSE | FALSE | -54.7212 | FALSE | -54.7212 | 182.2803 | 27.4652 | 0.0029918 | 0.0029165 | FALSE | FALSE | 0.00090467 | FALSE | 0.00090467 | FALSE | FALSE | 18.9705 | FALSE | 18.9705 | 27.4652
2017-01-19 03:00 | 9584.016 | 27.6409 | 9556.3752 | 9369.1845 | 187.1907 | 0.019979 | FALSE | FALSE | 0.025314 | FALSE | 0.025314 | FALSE | FALSE | -54.7212 | FALSE | -54.7212 | 187.1907 | 27.6409 | 0.0029502 | 0.0028758 | FALSE | FALSE | 0.00090467 | FALSE | 0.00090467 | FALSE | FALSE | 18.9705 | FALSE | 18.9705 | 27.6409
2017-01-19 04:00 | 10014.0479 | 28.0299 | 9986.018 | 9787.9512 | 198.0667 | 0.020236 | FALSE | FALSE | 0.025314 | FALSE | 0.025314 | FALSE | FALSE | -54.7212 | FALSE | -54.7212 | 198.0667 | 28.0299 | 0.0028637 | 0.0027912 | FALSE | FALSE | 0.00090467 | FALSE | 0.00090467 | FALSE | FALSE | 18.9705 | FALSE | 18.9705 | 28.0299
2017-01-19 05:00 | 11003.7392 | 28.9252 | 10974.814 | 10751.7167 | 223.0973 | 0.02075 | FALSE | FALSE | 0.025314 | FALSE | 0.025314 | FALSE | FALSE | -54.7212 | FALSE | -54.7212 | 223.0973 | 28.9252 | 0.0026903 | 0.0026218 | FALSE | FALSE | 0.00090467 | FALSE | 0.00090467 | FALSE | FALSE | 18.9705 | FALSE | 18.9705 | 28.9252
2017-01-19 06:00 | 12677.9447 | 30.4399 | 12647.5049 | 12382.0647 | 265.4401 | 0.021437 | FALSE | FALSE | 0.025314 | FALSE | 0.025314 | FALSE | FALSE | -54.7212 | FALSE | -54.7212 | 265.4401 | 30.4399 | 0.0024584 | 0.0023953 | FALSE | FALSE | 0.00090467 | FALSE | 0.00090467 | FALSE | FALSE | 18.9705 | FALSE | 18.9705 | 30.4399
2017-01-19 07:00 | 13447.2512 | 31.1358 | 13416.1154 | 13123.2401 | 292.8753 | 0.022317 | FALSE | 0.058254 | FALSE | FALSE | 0.058254 | FALSE | -488.6612 | FALSE | FALSE | -488.6612 | 292.8753 | 31.1358 | 0.0023726 | 0.0023101 | FALSE | FALSE | 0.00090467 | FALSE | 0.00090467 | FALSE | FALSE | 18.9705 | FALSE | 18.9705 | 31.1358
2017-01-19 08:00 | 13103.3862 | 30.8247 | 13072.5615 | 12796.3614 | 276.2001 | 0.021584 | FALSE | FALSE | 0.025314 | FALSE | 0.025314 | FALSE | FALSE | -54.7212 | FALSE | -54.7212 | 276.2001 | 30.8247 | 0.0024089 | 0.0023469 | FALSE | FALSE | 0.00090467 | FALSE | 0.00090467 | FALSE | FALSE | 18.9705 | FALSE | 18.9705 | 30.8247
2017-01-19 09:00 | 12384.4068 | 30.1743 | 12354.2325 | 12096.2164 | 258.0162 | 0.02133 | FALSE | FALSE | 0.025314 | FALSE | 0.025314 | FALSE | FALSE | -54.7212 | FALSE | -54.7212 | 258.0162 | 30.1743 | 0.0024945 | 0.0024306 | FALSE | FALSE | 0.00090467 | FALSE | 0.00090467 | FALSE | FALSE | 18.9705 | FALSE | 18.9705 | 30.1743
2017-01-19 10:00 | 11720.3264 | 29.5735 | 11690.7529 | 11449.5321 | 241.2207 | 0.021068 | FALSE | FALSE | 0.025314 | FALSE | 0.025314 | FALSE | FALSE | -54.7212 | FALSE | -54.7212 | 241.2207 | 29.5735 | 0.0025829 | 0.0025169 | FALSE | FALSE | 0.00090467 | FALSE | 0.00090467 | FALSE | FALSE | 18.9705 | FALSE | 18.9705 | 29.5735
2017-01-19 11:00 | 11235.7457 | 29.1351 | 11206.6105 | 10977.6455 | 228.9651 | 0.020857 | FALSE | FALSE | 0.025314 | FALSE | 0.025314 | FALSE | FALSE | -54.7212 | FALSE | -54.7212 | 228.9651 | 29.1351 | 0.002654 | 0.0025864 | FALSE | FALSE | 0.00090467 | FALSE | 0.00090467 | FALSE | FALSE | 18.9705 | FALSE | 18.9705 | 29.1351
2017-01-19 12:00 | 10881.9773 | 28.8151 | 10853.1622 | 10633.1444 | 220.0178 | 0.020692 | FALSE | FALSE | 0.025314 | FALSE | 0.025314 | FALSE | FALSE | -54.7212 | FALSE | -54.7212 | 220.0178 | 28.8151 | 0.0027099 | 0.002641 | FALSE | FALSE | 0.00090467 | FALSE | 0.00090467 | FALSE | FALSE | 18.9705 | FALSE | 18.9705 | 28.8151
2017-01-19 13:00 | 10734.521 | 28.6817 | 10705.8393 | 10489.5509 | 216.2884 | 0.020619 | FALSE | FALSE | 0.025314 | FALSE | 0.025314 | FALSE | FALSE | -54.7212 | FALSE | -54.7212 | 216.2884 | 28.6817 | 0.0027343 | 0.0026648 | FALSE | FALSE | 0.00090467 | FALSE | 0.00090467 | FALSE | FALSE | 18.9705 | FALSE | 18.9705 | 28.6817
2017-01-19 14:00 | 10620.2232 | 28.5783 | 10591.6449 | 10378.2472 | 213.3977 | 0.020562 | FALSE | FALSE | 0.025314 | FALSE | 0.025314 | FALSE | FALSE | -54.7212 | FALSE | -54.7212 | 213.3977 | 28.5783 | 0.0027537 | 0.0026837 | FALSE | FALSE | 0.00090467 | FALSE | 0.00090467 | FALSE | FALSE | 18.9705 | FALSE | 18.9705 | 28.5783
2017-01-19 15:00 | 10636.7353 | 28.5932 | 10608.1421 | 10394.3268 | 213.8153 | 0.02057 | FALSE | FALSE | 0.025314 | FALSE | 0.025314 | FALSE | FALSE | -54.7212 | FALSE | -54.7212 | 213.8153 | 28.5932 | 0.0027508 | 0.002681 | FALSE | FALSE | 0.00090467 | FALSE | 0.00090467 | FALSE | FALSE | 18.9705 | FALSE | 18.9705 | 28.5932
2017-01-19 16:00 | 10754.1092 | 28.6994 | 10725.4098 | 10508.6259 | 216.7838 | 0.020629 | FALSE | FALSE | 0.025314 | FALSE | 0.025314 | FALSE | FALSE | -54.7212 | FALSE | -54.7212 | 216.7838 | 28.6994 | 0.002731 | 0.0026616 | FALSE | FALSE | 0.00090467 | FALSE | 0.00090467 | FALSE | FALSE | 18.9705 | FALSE | 18.9705 | 28.6994
2017-01-19 17:00 | 11280.2383 | 29.1754 | 11251.063 | 11020.9726 | 230.0903 | 0.020877 | FALSE | FALSE | 0.025314 | FALSE | 0.025314 | FALSE | FALSE | -54.7212 | FALSE | -54.7212 | 230.0903 | 29.1754 | 0.0026473 | 0.0025797 | FALSE | FALSE | 0.00090467 | FALSE | 0.00090467 | FALSE | FALSE | 18.9705 | FALSE | 18.9705 | 29.1754
2017-01-19 18:00 | 11998.7066 | 29.8254 | 11968.8812 | 11720.6199 | 248.2613 | 0.021182 | FALSE | FALSE | 0.025314 | FALSE | 0.025314 | FALSE | FALSE | -54.7212 | FALSE | -54.7212 | 248.2613 | 29.8254 | 0.0025447 | 0.0024796 | FALSE | FALSE | 0.00090467 | FALSE | 0.00090467 | FALSE | FALSE | 18.9705 | FALSE | 18.9705 | 29.8254
2017-01-19 19:00 | 12008.1091 | 29.8339 | 11978.2752 | 11729.7761 | 248.4991 | 0.021185 | FALSE | FALSE | 0.025314 | FALSE | 0.025314 | FALSE | FALSE | -54.7212 | FALSE | -54.7212 | 248.4991 | 29.8339 | 0.0025434 | 0.0024783 | FALSE | FALSE | 0.00090467 | FALSE | 0.00090467 | FALSE | FALSE | 18.9705 | FALSE | 18.9705 | 29.8339
2017-01-19 20:00 | 11815.5601 | 29.6597 | 11785.9004 | 11542.2711 | 243.6293 | 0.021108 | FALSE | FALSE | 0.025314 | FALSE | 0.025314 | FALSE | FALSE | -54.7212 | FALSE | -54.7212 | 243.6293 | 29.6597 | 0.0025697 | 0.0025039 | FALSE | FALSE | 0.00090467 | FALSE | 0.00090467 | FALSE | FALSE | 18.9705 | FALSE | 18.9705 | 29.6597
2017-01-19 21:00 | 11372.4551 | 29.2588 | 11343.1962 | 11110.7736 | 232.4226 | 0.020919 | FALSE | FALSE | 0.025314 | FALSE | 0.025314 | FALSE | FALSE | -54.7212 | FALSE | -54.7212 | 232.4226 | 29.2588 | 0.0026334 | 0.0025662 | FALSE | FALSE | 0.00090467 | FALSE | 0.00090467 | FALSE | FALSE | 18.9705 | FALSE | 18.9705 | 29.2588
2017-01-19 22:00 | 10658.6323 | 28.613 | 10630.0192 | 10415.6501 | 214.3691 | 0.020581 | FALSE | FALSE | 0.025314 | FALSE | 0.025314 | FALSE | FALSE | -54.7212 | FALSE | -54.7212 | 214.3691 | 28.613 | 0.0027471 | 0.0026773 | FALSE | FALSE | 0.00090467 | FALSE | 0.00090467 | FALSE | FALSE | 18.9705 | FALSE | 18.9705 | 28.613
2017-01-19 23:00 | 9948.028 | 27.9702 | 9920.0578 | 9723.6608 | 196.397 | 0.020198 | FALSE | FALSE | 0.025314 | FALSE | 0.025314 | FALSE | FALSE | -54.7212 | FALSE | -54.7212 | 196.397 | 27.9702 | 0.0028765 | 0.0028037 | FALSE | FALSE | 0.00090467 | FALSE | 0.00090467 | FALSE | FALSE | 18.9705 | FALSE | 18.9705 | 27.9702
2017-01-20 | 9459.2362 | 27.528 | 9431.7082 | 9247.6734 | 184.0348 | 0.019901 | FALSE | FALSE | 0.025314 | FALSE | 0.025314 | FALSE | FALSE | -54.7212 | FALSE | -54.7212 | 184.0348 | 27.528 | 0.0029767 | 0.0029017 | FALSE | FALSE | 0.00090467 | FALSE | 0.00090467 | FALSE | FALSE | 18.9705 | FALSE | 18.9705 | 27.528
2017-01-20 01:00 | 9207.5599 | 27.3001 | 9180.2597 | 9002.5901 | 177.6696 | 0.019735 | FALSE | FALSE | 0.025314 | FALSE | 0.025314 | FALSE | FALSE | -54.7212 | FALSE | -54.7212 | 177.6696 | 27.3001 | 0.0030325 | 0.0029562 | FALSE | FALSE | FALSE | 0.00087361 | 0.00087361 | FALSE | FALSE | FALSE | 19.2563 | 19.2563 | 27.3001
2017-01-20 02:00 | 9096.9689 | 27.2035 | 9069.7654 | 8894.8929 | 174.8726 | 0.01966 | FALSE | FALSE | 0.025314 | FALSE | 0.025314 | FALSE | FALSE | -54.7212 | FALSE | -54.7212 | 174.8726 | 27.2035 | 0.0030583 | 0.0029815 | FALSE | FALSE | FALSE | 0.00087361 | 0.00087361 | FALSE | FALSE | FALSE | 19.2563 | 19.2563 | 27.2035
2017-01-20 03:00 | 9093.0692 | 27.2001 | 9065.8691 | 8891.0952 | 174.7739 | 0.019657 | FALSE | FALSE | 0.025314 | FALSE | 0.025314 | FALSE | FALSE | -54.7212 | FALSE | -54.7212 | 174.7739 | 27.2001 | 0.0030593 | 0.0029824 | FALSE | FALSE | FALSE | 0.00087361 | 0.00087361 | FALSE | FALSE | FALSE | 19.2563 | 19.2563 | 27.2001
2017-01-20 04:00 | 9322.292 | 27.4041 | 9294.8879 | 9114.3166 | 180.5713 | 0.019812 | FALSE | FALSE | 0.025314 | FALSE | 0.025314 | FALSE | FALSE | -54.7212 | FALSE | -54.7212 | 180.5713 | 27.4041 | 0.0030067 | 0.002931 | FALSE | FALSE | 0.00090467 | FALSE | 0.00090467 | FALSE | FALSE | 18.9705 | FALSE | 18.9705 | 27.4041
2017-01-20 05:00 | 9997.8428 | 28.0152 | 9969.8275 | 9772.1707 | 197.6569 | 0.020227 | FALSE | FALSE | 0.025314 | FALSE | 0.025314 | FALSE | FALSE | -54.7212 | FALSE | -54.7212 | 197.6569 | 28.0152 | 0.0028668 | 0.0027943 | FALSE | FALSE | 0.00090467 | FALSE | 0.00090467 | FALSE | FALSE | 18.9705 | FALSE | 18.9705 | 28.0152
2017-01-20 06:00 | 11226.8295 | 29.1271 | 11197.7025 | 10968.9629 | 228.7395 | 0.020853 | FALSE | FALSE | 0.025314 | FALSE | 0.025314 | FALSE | FALSE | -54.7212 | FALSE | -54.7212 | 228.7395 | 29.1271 | 0.0026554 | 0.0025877 | FALSE | FALSE | 0.00090467 | FALSE | 0.00090467 | FALSE | FALSE | 18.9705 | FALSE | 18.9705 | 29.1271
2017-01-20 07:00 | 11901.16 | 29.7371 | 11871.4228 | 11625.6286 | 245.7942 | 0.021142 | FALSE | FALSE | 0.025314 | FALSE | 0.025314 | FALSE | FALSE | -54.7212 | FALSE | -54.7212 | 245.7942 | 29.7371 | 0.0025579 | 0.0024924 | FALSE | FALSE | 0.00090467 | FALSE | 0.00090467 | FALSE | FALSE | 18.9705 | FALSE | 18.9705 | 29.7371
2017-01-20 08:00 | 11784.8156 | 29.6319 | 11755.1837 | 11512.332 | 242.8517 | 0.021095 | FALSE | FALSE | 0.025314 | FALSE | 0.025314 | FALSE | FALSE | -54.7212 | FALSE | -54.7212 | 242.8517 | 29.6319 | 0.0025739 | 0.0025081 | FALSE | FALSE | 0.00090467 | FALSE | 0.00090467 | FALSE | FALSE | 18.9705 | FALSE | 18.9705 | 29.6319
2017-01-20 09:00 | 11774.1939 | 29.6223 | 11744.5716 | 11501.9885 | 242.5831 | 0.021091 | FALSE | FALSE | 0.025314 | FALSE | 0.025314 | FALSE | FALSE | -54.7212 | FALSE | -54.7212 | 242.5831 | 29.6223 | 0.0025754 | 0.0025095 | FALSE | FALSE | 0.00090467 | FALSE | 0.00090467 | FALSE | FALSE | 18.9705 | FALSE | 18.9705 | 29.6223
2017-01-20 10:00 | 11783.0853 | 29.6303 | 11753.455 | 11510.647 | 242.808 | 0.021094 | FALSE | FALSE | 0.025314 | FALSE | 0.025314 | FALSE | FALSE | -54.7212 | FALSE | -54.7212 | 242.808 | 29.6303 | 0.0025742 | 0.0025083 | FALSE | FALSE | 0.00090467 | FALSE | 0.00090467 | FALSE | FALSE | 18.9705 | FALSE | 18.9705 | 29.6303
2017-01-20 11:00 | 11519.9363 | 29.3922 | 11490.5441 | 11254.3915 | 236.1526 | 0.020983 | FALSE | FALSE | 0.025314 | FALSE | 0.025314 | FALSE | FALSE | -54.7212 | FALSE | -54.7212 | 236.1526 | 29.3922 | 0.0026116 | 0.0025449 | FALSE | FALSE | 0.00090467 | FALSE | 0.00090467 | FALSE | FALSE | 18.9705 | FALSE | 18.9705 | 29.3922
2017-01-20 12:00 | 11259.7158 | 29.1568 | 11230.559 | 11000.9877 | 229.5713 | 0.020868 | FALSE | FALSE | 0.025314 | FALSE | 0.025314 | FALSE | FALSE | -54.7212 | FALSE | -54.7212 | 229.5713 | 29.1568 | 0.0026504 | 0.0025828 | FALSE | FALSE | 0.00090467 | FALSE | 0.00090467 | FALSE | FALSE | 18.9705 | FALSE | 18.9705 | 29.1568
2017-01-20 13:00 | 11220.3507 | 29.1212 | 11191.2295 | 10962.6538 | 228.5757 | 0.02085 | FALSE | FALSE | 0.025314 | FALSE | 0.025314 | FALSE | FALSE | -54.7212 | FALSE | -54.7212 | 228.5757 | 29.1212 | 0.0026564 | 0.0025887 | FALSE | FALSE | 0.00090467 | FALSE | 0.00090467 | FALSE | FALSE | 18.9705 | FALSE | 18.9705 | 29.1212
2017-01-20 14:00 | 10975.4125 | 28.8996 | 10946.5129 | 10724.132 | 222.3809 | 0.020736 | FALSE | FALSE | 0.025314 | FALSE | 0.025314 | FALSE | FALSE | -54.7212 | FALSE | -54.7212 | 222.3809 | 28.8996 | 0.0026948 | 0.0026262 | FALSE | FALSE | 0.00090467 | FALSE | 0.00090467 | FALSE | FALSE | 18.9705 | FALSE | 18.9705 | 28.8996
2017-01-20 15:00 | 10787.2406 | 28.7294 | 10758.5112 | 10540.8894 | 217.6218 | 0.020645 | FALSE | FALSE | 0.025314 | FALSE | 0.025314 | FALSE | FALSE | -54.7212 | FALSE | -54.7212 | 217.6218 | 28.7294 | 0.0027255 | 0.0026562 | FALSE | FALSE | 0.00090467 | FALSE | 0.00090467 | FALSE | FALSE | 18.9705 | FALSE | 18.9705 | 28.7294
2017-01-20 16:00 | 10775.9324 | 28.7192 | 10747.2132 | 10529.8774 | 217.3358 | 0.02064 | FALSE | FALSE | 0.025314 | FALSE | 0.025314 | FALSE | FALSE | -54.7212 | FALSE | -54.7212 | 217.3358 | 28.7192 | 0.0027274 | 0.002658 | FALSE | FALSE | 0.00090467 | FALSE | 0.00090467 | FALSE | FALSE | 18.9705 | FALSE | 18.9705 | 28.7192
2017-01-20 17:00 | 11101.9409 | 29.0141 | 11072.9268 | 10847.3458 | 225.581 | 0.020796 | FALSE | FALSE | 0.025314 | FALSE | 0.025314 | FALSE | FALSE | -54.7212 | FALSE | -54.7212 | 225.581 | 29.0141 | 0.0026748 | 0.0026066 | FALSE | FALSE | 0.00090467 | FALSE | 0.00090467 | FALSE | FALSE | 18.9705 | FALSE | 18.9705 | 29.0141
2017-01-20 18:00 | 11550.1678 | 29.4196 | 11520.7482 | 11283.831 | 236.9172 | 0.020996 | FALSE | FALSE | 0.025314 | FALSE | 0.025314 | FALSE | FALSE | -54.7212 | FALSE | -54.7212 | 236.9172 | 29.4196 | 0.0026072 | 0.0025406 | FALSE | FALSE | 0.00090467 | FALSE | 0.00090467 | FALSE | FALSE | 18.9705 | FALSE | 18.9705 | 29.4196
2017-01-20 19:00 | 11349.7919 | 29.2383 | 11320.5536 | 11088.7042 | 231.8494 | 0.020909 | FALSE | FALSE | 0.025314 | FALSE | 0.025314 | FALSE | FALSE | -54.7212 | FALSE | -54.7212 | 231.8494 | 29.2383 | 0.0026368 | 0.0025695 | FALSE | FALSE | 0.00090467 | FALSE | 0.00090467 | FALSE | FALSE | 18.9705 | FALSE | 18.9705 | 29.2383
2017-01-20 20:00 | 11093.3441 | 29.0063 | 11064.3378 | 10838.9743 | 225.3635 | 0.020792 | FALSE | FALSE | 0.025314 | FALSE | 0.025314 | FALSE | FALSE | -54.7212 | FALSE | -54.7212 | 225.3635 | 29.0063 | 0.0026761 | 0.0026079 | FALSE | FALSE | 0.00090467 | FALSE | 0.00090467 | FALSE | FALSE | 18.9705 | FALSE | 18.9705 | 29.0063
2017-01-20 21:00 | 10698.2593 | 28.6489 | 10669.6104 | 10454.2391 | 215.3713 | 0.020601 | FALSE | FALSE | 0.025314 | FALSE | 0.025314 | FALSE | FALSE | -54.7212 | FALSE | -54.7212 | 215.3713 | 28.6489 | 0.0027404 | 0.0026707 | FALSE | FALSE | 0.00090467 | FALSE | 0.00090467 | FALSE | FALSE | 18.9705 | FALSE | 18.9705 | 28.6489
2017-01-20 22:00 | 10162.6617 | 28.1643 | 10134.4973 | 9932.6719 | 201.8254 | 0.020319 | FALSE | FALSE | 0.025314 | FALSE | 0.025314 | FALSE | FALSE | -54.7212 | FALSE | -54.7212 | 201.8254 | 28.1643 | 0.0028355 | 0.0027637 | FALSE | FALSE | 0.00090467 | FALSE | 0.00090467 | FALSE | FALSE | 18.9705 | FALSE | 18.9705 | 28.1643
2017-01-20 23:00 | 9524.0029 | 27.5866 | 9496.4163 | 9310.7434 | 185.6729 | 0.019942 | FALSE | FALSE | 0.025314 | FALSE | 0.025314 | FALSE | FALSE | -54.7212 | FALSE | -54.7212 | 185.6729 | 27.5866 | 0.0029629 | 0.0028882 | FALSE | FALSE | 0.00090467 | FALSE | 0.00090467 | FALSE | FALSE | 18.9705 | FALSE | 18.9705 | 27.5866
2017-01-21 | 8996.1843 | 27.1155 | 8969.0689 | 8796.5963 | 172.4725 | 0.019607 | FALSE | FALSE | FALSE | 0.022796 | 0.022796 | FALSE | FALSE | FALSE | -31.9845 | -31.9845 | 172.4725 | 27.1155 | 0.0030825 | 0.003005 | FALSE | FALSE | FALSE | 0.00087361 | 0.00087361 | FALSE | FALSE | FALSE | 19.2563 | 19.2563 | 27.1155
2017-01-21 01:00 | 8669.8879 | 26.8304 | 8643.0574 | 8478.0166 | 165.0409 | 0.019467 | FALSE | FALSE | FALSE | 0.022796 | 0.022796 | FALSE | FALSE | FALSE | -31.9845 | -31.9845 | 165.0409 | 26.8304 | 0.0031647 | 0.0030851 | FALSE | FALSE | FALSE | 0.00087361 | 0.00087361 | FALSE | FALSE | FALSE | 19.2563 | 19.2563 | 26.8304
2017-01-21 02:00 | 8504.0633 | 26.6855 | 8477.3778 | 8316.1137 | 161.2641 | 0.019392 | FALSE | FALSE | FALSE | 0.022796 | 0.022796 | FALSE | FALSE | FALSE | -31.9845 | -31.9845 | 161.2641 | 26.6855 | 0.0032089 | 0.0031282 | FALSE | FALSE | FALSE | 0.00087361 | 0.00087361 | FALSE | FALSE | FALSE | 19.2563 | 19.2563 | 26.6855
2017-01-21 03:00 | 8460.6118 | 26.6476 | 8433.9642 | 8273.6898 | 160.2744 | 0.019372 | FALSE | FALSE | FALSE | 0.022796 | 0.022796 | FALSE | FALSE | FALSE | -31.9845 | -31.9845 | 160.2744 | 26.6476 | 0.0032208 | 0.0031397 | FALSE | FALSE | FALSE | 0.00087361 | 0.00087361 | FALSE | FALSE | FALSE | 19.2563 | 19.2563 | 26.6476
2017-01-21 04:00 | 8527.3624 | 26.7059 | 8500.6565 | 8338.8618 | 161.7947 | 0.019402 | FALSE | FALSE | FALSE | 0.022796 | 0.022796 | FALSE | FALSE | FALSE | -31.9845 | -31.9845 | 161.7947 | 26.7059 | 0.0032026 | 0.003122 | FALSE | FALSE | FALSE | 0.00087361 | 0.00087361 | FALSE | FALSE | FALSE | 19.2563 | 19.2563 | 26.7059
2017-01-21 05:00 | 8758.5487 | 26.9079 | 8731.6408 | 8564.5806 | 167.0602 | 0.019506 | FALSE | FALSE | FALSE | 0.022796 | 0.022796 | FALSE | FALSE | FALSE | -31.9845 | -31.9845 | 167.0602 | 26.9079 | 0.0031418 | 0.0030628 | FALSE | FALSE | FALSE | 0.00087361 | 0.00087361 | FALSE | FALSE | FALSE | 19.2563 | 19.2563 | 26.9079
2017-01-21 06:00 | 9192.0022 | 27.2865 | 9164.7157 | 8987.4395 | 177.2761 | 0.019725 | FALSE | FALSE | 0.025314 | FALSE | 0.025314 | FALSE | FALSE | -54.7212 | FALSE | -54.7212 | 177.2761 | 27.2865 | 0.0030361 | 0.0029597 | FALSE | FALSE | FALSE | 0.00087361 | 0.00087361 | FALSE | FALSE | FALSE | 19.2563 | 19.2563 | 27.2865
2017-01-21 07:00 | 9678.2675 | 27.7261 | 9650.5414 | 9460.9669 | 189.5744 | 0.020038 | FALSE | FALSE | 0.025314 | FALSE | 0.025314 | FALSE | FALSE | -54.7212 | FALSE | -54.7212 | 189.5744 | 27.7261 | 0.0029306 | 0.0028566 | FALSE | FALSE | 0.00090467 | FALSE | 0.00090467 | FALSE | FALSE | 18.9705 | FALSE | 18.9705 | 27.7261
2017-01-21 08:00 | 10099.2769 | 28.107 | 10071.1699 | 9870.9476 | 200.2223 | 0.020284 | FALSE | FALSE | 0.025314 | FALSE | 0.025314 | FALSE | FALSE | -54.7212 | FALSE | -54.7212 | 200.2223 | 28.107 | 0.0028474 | 0.0027753 | FALSE | FALSE | 0.00090467 | FALSE | 0.00090467 | FALSE | FALSE | 18.9705 | FALSE | 18.9705 | 28.107
2017-01-21 09:00 | 10466.6684 | 28.4394 | 10438.229 | 10228.7149 | 209.5141 | 0.020483 | FALSE | FALSE | 0.025314 | FALSE | 0.025314 | FALSE | FALSE | -54.7212 | FALSE | -54.7212 | 209.5141 | 28.4394 | 0.0027803 | 0.0027098 | FALSE | FALSE | 0.00090467 | FALSE | 0.00090467 | FALSE | FALSE | 18.9705 | FALSE | 18.9705 | 28.4394
2017-01-21 10:00 | 10650.0004 | 28.6052 | 10621.3952 | 10407.2444 | 214.1508 | 0.020577 | FALSE | FALSE | 0.025314 | FALSE | 0.025314 | FALSE | FALSE | -54.7212 | FALSE | -54.7212 | 214.1508 | 28.6052 | 0.0027486 | 0.0026787 | FALSE | FALSE | 0.00090467 | FALSE | 0.00090467 | FALSE | FALSE | 18.9705 | FALSE | 18.9705 | 28.6052
2017-01-21 11:00 | 10678.8538 | 28.6313 | 10650.2225 | 10435.3419 | 214.8805 | 0.020592 | FALSE | FALSE | 0.025314 | FALSE | 0.025314 | FALSE | FALSE | -54.7212 | FALSE | -54.7212 | 214.8805 | 28.6313 | 0.0027437 | 0.002674 | FALSE | FALSE | 0.00090467 | FALSE | 0.00090467 | FALSE | FALSE | 18.9705 | FALSE | 18.9705 | 28.6313
2017-01-21 12:00 | 10617.4197 | 28.5758 | 10588.844 | 10375.5172 | 213.3268 | 0.020561 | FALSE | FALSE | 0.025314 | FALSE | 0.025314 | FALSE | FALSE | -54.7212 | FALSE | -54.7212 | 213.3268 | 28.5758 | 0.0027542 | 0.0026842 | FALSE | FALSE | 0.00090467 | FALSE | 0.00090467 | FALSE | FALSE | 18.9705 | FALSE | 18.9705 | 28.5758
2017-01-21 13:00 | 10519.5457 | 28.4872 | 10491.0585 | 10280.2071 | 210.8514 | 0.02051 | FALSE | FALSE | 0.025314 | FALSE | 0.025314 | FALSE | FALSE | -54.7212 | FALSE | -54.7212 | 210.8514 | 28.4872 | 0.0027711 | 0.0027007 | FALSE | FALSE | 0.00090467 | FALSE | 0.00090467 | FALSE | FALSE | 18.9705 | FALSE | 18.9705 | 28.4872
2017-01-21 14:00 | 10476.3168 | 28.4481 | 10447.8687 | 10238.1106 | 209.7581 | 0.020488 | FALSE | FALSE | 0.025314 | FALSE | 0.025314 | FALSE | FALSE | -54.7212 | FALSE | -54.7212 | 209.7581 | 28.4481 | 0.0027786 | 0.0027081 | FALSE | FALSE | 0.00090467 | FALSE | 0.00090467 | FALSE | FALSE | 18.9705 | FALSE | 18.9705 | 28.4481
2017-01-21 15:00 | 10480.8231 | 28.4522 | 10452.371 | 10242.4989 | 209.8721 | 0.02049 | FALSE | FALSE | 0.025314 | FALSE | 0.025314 | FALSE | FALSE | -54.7212 | FALSE | -54.7212 | 209.8721 | 28.4522 | 0.0027779 | 0.0027073 | FALSE | FALSE | 0.00090467 | FALSE | 0.00090467 | FALSE | FALSE | 18.9705 | FALSE | 18.9705 | 28.4522
2017-01-21 16:00 | 10583.7479 | 28.5453 | 10555.2026 | 10342.7274 | 212.4752 | 0.020543 | FALSE | FALSE | 0.025314 | FALSE | 0.025314 | FALSE | FALSE | -54.7212 | FALSE | -54.7212 | 212.4752 | 28.5453 | 0.0027599 | 0.0026898 | FALSE | FALSE | 0.00090467 | FALSE | 0.00090467 | FALSE | FALSE | 18.9705 | FALSE | 18.9705 | 28.5453
2017-01-21 17:00 | 10945.1031 | 28.8722 | 10916.2309 | 10694.6166 | 221.6143 | 0.020722 | FALSE | FALSE | 0.025314 | FALSE | 0.025314 | FALSE | FALSE | -54.7212 | FALSE | -54.7212 | 221.6143 | 28.8722 | 0.0026997 | 0.002631 | FALSE | FALSE | 0.00090467 | FALSE | 0.00090467 | FALSE | FALSE | 18.9705 | FALSE | 18.9705 | 28.8722
2017-01-21 18:00 | 11167.8826 | 29.0737 | 11138.8088 | 10911.5601 | 227.2487 | 0.020826 | FALSE | FALSE | 0.025314 | FALSE | 0.025314 | FALSE | FALSE | -54.7212 | FALSE | -54.7212 | 227.2487 | 29.0737 | 0.0026645 | 0.0025966 | FALSE | FALSE | 0.00090467 | FALSE | 0.00090467 | FALSE | FALSE | 18.9705 | FALSE | 18.9705 | 29.0737
2017-01-21 19:00 | 10942.7091 | 28.87 | 10913.8391 | 10692.2853 | 221.5538 | 0.020721 | FALSE | FALSE | 0.025314 | FALSE | 0.025314 | FALSE | FALSE | -54.7212 | FALSE | -54.7212 | 221.5538 | 28.87 | 0.0027001 | 0.0026313 | FALSE | FALSE | 0.00090467 | FALSE | 0.00090467 | FALSE | FALSE | 18.9705 | FALSE | 18.9705 | 28.87
2017-01-21 20:00 | 10652.0076 | 28.607 | 10623.4005 | 10409.199 | 214.2016 | 0.020578 | FALSE | FALSE | 0.025314 | FALSE | 0.025314 | FALSE | FALSE | -54.7212 | FALSE | -54.7212 | 214.2016 | 28.607 | 0.0027482 | 0.0026784 | FALSE | FALSE | 0.00090467 | FALSE | 0.00090467 | FALSE | FALSE | 18.9705 | FALSE | 18.9705 | 28.607
2017-01-21 21:00 | 10243.2563 | 28.2373 | 10215.019 | 10011.1553 | 203.8637 | 0.020364 | FALSE | FALSE | 0.025314 | FALSE | 0.025314 | FALSE | FALSE | -54.7212 | FALSE | -54.7212 | 203.8637 | 28.2373 | 0.0028206 | 0.0027491 | FALSE | FALSE | 0.00090467 | FALSE | 0.00090467 | FALSE | FALSE | 18.9705 | FALSE | 18.9705 | 28.2373
2017-01-21 22:00 | 9743.4949 | 27.7851 | 9715.7098 | 9524.4857 | 191.2241 | 0.020077 | FALSE | FALSE | 0.025314 | FALSE | 0.025314 | FALSE | FALSE | -54.7212 | FALSE | -54.7212 | 191.2241 | 27.7851 | 0.0029172 | 0.0028436 | FALSE | FALSE | 0.00090467 | FALSE | 0.00090467 | FALSE | FALSE | 18.9705 | FALSE | 18.9705 | 27.7851
2017-01-21 23:00 | 9185.7395 | 27.2811 | 9158.4585 | 8981.3407 | 177.1177 | 0.019721 | FALSE | FALSE | 0.025314 | FALSE | 0.025314 | FALSE | FALSE | -54.7212 | FALSE | -54.7212 | 177.1177 | 27.2811 | 0.0030375 | 0.0029611 | FALSE | FALSE | FALSE | 0.00087361 | 0.00087361 | FALSE | FALSE | FALSE | 19.2563 | 19.2563 | 27.2811
2017-01-22 | 8664.8668 | 26.826 | 8638.0408 | 8473.1143 | 164.9265 | 0.019465 | FALSE | FALSE | FALSE | 0.022796 | 0.022796 | FALSE | FALSE | FALSE | -31.9845 | -31.9845 | 164.9265 | 26.826 | 0.003166 | 0.0030864 | FALSE | FALSE | FALSE | 0.00087361 | 0.00087361 | FALSE | FALSE | FALSE | 19.2563 | 19.2563 | 26.826
2017-01-22 01:00 | 8321.9068 | 26.5264 | 8295.3803 | 8138.2651 | 157.1153 | 0.019306 | FALSE | FALSE | FALSE | 0.022796 | 0.022796 | FALSE | FALSE | FALSE | -31.9845 | -31.9845 | 157.1153 | 26.5264 | 0.0032595 | 0.0031774 | FALSE | FALSE | FALSE | 0.00087361 | 0.00087361 | FALSE | FALSE | FALSE | 19.2563 | 19.2563 | 26.5264
2017-01-22 02:00 | 8141.4428 | 26.3688 | 8115.0741 | 7962.069 | 153.0051 | 0.019217 | FALSE | FALSE | FALSE | 0.022796 | 0.022796 | FALSE | FALSE | FALSE | -31.9845 | -31.9845 | 153.0051 | 26.3688 | 0.0033118 | 0.0032284 | FALSE | FALSE | FALSE | 0.00087361 | 0.00087361 | FALSE | FALSE | FALSE | 19.2563 | 19.2563 | 26.3688
2017-01-22 03:00 | 8067.0909 | 26.3038 | 8040.7871 | 7889.4755 | 151.3116 | 0.019179 | FALSE | FALSE | FALSE | 0.022796 | 0.022796 | FALSE | FALSE | FALSE | -31.9845 | -31.9845 | 151.3116 | 26.3038 | 0.003334 | 0.00325 | FALSE | FALSE | FALSE | 0.00087361 | 0.00087361 | FALSE | FALSE | FALSE | 19.2563 | 19.2563 | 26.3038
2017-01-22 04:00 | 8090.7004 | 26.3244 | 8064.376 | 7912.5266 | 151.8494 | 0.019191 | FALSE | FALSE | FALSE | 0.022796 | 0.022796 | FALSE | FALSE | FALSE | -31.9845 | -31.9845 | 151.8494 | 26.3244 | 0.0033269 | 0.0032431 | FALSE | FALSE | FALSE | 0.00087361 | 0.00087361 | FALSE | FALSE | FALSE | 19.2563 | 19.2563 | 26.3244
2017-01-22 05:00 | 8270.4324 | 26.4814 | 8243.951 | 8088.0081 | 155.9429 | 0.019281 | FALSE | FALSE | FALSE | 0.022796 | 0.022796 | FALSE | FALSE | FALSE | -31.9845 | -31.9845 | 155.9429 | 26.4814 | 0.0032742 | 0.0031917 | FALSE | FALSE | FALSE | 0.00087361 | 0.00087361 | FALSE | FALSE | FALSE | 19.2563 | 19.2563 | 26.4814
2017-01-22 06:00 | 8610.4809 | 26.7785 | 8583.7024 | 8420.0145 | 163.6878 | 0.01944 | FALSE | FALSE | FALSE | 0.022796 | 0.022796 | FALSE | FALSE | FALSE | -31.9845 | -31.9845 | 163.6878 | 26.7785 | 0.0031803 | 0.0031003 | FALSE | FALSE | FALSE | 0.00087361 | 0.00087361 | FALSE | FALSE | FALSE | 19.2563 | 19.2563 | 26.7785
2017-01-22 07:00 | 9111.3602 | 27.2161 | 9084.1441 | 8908.9076 | 175.2365 | 0.01967 | FALSE | FALSE | 0.025314 | FALSE | 0.025314 | FALSE | FALSE | -54.7212 | FALSE | -54.7212 | 175.2365 | 27.2161 | 0.0030549 | 0.0029782 | FALSE | FALSE | FALSE | 0.00087361 | 0.00087361 | FALSE | FALSE | FALSE | 19.2563 | 19.2563 | 27.2161
2017-01-22 08:00 | 9594.8889 | 27.6507 | 9567.2382 | 9379.7725 | 187.4657 | 0.019986 | FALSE | FALSE | 0.025314 | FALSE | 0.025314 | FALSE | FALSE | -54.7212 | FALSE | -54.7212 | 187.4657 | 27.6507 | 0.0029479 | 0.0028735 | FALSE | FALSE | 0.00090467 | FALSE | 0.00090467 | FALSE | FALSE | 18.9705 | FALSE | 18.9705 | 27.6507
2017-01-22 09:00 | 9948.1699 | 27.9703 | 9920.1996 | 9723.799 | 196.4006 | 0.020198 | FALSE | FALSE | 0.025314 | FALSE | 0.025314 | FALSE | FALSE | -54.7212 | FALSE | -54.7212 | 196.4006 | 27.9703 | 0.0028765 | 0.0028037 | FALSE | FALSE | 0.00090467 | FALSE | 0.00090467 | FALSE | FALSE | 18.9705 | FALSE | 18.9705 | 27.9703
2017-01-22 10:00 | 9974.1454 | 27.9938 | 9946.1516 | 9749.0941 | 197.0576 | 0.020213 | FALSE | FALSE | 0.025314 | FALSE | 0.025314 | FALSE | FALSE | -54.7212 | FALSE | -54.7212 | 197.0576 | 27.9938 | 0.0028714 | 0.0027988 | FALSE | FALSE | 0.00090467 | FALSE | 0.00090467 | FALSE | FALSE | 18.9705 | FALSE | 18.9705 | 27.9938
2017-01-22 11:00 | 9887.744 | 27.9156 | 9859.8284 | 9664.956 | 194.8724 | 0.020163 | FALSE | FALSE | 0.025314 | FALSE | 0.025314 | FALSE | FALSE | -54.7212 | FALSE | -54.7212 | 194.8724 | 27.9156 | 0.0028883 | 0.0028153 | FALSE | FALSE | 0.00090467 | FALSE | 0.00090467 | FALSE | FALSE | 18.9705 | FALSE | 18.9705 | 27.9156
2017-01-22 12:00 | 9942.4503 | 27.9651 | 9914.4852 | 9718.2292 | 196.2559 | 0.020195 | FALSE | FALSE | 0.025314 | FALSE | 0.025314 | FALSE | FALSE | -54.7212 | FALSE | -54.7212 | 196.2559 | 27.9651 | 0.0028776 | 0.0028048 | FALSE | FALSE | 0.00090467 | FALSE | 0.00090467 | FALSE | FALSE | 18.9705 | FALSE | 18.9705 | 27.9651
2017-01-22 13:00 | 9931.7524 | 27.9555 | 9903.797 | 9707.8116 | 195.9854 | 0.020188 | FALSE | FALSE | 0.025314 | FALSE | 0.025314 | FALSE | FALSE | -54.7212 | FALSE | -54.7212 | 195.9854 | 27.9555 | 0.0028797 | 0.0028069 | FALSE | FALSE | 0.00090467 | FALSE | 0.00090467 | FALSE | FALSE | 18.9705 | FALSE | 18.9705 | 27.9555
2017-01-22 14:00 | 9893.6619 | 27.921 | 9865.741 | 9670.7189 | 195.022 | 0.020166 | FALSE | FALSE | 0.025314 | FALSE | 0.025314 | FALSE | FALSE | -54.7212 | FALSE | -54.7212 | 195.022 | 27.921 | 0.0028872 | 0.0028142 | FALSE | FALSE | 0.00090467 | FALSE | 0.00090467 | FALSE | FALSE | 18.9705 | FALSE | 18.9705 | 27.921
2017-01-22 15:00 | 9879.6397 | 27.9083 | 9851.7314 | 9657.064 | 194.6674 | 0.020158 | FALSE | FALSE | 0.025314 | FALSE | 0.025314 | FALSE | FALSE | -54.7212 | FALSE | -54.7212 | 194.6674 | 27.9083 | 0.0028899 | 0.0028169 | FALSE | FALSE | 0.00090467 | FALSE | 0.00090467 | FALSE | FALSE | 18.9705 | FALSE | 18.9705 | 27.9083
2017-01-22 16:00 | 10074.1068 | 28.0842 | 10046.0226 | 9846.4369 | 199.5857 | 0.02027 | FALSE | FALSE | 0.025314 | FALSE | 0.025314 | FALSE | FALSE | -54.7212 | FALSE | -54.7212 | 199.5857 | 28.0842 | 0.0028522 | 0.00278 | FALSE | FALSE | 0.00090467 | FALSE | 0.00090467 | FALSE | FALSE | 18.9705 | FALSE | 18.9705 | 28.0842
2017-01-22 17:00 | 10732.5448 | 28.6799 | 10703.8649 | 10487.6264 | 216.2385 | 0.020618 | FALSE | FALSE | 0.025314 | FALSE | 0.025314 | FALSE | FALSE | -54.7212 | FALSE | -54.7212 | 216.2385 | 28.6799 | 0.0027346 | 0.0026651 | FALSE | FALSE | 0.00090467 | FALSE | 0.00090467 | FALSE | FALSE | 18.9705 | FALSE | 18.9705 | 28.6799
2017-01-22 18:00 | 11138.2785 | 29.047 | 11109.2315 | 10882.7315 | 226.5 | 0.020813 | FALSE | FALSE | 0.025314 | FALSE | 0.025314 | FALSE | FALSE | -54.7212 | FALSE | -54.7212 | 226.5 | 29.047 | 0.0026691 | 0.0026011 | FALSE | FALSE | 0.00090467 | FALSE | 0.00090467 | FALSE | FALSE | 18.9705 | FALSE | 18.9705 | 29.047
2017-01-22 19:00 | 11049.0754 | 28.9663 | 11020.1092 | 10795.8652 | 224.2439 | 0.020771 | FALSE | FALSE | 0.025314 | FALSE | 0.025314 | FALSE | FALSE | -54.7212 | FALSE | -54.7212 | 224.2439 | 28.9663 | 0.0026831 | 0.0026147 | FALSE | FALSE | 0.00090467 | FALSE | 0.00090467 | FALSE | FALSE | 18.9705 | FALSE | 18.9705 | 28.9663
2017-01-22 20:00 | 10746.4094 | 28.6924 | 10717.7169 | 10501.1278 | 216.5891 | 0.020625 | FALSE | FALSE | 0.025314 | FALSE | 0.025314 | FALSE | FALSE | -54.7212 | FALSE | -54.7212 | 216.5891 | 28.6924 | 0.0027323 | 0.0026628 | FALSE | FALSE | 0.00090467 | FALSE | 0.00090467 | FALSE | FALSE | 18.9705 | FALSE | 18.9705 | 28.6924
2017-01-22 21:00 | 10303.6176 | 28.2919 | 10275.3257 | 10069.9354 | 205.3903 | 0.020396 | FALSE | FALSE | 0.025314 | FALSE | 0.025314 | FALSE | FALSE | -54.7212 | FALSE | -54.7212 | 205.3903 | 28.2919 | 0.0028095 | 0.0027383 | FALSE | FALSE | 0.00090467 | FALSE | 0.00090467 | FALSE | FALSE | 18.9705 | FALSE | 18.9705 | 28.2919
2017-01-22 22:00 | 9748.4007 | 27.7896 | 9720.6111 | 9529.2629 | 191.3482 | 0.02008 | FALSE | FALSE | 0.025314 | FALSE | 0.025314 | FALSE | FALSE | -54.7212 | FALSE | -54.7212 | 191.3482 | 27.7896 | 0.0029162 | 0.0028426 | FALSE | FALSE | 0.00090467 | FALSE | 0.00090467 | FALSE | FALSE | 18.9705 | FALSE | 18.9705 | 27.7896
2017-01-22 23:00 | 9164.6741 | 27.2627 | 9137.4114 | 8960.8265 | 176.585 | 0.019706 | FALSE | FALSE | 0.025314 | FALSE | 0.025314 | FALSE | FALSE | -54.7212 | FALSE | -54.7212 | 176.585 | 27.2627 | 0.0030424 | 0.0029659 | FALSE | FALSE | FALSE | 0.00087361 | 0.00087361 | FALSE | FALSE | FALSE | 19.2563 | 19.2563 | 27.2627
2017-01-23 | 8764.3708 | 26.913 | 8737.4578 | 8570.265 | 167.1928 | 0.019508 | FALSE | FALSE | FALSE | 0.022796 | 0.022796 | FALSE | FALSE | FALSE | -31.9845 | -31.9845 | 167.1928 | 26.913 | 0.0031403 | 0.0030613 | FALSE | FALSE | FALSE | 0.00087361 | 0.00087361 | FALSE | FALSE | FALSE | 19.2563 | 19.2563 | 26.913
2017-01-23 01:00 | 8565.1378 | 26.7389 | 8538.3989 | 8375.7438 | 162.6551 | 0.01942 | FALSE | FALSE | FALSE | 0.022796 | 0.022796 | FALSE | FALSE | FALSE | -31.9845 | -31.9845 | 162.6551 | 26.7389 | 0.0031924 | 0.0031121 | FALSE | FALSE | FALSE | 0.00087361 | 0.00087361 | FALSE | FALSE | FALSE | 19.2563 | 19.2563 | 26.7389
2017-01-23 02:00 | 8497.9048 | 26.6802 | 8471.2246 | 8310.1008 | 161.1238 | 0.019389 | FALSE | FALSE | FALSE | 0.022796 | 0.022796 | FALSE | FALSE | FALSE | -31.9845 | -31.9845 | 161.1238 | 26.6802 | 0.0032106 | 0.0031298 | FALSE | FALSE | FALSE | 0.00087361 | 0.00087361 | FALSE | FALSE | FALSE | 19.2563 | 19.2563 | 26.6802
2017-01-23 03:00 | 8557.3292 | 26.7321 | 8530.5971 | 8368.1199 | 162.4772 | 0.019416 | FALSE | FALSE | FALSE | 0.022796 | 0.022796 | FALSE | FALSE | FALSE | -31.9845 | -31.9845 | 162.4772 | 26.7321 | 0.0031945 | 0.0031142 | FALSE | FALSE | FALSE | 0.00087361 | 0.00087361 | FALSE | FALSE | FALSE | 19.2563 | 19.2563 | 26.7321
2017-01-23 04:00 | 8857.2053 | 26.9941 | 8830.2112 | 8660.904 | 169.3072 | 0.019548 | FALSE | FALSE | FALSE | 0.022796 | 0.022796 | FALSE | FALSE | FALSE | -31.9845 | -31.9845 | 169.3072 | 26.9941 | 0.0031168 | 0.0030384 | FALSE | FALSE | FALSE | 0.00087361 | 0.00087361 | FALSE | FALSE | FALSE | 19.2563 | 19.2563 | 26.9941
2017-01-23 05:00 | 9672.9568 | 27.7213 | 9645.2354 | 9455.7953 | 189.4401 | 0.020034 | FALSE | FALSE | 0.025314 | FALSE | 0.025314 | FALSE | FALSE | -54.7212 | FALSE | -54.7212 | 189.4401 | 27.7213 | 0.0029317 | 0.0028577 | FALSE | FALSE | 0.00090467 | FALSE | 0.00090467 | FALSE | FALSE | 18.9705 | FALSE | 18.9705 | 27.7213
2017-01-23 06:00 | 11066.923 | 28.9824 | 11037.9405 | 10813.2452 | 224.6953 | 0.02078 | FALSE | FALSE | 0.025314 | FALSE | 0.025314 | FALSE | FALSE | -54.7212 | FALSE | -54.7212 | 224.6953 | 28.9824 | 0.0026803 | 0.002612 | FALSE | FALSE | 0.00090467 | FALSE | 0.00090467 | FALSE | FALSE | 18.9705 | FALSE | 18.9705 | 28.9824
2017-01-23 07:00 | 11792.2442 | 29.6386 | 11762.6056 | 11519.566 | 243.0396 | 0.021098 | FALSE | FALSE | 0.025314 | FALSE | 0.025314 | FALSE | FALSE | -54.7212 | FALSE | -54.7212 | 243.0396 | 29.6386 | 0.0025729 | 0.0025071 | FALSE | FALSE | 0.00090467 | FALSE | 0.00090467 | FALSE | FALSE | 18.9705 | FALSE | 18.9705 | 29.6386
2017-01-23 08:00 | 11710.4055 | 29.5645 | 11680.841 | 11439.8712 | 240.9698 | 0.021064 | FALSE | FALSE | 0.025314 | FALSE | 0.025314 | FALSE | FALSE | -54.7212 | FALSE | -54.7212 | 240.9698 | 29.5645 | 0.0025843 | 0.0025183 | FALSE | FALSE | 0.00090467 | FALSE | 0.00090467 | FALSE | FALSE | 18.9705 | FALSE | 18.9705 | 29.5645
2017-01-23 09:00 | 11725.1894 | 29.5779 | 11695.6114 | 11454.2677 | 241.3437 | 0.02107 | FALSE | FALSE | 0.025314 | FALSE | 0.025314 | FALSE | FALSE | -54.7212 | FALSE | -54.7212 | 241.3437 | 29.5779 | 0.0025823 | 0.0025162 | FALSE | FALSE | 0.00090467 | FALSE | 0.00090467 | FALSE | FALSE | 18.9705 | FALSE | 18.9705 | 29.5779
2017-01-23 10:00 | 11731.1392 | 29.5833 | 11701.5559 | 11460.0617 | 241.4942 | 0.021073 | FALSE | FALSE | 0.025314 | FALSE | 0.025314 | FALSE | FALSE | -54.7212 | FALSE | -54.7212 | 241.4942 | 29.5833 | 0.0025814 | 0.0025154 | FALSE | FALSE | 0.00090467 | FALSE | 0.00090467 | FALSE | FALSE | 18.9705 | FALSE | 18.9705 | 29.5833
2017-01-23 11:00 | 11699.8007 | 29.555 | 11670.2458 | 11429.5442 | 240.7016 | 0.02106 | FALSE | FALSE | 0.025314 | FALSE | 0.025314 | FALSE | FALSE | -54.7212 | FALSE | -54.7212 | 240.7016 | 29.555 | 0.0025858 | 0.0025197 | FALSE | FALSE | 0.00090467 | FALSE | 0.00090467 | FALSE | FALSE | 18.9705 | FALSE | 18.9705 | 29.555
2017-01-23 12:00 | 11557.6343 | 29.4263 | 11528.208 | 11291.1019 | 237.106 | 0.020999 | FALSE | FALSE | 0.025314 | FALSE | 0.025314 | FALSE | FALSE | -54.7212 | FALSE | -54.7212 | 237.106 | 29.4263 | 0.0026062 | 0.0025396 | FALSE | FALSE | 0.00090467 | FALSE | 0.00090467 | FALSE | FALSE | 18.9705 | FALSE | 18.9705 | 29.4263
2017-01-23 13:00 | 11443.5174 | 29.3231 | 11414.1943 | 11179.9744 | 234.2199 | 0.02095 | FALSE | FALSE | 0.025314 | FALSE | 0.025314 | FALSE | FALSE | -54.7212 | FALSE | -54.7212 | 234.2199 | 29.3231 | 0.0026228 | 0.0025559 | FALSE | FALSE | 0.00090467 | FALSE | 0.00090467 | FALSE | FALSE | 18.9705 | FALSE | 18.9705 | 29.3231
2017-01-23 14:00 | 11261.5184 | 29.1585 | 11232.36 | 11002.7431 | 229.6169 | 0.020869 | FALSE | FALSE | 0.025314 | FALSE | 0.025314 | FALSE | FALSE | -54.7212 | FALSE | -54.7212 | 229.6169 | 29.1585 | 0.0026501 | 0.0025825 | FALSE | FALSE | 0.00090467 | FALSE | 0.00090467 | FALSE | FALSE | 18.9705 | FALSE | 18.9705 | 29.1585
2017-01-23 15:00 | 11221.6867 | 29.1224 | 11192.5643 | 10963.9548 | 228.6095 | 0.020851 | FALSE | FALSE | 0.025314 | FALSE | 0.025314 | FALSE | FALSE | -54.7212 | FALSE | -54.7212 | 228.6095 | 29.1224 | 0.0026562 | 0.0025885 | FALSE | FALSE | 0.00090467 | FALSE | 0.00090467 | FALSE | FALSE | 18.9705 | FALSE | 18.9705 | 29.1224
2017-01-23 16:00 | 11390.2654 | 29.2749 | 11360.9905 | 11128.1174 | 232.8731 | 0.020927 | FALSE | FALSE | 0.025314 | FALSE | 0.025314 | FALSE | FALSE | -54.7212 | FALSE | -54.7212 | 232.8731 | 29.2749 | 0.0026307 | 0.0025636 | FALSE | FALSE | 0.00090467 | FALSE | 0.00090467 | FALSE | FALSE | 18.9705 | FALSE | 18.9705 | 29.2749
2017-01-23 17:00 | 11960.9696 | 29.7912 | 11931.1783 | 11683.8715 | 247.3069 | 0.021167 | FALSE | FALSE | 0.025314 | FALSE | 0.025314 | FALSE | FALSE | -54.7212 | FALSE | -54.7212 | 247.3069 | 29.7912 | 0.0025498 | 0.0024845 | FALSE | FALSE | 0.00090467 | FALSE | 0.00090467 | FALSE | FALSE | 18.9705 | FALSE | 18.9705 | 29.7912
2017-01-23 18:00 | 12648.3031 | 30.413 | 12617.8901 | 12353.1997 | 264.6904 | 0.021427 | FALSE | FALSE | 0.025314 | FALSE | 0.025314 | FALSE | FALSE | -54.7212 | FALSE | -54.7212 | 264.6904 | 30.413 | 0.002462 | 0.0023987 | FALSE | FALSE | 0.00090467 | FALSE | 0.00090467 | FALSE | FALSE | 18.9705 | FALSE | 18.9705 | 30.413
2017-01-23 19:00 | 12538.652 | 30.3138 | 12508.3382 | 12246.421 | 261.9172 | 0.021387 | FALSE | FALSE | 0.025314 | FALSE | 0.025314 | FALSE | FALSE | -54.7212 | FALSE | -54.7212 | 261.9172 | 30.3138 | 0.0024753 | 0.0024118 | FALSE | FALSE | 0.00090467 | FALSE | 0.00090467 | FALSE | FALSE | 18.9705 | FALSE | 18.9705 | 30.3138
2017-01-23 20:00 | 12288.5016 | 30.0875 | 12258.4141 | 12002.8235 | 255.5906 | 0.021294 | FALSE | FALSE | 0.025314 | FALSE | 0.025314 | FALSE | FALSE | -54.7212 | FALSE | -54.7212 | 255.5906 | 30.0875 | 0.0025067 | 0.0024424 | FALSE | FALSE | 0.00090467 | FALSE | 0.00090467 | FALSE | FALSE | 18.9705 | FALSE | 18.9705 | 30.0875
2017-01-23 21:00 | 11743.6839 | 29.5947 | 11714.0893 | 11472.2778 | 241.8115 | 0.021078 | FALSE | FALSE | 0.025314 | FALSE | 0.025314 | FALSE | FALSE | -54.7212 | FALSE | -54.7212 | 241.8115 | 29.5947 | 0.0025797 | 0.0025137 | FALSE | FALSE | 0.00090467 | FALSE | 0.00090467 | FALSE | FALSE | 18.9705 | FALSE | 18.9705 | 29.5947
2017-01-23 22:00 | 10984.1277 | 28.9075 | 10955.2201 | 10732.6188 | 222.6013 | 0.020741 | FALSE | FALSE | 0.025314 | FALSE | 0.025314 | FALSE | FALSE | -54.7212 | FALSE | -54.7212 | 222.6013 | 28.9075 | 0.0026934 | 0.0026248 | FALSE | FALSE | 0.00090467 | FALSE | 0.00090467 | FALSE | FALSE | 18.9705 | FALSE | 18.9705 | 28.9075
2017-01-23 23:00 | 10286.7516 | 28.2766 | 10258.475 | 10053.5112 | 204.9638 | 0.020387 | FALSE | FALSE | 0.025314 | FALSE | 0.025314 | FALSE | FALSE | -54.7212 | FALSE | -54.7212 | 204.9638 | 28.2766 | 0.0028126 | 0.0027413 | FALSE | FALSE | 0.00090467 | FALSE | 0.00090467 | FALSE | FALSE | 18.9705 | FALSE | 18.9705 | 28.2766
2017-01-24 | 9834.3853 | 27.8674 | 9806.5179 | 9612.9951 | 193.5228 | 0.020131 | FALSE | FALSE | 0.025314 | FALSE | 0.025314 | FALSE | FALSE | -54.7212 | FALSE | -54.7212 | 193.5228 | 27.8674 | 0.0028989 | 0.0028257 | FALSE | FALSE | 0.00090467 | FALSE | 0.00090467 | FALSE | FALSE | 18.9705 | FALSE | 18.9705 | 27.8674
2017-01-24 01:00 | 9620.4565 | 27.6738 | 9592.7826 | 9404.6703 | 188.1123 | 0.020002 | FALSE | FALSE | 0.025314 | FALSE | 0.025314 | FALSE | FALSE | -54.7212 | FALSE | -54.7212 | 188.1123 | 27.6738 | 0.0029426 | 0.0028683 | FALSE | FALSE | 0.00090467 | FALSE | 0.00090467 | FALSE | FALSE | 18.9705 | FALSE | 18.9705 | 27.6738
2017-01-24 02:00 | 9577.6976 | 27.6351 | 9550.0624 | 9363.0315 | 187.0309 | 0.019975 | FALSE | FALSE | 0.025314 | FALSE | 0.025314 | FALSE | FALSE | -54.7212 | FALSE | -54.7212 | 187.0309 | 27.6351 | 0.0029515 | 0.0028771 | FALSE | FALSE | 0.00090467 | FALSE | 0.00090467 | FALSE | FALSE | 18.9705 | FALSE | 18.9705 | 27.6351
2017-01-24 03:00 | 9681.3517 | 27.7289 | 9653.6228 | 9463.9704 | 189.6524 | 0.020039 | FALSE | FALSE | 0.025314 | FALSE | 0.025314 | FALSE | FALSE | -54.7212 | FALSE | -54.7212 | 189.6524 | 27.7289 | 0.0029299 | 0.002856 | FALSE | FALSE | 0.00090467 | FALSE | 0.00090467 | FALSE | FALSE | 18.9705 | FALSE | 18.9705 | 27.7289
2017-01-24 04:00 | 10059.0223 | 28.0706 | 10030.9517 | 9831.7475 | 199.2042 | 0.020261 | FALSE | FALSE | 0.025314 | FALSE | 0.025314 | FALSE | FALSE | -54.7212 | FALSE | -54.7212 | 199.2042 | 28.0706 | 0.0028551 | 0.0027828 | FALSE | FALSE | 0.00090467 | FALSE | 0.00090467 | FALSE | FALSE | 18.9705 | FALSE | 18.9705 | 28.0706
2017-01-24 05:00 | 10917.2156 | 28.847 | 10888.3686 | 10667.4596 | 220.909 | 0.020709 | FALSE | FALSE | 0.025314 | FALSE | 0.025314 | FALSE | FALSE | -54.7212 | FALSE | -54.7212 | 220.909 | 28.847 | 0.0027042 | 0.0026354 | FALSE | FALSE | 0.00090467 | FALSE | 0.00090467 | FALSE | FALSE | 18.9705 | FALSE | 18.9705 | 28.847
2017-01-24 06:00 | 12348.0501 | 30.1414 | 12317.9087 | 12060.812 | 257.0967 | 0.021317 | FALSE | FALSE | 0.025314 | FALSE | 0.025314 | FALSE | FALSE | -54.7212 | FALSE | -54.7212 | 257.0967 | 30.1414 | 0.0024991 | 0.002435 | FALSE | FALSE | 0.00090467 | FALSE | 0.00090467 | FALSE | FALSE | 18.9705 | FALSE | 18.9705 | 30.1414
2017-01-24 07:00 | 12968.9224 | 30.7031 | 12938.2193 | 12665.42 | 272.7993 | 0.021539 | FALSE | FALSE | 0.025314 | FALSE | 0.025314 | FALSE | FALSE | -54.7212 | FALSE | -54.7212 | 272.7993 | 30.7031 | 0.0024242 | 0.0023618 | FALSE | FALSE | 0.00090467 | FALSE | 0.00090467 | FALSE | FALSE | 18.9705 | FALSE | 18.9705 | 30.7031
2017-01-24 08:00 | 12574.6494 | 30.3464 | 12544.303 | 12281.4754 | 262.8276 | 0.0214 | FALSE | FALSE | 0.025314 | FALSE | 0.025314 | FALSE | FALSE | -54.7212 | FALSE | -54.7212 | 262.8276 | 30.3464 | 0.0024709 | 0.0024075 | FALSE | FALSE | 0.00090467 | FALSE | 0.00090467 | FALSE | FALSE | 18.9705 | FALSE | 18.9705 | 30.3464
2017-01-24 09:00 | 11979.8171 | 29.8083 | 11950.0089 | 11702.2253 | 247.7836 | 0.021174 | FALSE | FALSE | 0.025314 | FALSE | 0.025314 | FALSE | FALSE | -54.7212 | FALSE | -54.7212 | 247.7836 | 29.8083 | 0.0025472 | 0.002482 | FALSE | FALSE | 0.00090467 | FALSE | 0.00090467 | FALSE | FALSE | 18.9705 | FALSE | 18.9705 | 29.8083
2017-01-24 10:00 | 11530.9963 | 29.4022 | 11501.5941 | 11265.1618 | 236.4323 | 0.020988 | FALSE | FALSE | 0.025314 | FALSE | 0.025314 | FALSE | FALSE | -54.7212 | FALSE | -54.7212 | 236.4323 | 29.4022 | 0.00261 | 0.0025434 | FALSE | FALSE | 0.00090467 | FALSE | 0.00090467 | FALSE | FALSE | 18.9705 | FALSE | 18.9705 | 29.4022
2017-01-24 11:00 | 11237.6546 | 29.1369 | 11208.5178 | 10979.5044 | 229.0133 | 0.020858 | FALSE | FALSE | 0.025314 | FALSE | 0.025314 | FALSE | FALSE | -54.7212 | FALSE | -54.7212 | 229.0133 | 29.1369 | 0.0026538 | 0.0025861 | FALSE | FALSE | 0.00090467 | FALSE | 0.00090467 | FALSE | FALSE | 18.9705 | FALSE | 18.9705 | 29.1369
2017-01-24 12:00 | 10944.5083 | 28.8717 | 10915.6366 | 10694.0373 | 221.5993 | 0.020722 | FALSE | FALSE | 0.025314 | FALSE | 0.025314 | FALSE | FALSE | -54.7212 | FALSE | -54.7212 | 221.5993 | 28.8717 | 0.0026998 | 0.0026311 | FALSE | FALSE | 0.00090467 | FALSE | 0.00090467 | FALSE | FALSE | 18.9705 | FALSE | 18.9705 | 28.8717
2017-01-24 13:00 | 10758.2596 | 28.7032 | 10729.5564 | 10512.6676 | 216.8888 | 0.020631 | FALSE | FALSE | 0.025314 | FALSE | 0.025314 | FALSE | FALSE | -54.7212 | FALSE | -54.7212 | 216.8888 | 28.7032 | 0.0027303 | 0.0026609 | FALSE | FALSE | 0.00090467 | FALSE | 0.00090467 | FALSE | FALSE | 18.9705 | FALSE | 18.9705 | 28.7032
2017-01-24 14:00 | 10599.1056 | 28.5592 | 10570.5464 | 10357.6828 | 212.8636 | 0.020551 | FALSE | FALSE | 0.025314 | FALSE | 0.025314 | FALSE | FALSE | -54.7212 | FALSE | -54.7212 | 212.8636 | 28.5592 | 0.0027573 | 0.0026872 | FALSE | FALSE | 0.00090467 | FALSE | 0.00090467 | FALSE | FALSE | 18.9705 | FALSE | 18.9705 | 28.5592
2017-01-24 15:00 | 10548.5187 | 28.5134 | 10520.0053 | 10308.4211 | 211.5842 | 0.020525 | FALSE | FALSE | 0.025314 | FALSE | 0.025314 | FALSE | FALSE | -54.7212 | FALSE | -54.7212 | 211.5842 | 28.5134 | 0.002766 | 0.0026958 | FALSE | FALSE | 0.00090467 | FALSE | 0.00090467 | FALSE | FALSE | 18.9705 | FALSE | 18.9705 | 28.5134
2017-01-24 16:00 | 10710.1479 | 28.6596 | 10681.4882 | 10465.8162 | 215.672 | 0.020607 | FALSE | FALSE | 0.025314 | FALSE | 0.025314 | FALSE | FALSE | -54.7212 | FALSE | -54.7212 | 215.672 | 28.6596 | 0.0027384 | 0.0026688 | FALSE | FALSE | 0.00090467 | FALSE | 0.00090467 | FALSE | FALSE | 18.9705 | FALSE | 18.9705 | 28.6596
2017-01-24 17:00 | 11170.1487 | 29.0758 | 11141.0729 | 10913.7669 | 227.306 | 0.020827 | FALSE | FALSE | 0.025314 | FALSE | 0.025314 | FALSE | FALSE | -54.7212 | FALSE | -54.7212 | 227.306 | 29.0758 | 0.0026641 | 0.0025962 | FALSE | FALSE | 0.00090467 | FALSE | 0.00090467 | FALSE | FALSE | 18.9705 | FALSE | 18.9705 | 29.0758
2017-01-24 18:00 | 12078.5218 | 29.8976 | 12048.6242 | 11798.3443 | 250.2799 | 0.021213 | FALSE | FALSE | 0.025314 | FALSE | 0.025314 | FALSE | FALSE | -54.7212 | FALSE | -54.7212 | 250.2799 | 29.8976 | 0.002534 | 0.0024692 | FALSE | FALSE | 0.00090467 | FALSE | 0.00090467 | FALSE | FALSE | 18.9705 | FALSE | 18.9705 | 29.8976
2017-01-24 19:00 | 12207.9766 | 30.0147 | 12177.9619 | 11924.4079 | 253.554 | 0.021263 | FALSE | FALSE | 0.025314 | FALSE | 0.025314 | FALSE | FALSE | -54.7212 | FALSE | -54.7212 | 253.554 | 30.0147 | 0.0025171 | 0.0024526 | FALSE | FALSE | 0.00090467 | FALSE | 0.00090467 | FALSE | FALSE | 18.9705 | FALSE | 18.9705 | 30.0147
2017-01-24 20:00 | 12108.2332 | 29.9245 | 12078.3087 | 11827.2774 | 251.0314 | 0.021225 | FALSE | FALSE | 0.025314 | FALSE | 0.025314 | FALSE | FALSE | -54.7212 | FALSE | -54.7212 | 251.0314 | 29.9245 | 0.0025301 | 0.0024653 | FALSE | FALSE | 0.00090467 | FALSE | 0.00090467 | FALSE | FALSE | 18.9705 | FALSE | 18.9705 | 29.9245
2017-01-24 21:00 | 11714.7816 | 29.5685 | 11685.2131 | 11444.1326 | 241.0805 | 0.021066 | FALSE | FALSE | 0.025314 | FALSE | 0.025314 | FALSE | FALSE | -54.7212 | FALSE | -54.7212 | 241.0805 | 29.5685 | 0.0025837 | 0.0025177 | FALSE | FALSE | 0.00090467 | FALSE | 0.00090467 | FALSE | FALSE | 18.9705 | FALSE | 18.9705 | 29.5685
2017-01-24 22:00 | 11131.0205 | 29.0404 | 11101.9801 | 10875.6637 | 226.3164 | 0.020809 | FALSE | FALSE | 0.025314 | FALSE | 0.025314 | FALSE | FALSE | -54.7212 | FALSE | -54.7212 | 226.3164 | 29.0404 | 0.0026702 | 0.0026022 | FALSE | FALSE | 0.00090467 | FALSE | 0.00090467 | FALSE | FALSE | 18.9705 | FALSE | 18.9705 | 29.0404
2017-01-24 23:00 | 10560.5504 | 28.5243 | 10532.0261 | 10320.1376 | 211.8885 | 0.020532 | FALSE | FALSE | 0.025314 | FALSE | 0.025314 | FALSE | FALSE | -54.7212 | FALSE | -54.7212 | 211.8885 | 28.5243 | 0.0027639 | 0.0026937 | FALSE | FALSE | 0.00090467 | FALSE | 0.00090467 | FALSE | FALSE | 18.9705 | FALSE | 18.9705 | 28.5243
2017-01-25 | 10236.1816 | 28.2309 | 10207.9508 | 10004.266 | 203.6848 | 0.02036 | FALSE | FALSE | 0.025314 | FALSE | 0.025314 | FALSE | FALSE | -54.7212 | FALSE | -54.7212 | 203.6848 | 28.2309 | 0.0028219 | 0.0027504 | FALSE | FALSE | 0.00090467 | FALSE | 0.00090467 | FALSE | FALSE | 18.9705 | FALSE | 18.9705 | 28.2309
2017-01-25 01:00 | 10172.2344 | 28.173 | 10144.0614 | 9941.9939 | 202.0675 | 0.020325 | FALSE | FALSE | 0.025314 | FALSE | 0.025314 | FALSE | FALSE | -54.7212 | FALSE | -54.7212 | 202.0675 | 28.173 | 0.0028337 | 0.0027619 | FALSE | FALSE | 0.00090467 | FALSE | 0.00090467 | FALSE | FALSE | 18.9705 | FALSE | 18.9705 | 28.173
2017-01-25 02:00 | 10244.9865 | 28.2388 | 10216.7476 | 10012.8402 | 203.9075 | 0.020365 | FALSE | FALSE | 0.025314 | FALSE | 0.025314 | FALSE | FALSE | -54.7212 | FALSE | -54.7212 | 203.9075 | 28.2388 | 0.0028203 | 0.0027488 | FALSE | FALSE | 0.00090467 | FALSE | 0.00090467 | FALSE | FALSE | 18.9705 | FALSE | 18.9705 | 28.2388
2017-01-25 03:00 | 10440.5601 | 28.4158 | 10412.1443 | 10203.2905 | 208.8538 | 0.020469 | FALSE | FALSE | 0.025314 | FALSE | 0.025314 | FALSE | FALSE | -54.7212 | FALSE | -54.7212 | 208.8538 | 28.4158 | 0.002785 | 0.0027143 | FALSE | FALSE | 0.00090467 | FALSE | 0.00090467 | FALSE | FALSE | 18.9705 | FALSE | 18.9705 | 28.4158
2017-01-25 04:00 | 10906.1632 | 28.837 | 10877.3262 | 10656.6967 | 220.6295 | 0.020703 | FALSE | FALSE | 0.025314 | FALSE | 0.025314 | FALSE | FALSE | -54.7212 | FALSE | -54.7212 | 220.6295 | 28.837 | 0.002706 | 0.0026371 | FALSE | FALSE | 0.00090467 | FALSE | 0.00090467 | FALSE | FALSE | 18.9705 | FALSE | 18.9705 | 28.837
2017-01-25 05:00 | 11893.5464 | 29.7302 | 11863.8162 | 11618.2145 | 245.6017 | 0.021139 | FALSE | FALSE | 0.025314 | FALSE | 0.025314 | FALSE | FALSE | -54.7212 | FALSE | -54.7212 | 245.6017 | 29.7302 | 0.0025589 | 0.0024935 | FALSE | FALSE | 0.00090467 | FALSE | 0.00090467 | FALSE | FALSE | 18.9705 | FALSE | 18.9705 | 29.7302
2017-01-25 06:00 | 13515.8444 | 31.286 | 13484.5584 | 13187.6961 | 296.8623 | 0.022511 | FALSE | 0.058254 | FALSE | FALSE | 0.058254 | FALSE | -488.6612 | FALSE | FALSE | -488.6612 | 296.8623 | 31.286 | 0.0023724 | 0.0023094 | FALSE | 0.0022989 | FALSE | FALSE | 0.0022989 | FALSE | 0.21425 | FALSE | FALSE | 0.21425 | 31.286
2017-01-25 07:00 | 14141.6839 | 32.7247 | 14108.9592 | 13775.7233 | 333.2359 | 0.02419 | FALSE | 0.058254 | FALSE | FALSE | 0.058254 | FALSE | -488.6612 | FALSE | FALSE | -488.6612 | 333.2359 | 32.7247 | 0.0023755 | 0.0023087 | FALSE | 0.0022989 | FALSE | FALSE | 0.0022989 | FALSE | 0.21425 | FALSE | FALSE | 0.21425 | 32.7247
2017-01-25 08:00 | 13622.5793 | 31.5313 | 13591.048 | 13287.9823 | 303.0657 | 0.022808 | FALSE | 0.058254 | FALSE | FALSE | 0.058254 | FALSE | -488.6612 | FALSE | FALSE | -488.6612 | 303.0657 | 31.5313 | 0.0023729 | 0.0023093 | FALSE | 0.0022989 | FALSE | FALSE | 0.0022989 | FALSE | 0.21425 | FALSE | FALSE | 0.21425 | 31.5313
2017-01-25 09:00 | 12628.5732 | 30.3952 | 12598.178 | 12333.9865 | 264.1914 | 0.02142 | FALSE | FALSE | 0.025314 | FALSE | 0.025314 | FALSE | FALSE | -54.7212 | FALSE | -54.7212 | 264.1914 | 30.3952 | 0.0024643 | 0.0024011 | FALSE | FALSE | 0.00090467 | FALSE | 0.00090467 | FALSE | FALSE | 18.9705 | FALSE | 18.9705 | 30.3952
2017-01-25 10:00 | 11790.5168 | 29.637 | 11760.8798 | 11517.8838 | 242.9959 | 0.021097 | FALSE | FALSE | 0.025314 | FALSE | 0.025314 | FALSE | FALSE | -54.7212 | FALSE | -54.7212 | 242.9959 | 29.637 | 0.0025731 | 0.0025073 | FALSE | FALSE | 0.00090467 | FALSE | 0.00090467 | FALSE | FALSE | 18.9705 | FALSE | 18.9705 | 29.637
2017-01-25 11:00 | 11198.9956 | 29.1019 | 11169.8938 | 10941.8582 | 228.0356 | 0.020841 | FALSE | FALSE | 0.025314 | FALSE | 0.025314 | FALSE | FALSE | -54.7212 | FALSE | -54.7212 | 228.0356 | 29.1019 | 0.0026597 | 0.0025919 | FALSE | FALSE | 0.00090467 | FALSE | 0.00090467 | FALSE | FALSE | 18.9705 | FALSE | 18.9705 | 29.1019
2017-01-25 12:00 | 10802.5808 | 28.7433 | 10773.8375 | 10555.8278 | 218.0098 | 0.020653 | FALSE | FALSE | 0.025314 | FALSE | 0.025314 | FALSE | FALSE | -54.7212 | FALSE | -54.7212 | 218.0098 | 28.7433 | 0.002723 | 0.0026537 | FALSE | FALSE | 0.00090467 | FALSE | 0.00090467 | FALSE | FALSE | 18.9705 | FALSE | 18.9705 | 28.7433
2017-01-25 13:00 | 10612.9213 | 28.5717 | 10584.3496 | 10371.1366 | 213.213 | 0.020558 | FALSE | FALSE | 0.025314 | FALSE | 0.025314 | FALSE | FALSE | -54.7212 | FALSE | -54.7212 | 213.213 | 28.5717 | 0.0027549 | 0.0026849 | FALSE | FALSE | 0.00090467 | FALSE | 0.00090467 | FALSE | FALSE | 18.9705 | FALSE | 18.9705 | 28.5717
2017-01-25 14:00 | 10467.0972 | 28.4398 | 10438.6574 | 10229.1325 | 209.5249 | 0.020483 | FALSE | FALSE | 0.025314 | FALSE | 0.025314 | FALSE | FALSE | -54.7212 | FALSE | -54.7212 | 209.5249 | 28.4398 | 0.0027803 | 0.0027097 | FALSE | FALSE | 0.00090467 | FALSE | 0.00090467 | FALSE | FALSE | 18.9705 | FALSE | 18.9705 | 28.4398
2017-01-25 15:00 | 10455.2404 | 28.429 | 10426.8113 | 10217.5863 | 209.2251 | 0.020477 | FALSE | FALSE | 0.025314 | FALSE | 0.025314 | FALSE | FALSE | -54.7212 | FALSE | -54.7212 | 209.2251 | 28.429 | 0.0027824 | 0.0027117 | FALSE | FALSE | 0.00090467 | FALSE | 0.00090467 | FALSE | FALSE | 18.9705 | FALSE | 18.9705 | 28.429
2017-01-25 16:00 | 10624.2836 | 28.582 | 10595.7016 | 10382.2012 | 213.5004 | 0.020564 | FALSE | FALSE | 0.025314 | FALSE | 0.025314 | FALSE | FALSE | -54.7212 | FALSE | -54.7212 | 213.5004 | 28.582 | 0.002753 | 0.002683 | FALSE | FALSE | 0.00090467 | FALSE | 0.00090467 | FALSE | FALSE | 18.9705 | FALSE | 18.9705 | 28.582
2017-01-25 17:00 | 10938.8823 | 28.8666 | 10910.0157 | 10688.5587 | 221.457 | 0.020719 | FALSE | FALSE | 0.025314 | FALSE | 0.025314 | FALSE | FALSE | -54.7212 | FALSE | -54.7212 | 221.457 | 28.8666 | 0.0027007 | 0.002632 | FALSE | FALSE | 0.00090467 | FALSE | 0.00090467 | FALSE | FALSE | 18.9705 | FALSE | 18.9705 | 28.8666
2017-01-25 18:00 | 11734.2898 | 29.5862 | 11704.7037 | 11463.1298 | 241.5739 | 0.021074 | FALSE | FALSE | 0.025314 | FALSE | 0.025314 | FALSE | FALSE | -54.7212 | FALSE | -54.7212 | 241.5739 | 29.5862 | 0.002581 | 0.002515 | FALSE | FALSE | 0.00090467 | FALSE | 0.00090467 | FALSE | FALSE | 18.9705 | FALSE | 18.9705 | 29.5862
2017-01-25 19:00 | 11715.9809 | 29.5696 | 11686.4113 | 11445.3005 | 241.1108 | 0.021066 | FALSE | FALSE | 0.025314 | FALSE | 0.025314 | FALSE | FALSE | -54.7212 | FALSE | -54.7212 | 241.1108 | 29.5696 | 0.0025836 | 0.0025175 | FALSE | FALSE | 0.00090467 | FALSE | 0.00090467 | FALSE | FALSE | 18.9705 | FALSE | 18.9705 | 29.5696
2017-01-25 20:00 | 11537.3477 | 29.408 | 11507.9397 | 11271.3468 | 236.593 | 0.020991 | FALSE | FALSE | 0.025314 | FALSE | 0.025314 | FALSE | FALSE | -54.7212 | FALSE | -54.7212 | 236.593 | 29.408 | 0.0026091 | 0.0025425 | FALSE | FALSE | 0.00090467 | FALSE | 0.00090467 | FALSE | FALSE | 18.9705 | FALSE | 18.9705 | 29.408
2017-01-25 21:00 | 11027.5859 | 28.9468 | 10998.639 | 10774.9386 | 223.7004 | 0.020761 | FALSE | FALSE | 0.025314 | FALSE | 0.025314 | FALSE | FALSE | -54.7212 | FALSE | -54.7212 | 223.7004 | 28.9468 | 0.0026865 | 0.0026181 | FALSE | FALSE | 0.00090467 | FALSE | 0.00090467 | FALSE | FALSE | 18.9705 | FALSE | 18.9705 | 28.9468
2017-01-25 22:00 | 10294.7974 | 28.2839 | 10266.5135 | 10061.3462 | 205.1673 | 0.020392 | FALSE | FALSE | 0.025314 | FALSE | 0.025314 | FALSE | FALSE | -54.7212 | FALSE | -54.7212 | 205.1673 | 28.2839 | 0.0028111 | 0.0027399 | FALSE | FALSE | 0.00090467 | FALSE | 0.00090467 | FALSE | FALSE | 18.9705 | FALSE | 18.9705 | 28.2839
2017-01-25 23:00 | 9562.2344 | 27.6212 | 9534.6133 | 9347.9735 | 186.6398 | 0.019966 | FALSE | FALSE | 0.025314 | FALSE | 0.025314 | FALSE | FALSE | -54.7212 | FALSE | -54.7212 | 186.6398 | 27.6212 | 0.0029548 | 0.0028802 | FALSE | FALSE | 0.00090467 | FALSE | 0.00090467 | FALSE | FALSE | 18.9705 | FALSE | 18.9705 | 27.6212
2017-01-26 | 9064.9607 | 27.1756 | 9037.7852 | 8863.7222 | 174.063 | 0.019638 | FALSE | FALSE | 0.025314 | FALSE | 0.025314 | FALSE | FALSE | -54.7212 | FALSE | -54.7212 | 174.063 | 27.1756 | 0.0030659 | 0.0029889 | FALSE | FALSE | FALSE | 0.00087361 | 0.00087361 | FALSE | FALSE | FALSE | 19.2563 | 19.2563 | 27.1756
2017-01-26 01:00 | 8792.8229 | 26.9378 | 8765.8851 | 8598.0443 | 167.8408 | 0.019521 | FALSE | FALSE | FALSE | 0.022796 | 0.022796 | FALSE | FALSE | FALSE | -31.9845 | -31.9845 | 167.8408 | 26.9378 | 0.003133 | 0.0030543 | FALSE | FALSE | FALSE | 0.00087361 | 0.00087361 | FALSE | FALSE | FALSE | 19.2563 | 19.2563 | 26.9378
2017-01-26 02:00 | 8645.4597 | 26.8091 | 8618.6507 | 8454.1662 | 164.4845 | 0.019456 | FALSE | FALSE | FALSE | 0.022796 | 0.022796 | FALSE | FALSE | FALSE | -31.9845 | -31.9845 | 164.4845 | 26.8091 | 0.0031711 | 0.0030914 | FALSE | FALSE | FALSE | 0.00087361 | 0.00087361 | FALSE | FALSE | FALSE | 19.2563 | 19.2563 | 26.8091
2017-01-26 03:00 | 8601.355 | 26.7705 | 8574.5845 | 8411.1045 | 163.48 | 0.019436 | FALSE | FALSE | FALSE | 0.022796 | 0.022796 | FALSE | FALSE | FALSE | -31.9845 | -31.9845 | 163.48 | 26.7705 | 0.0031828 | 0.0031027 | FALSE | FALSE | FALSE | 0.00087361 | 0.00087361 | FALSE | FALSE | FALSE | 19.2563 | 19.2563 | 26.7705
2017-01-26 04:00 | 8785.9 | 26.9318 | 8758.9682 | 8591.2851 | 167.6831 | 0.019518 | FALSE | FALSE | FALSE | 0.022796 | 0.022796 | FALSE | FALSE | FALSE | -31.9845 | -31.9845 | 167.6831 | 26.9318 | 0.0031348 | 0.003056 | FALSE | FALSE | FALSE | 0.00087361 | 0.00087361 | FALSE | FALSE | FALSE | 19.2563 | 19.2563 | 26.9318
2017-01-26 05:00 | 9492.7566 | 27.5583 | 9465.1983 | 9280.3156 | 184.8826 | 0.019922 | FALSE | FALSE | 0.025314 | FALSE | 0.025314 | FALSE | FALSE | -54.7212 | FALSE | -54.7212 | 184.8826 | 27.5583 | 0.0029695 | 0.0028947 | FALSE | FALSE | 0.00090467 | FALSE | 0.00090467 | FALSE | FALSE | 18.9705 | FALSE | 18.9705 | 27.5583
2017-01-26 06:00 | 10851.0562 | 28.7871 | 10822.2691 | 10603.0333 | 219.2358 | 0.020677 | FALSE | FALSE | 0.025314 | FALSE | 0.025314 | FALSE | FALSE | -54.7212 | FALSE | -54.7212 | 219.2358 | 28.7871 | 0.002715 | 0.0026459 | FALSE | FALSE | 0.00090467 | FALSE | 0.00090467 | FALSE | FALSE | 18.9705 | FALSE | 18.9705 | 28.7871
2017-01-26 07:00 | 11462.6746 | 29.3404 | 11433.3342 | 11198.6298 | 234.7044 | 0.020958 | FALSE | FALSE | 0.025314 | FALSE | 0.025314 | FALSE | FALSE | -54.7212 | FALSE | -54.7212 | 234.7044 | 29.3404 | 0.00262 | 0.0025531 | FALSE | FALSE | 0.00090467 | FALSE | 0.00090467 | FALSE | FALSE | 18.9705 | FALSE | 18.9705 | 29.3404
2017-01-26 08:00 | 11160.3101 | 29.0669 | 11131.2432 | 10904.1861 | 227.0572 | 0.020823 | FALSE | FALSE | 0.025314 | FALSE | 0.025314 | FALSE | FALSE | -54.7212 | FALSE | -54.7212 | 227.0572 | 29.0669 | 0.0026657 | 0.0025977 | FALSE | FALSE | 0.00090467 | FALSE | 0.00090467 | FALSE | FALSE | 18.9705 | FALSE | 18.9705 | 29.0669
2017-01-26 09:00 | 10941.2844 | 28.8687 | 10912.4157 | 10690.8979 | 221.5177 | 0.02072 | FALSE | FALSE | 0.025314 | FALSE | 0.025314 | FALSE | FALSE | -54.7212 | FALSE | -54.7212 | 221.5177 | 28.8687 | 0.0027003 | 0.0026316 | FALSE | FALSE | 0.00090467 | FALSE | 0.00090467 | FALSE | FALSE | 18.9705 | FALSE | 18.9705 | 28.8687
2017-01-26 10:00 | 10840.2778 | 28.7774 | 10811.5004 | 10592.5372 | 218.9632 | 0.020671 | FALSE | FALSE | 0.025314 | FALSE | 0.025314 | FALSE | FALSE | -54.7212 | FALSE | -54.7212 | 218.9632 | 28.7774 | 0.0027168 | 0.0026476 | FALSE | FALSE | 0.00090467 | FALSE | 0.00090467 | FALSE | FALSE | 18.9705 | FALSE | 18.9705 | 28.7774
2017-01-26 11:00 | 10745.011 | 28.6912 | 10716.3198 | 10499.7661 | 216.5537 | 0.020625 | FALSE | FALSE | 0.025314 | FALSE | 0.025314 | FALSE | FALSE | -54.7212 | FALSE | -54.7212 | 216.5537 | 28.6912 | 0.0027326 | 0.0026631 | FALSE | FALSE | 0.00090467 | FALSE | 0.00090467 | FALSE | FALSE | 18.9705 | FALSE | 18.9705 | 28.6912
2017-01-26 12:00 | 10580.6676 | 28.5425 | 10552.1251 | 10339.7278 | 212.3973 | 0.020542 | FALSE | FALSE | 0.025314 | FALSE | 0.025314 | FALSE | FALSE | -54.7212 | FALSE | -54.7212 | 212.3973 | 28.5425 | 0.0027605 | 0.0026904 | FALSE | FALSE | 0.00090467 | FALSE | 0.00090467 | FALSE | FALSE | 18.9705 | FALSE | 18.9705 | 28.5425
2017-01-26 13:00 | 10522.1148 | 28.4895 | 10493.6253 | 10282.7089 | 210.9164 | 0.020512 | FALSE | FALSE | 0.025314 | FALSE | 0.025314 | FALSE | FALSE | -54.7212 | FALSE | -54.7212 | 210.9164 | 28.4895 | 0.0027706 | 0.0027003 | FALSE | FALSE | 0.00090467 | FALSE | 0.00090467 | FALSE | FALSE | 18.9705 | FALSE | 18.9705 | 28.4895
2017-01-26 14:00 | 10420.5209 | 28.3976 | 10392.1232 | 10183.7763 | 208.347 | 0.020459 | FALSE | FALSE | 0.025314 | FALSE | 0.025314 | FALSE | FALSE | -54.7212 | FALSE | -54.7212 | 208.347 | 28.3976 | 0.0027885 | 0.0027178 | FALSE | FALSE | 0.00090467 | FALSE | 0.00090467 | FALSE | FALSE | 18.9705 | FALSE | 18.9705 | 28.3976
2017-01-26 15:00 | 10432.6855 | 28.4086 | 10404.2769 | 10195.6222 | 208.6546 | 0.020465 | FALSE | FALSE | 0.025314 | FALSE | 0.025314 | FALSE | FALSE | -54.7212 | FALSE | -54.7212 | 208.6546 | 28.4086 | 0.0027864 | 0.0027156 | FALSE | FALSE | 0.00090467 | FALSE | 0.00090467 | FALSE | FALSE | 18.9705 | FALSE | 18.9705 | 28.4086
2017-01-26 16:00 | 10594.783 | 28.5553 | 10566.2278 | 10353.4735 | 212.7543 | 0.020549 | FALSE | FALSE | 0.025314 | FALSE | 0.025314 | FALSE | FALSE | -54.7212 | FALSE | -54.7212 | 212.7543 | 28.5553 | 0.002758 | 0.002688 | FALSE | FALSE | 0.00090467 | FALSE | 0.00090467 | FALSE | FALSE | 18.9705 | FALSE | 18.9705 | 28.5553
2017-01-26 17:00 | 11125.1657 | 29.0351 | 11096.1306 | 10869.9623 | 226.1683 | 0.020807 | FALSE | FALSE | 0.025314 | FALSE | 0.025314 | FALSE | FALSE | -54.7212 | FALSE | -54.7212 | 226.1683 | 29.0351 | 0.0026711 | 0.0026031 | FALSE | FALSE | 0.00090467 | FALSE | 0.00090467 | FALSE | FALSE | 18.9705 | FALSE | 18.9705 | 29.0351
2017-01-26 18:00 | 12144.9759 | 29.9577 | 12115.0182 | 11863.0576 | 251.9607 | 0.021239 | FALSE | FALSE | 0.025314 | FALSE | 0.025314 | FALSE | FALSE | -54.7212 | FALSE | -54.7212 | 251.9607 | 29.9577 | 0.0025253 | 0.0024606 | FALSE | FALSE | 0.00090467 | FALSE | 0.00090467 | FALSE | FALSE | 18.9705 | FALSE | 18.9705 | 29.9577
2017-01-26 19:00 | 12365.6853 | 30.1574 | 12335.528 | 12077.9853 | 257.5427 | 0.021323 | FALSE | FALSE | 0.025314 | FALSE | 0.025314 | FALSE | FALSE | -54.7212 | FALSE | -54.7212 | 257.5427 | 30.1574 | 0.0024969 | 0.0024329 | FALSE | FALSE | 0.00090467 | FALSE | 0.00090467 | FALSE | FALSE | 18.9705 | FALSE | 18.9705 | 30.1574
2017-01-26 20:00 | 12369.0762 | 30.1604 | 12338.9158 | 12081.2874 | 257.6284 | 0.021325 | FALSE | FALSE | 0.025314 | FALSE | 0.025314 | FALSE | FALSE | -54.7212 | FALSE | -54.7212 | 257.6284 | 30.1604 | 0.0024965 | 0.0024324 | FALSE | FALSE | 0.00090467 | FALSE | 0.00090467 | FALSE | FALSE | 18.9705 | FALSE | 18.9705 | 30.1604
2017-01-26 21:00 | 12051.7258 | 29.8733 | 12021.8524 | 11772.2502 | 249.6022 | 0.021203 | FALSE | FALSE | 0.025314 | FALSE | 0.025314 | FALSE | FALSE | -54.7212 | FALSE | -54.7212 | 249.6022 | 29.8733 | 0.0025376 | 0.0024726 | FALSE | FALSE | 0.00090467 | FALSE | 0.00090467 | FALSE | FALSE | 18.9705 | FALSE | 18.9705 | 29.8733
2017-01-26 22:00 | 11489.3525 | 29.3646 | 11459.9879 | 11224.6088 | 235.3791 | 0.02097 | FALSE | FALSE | 0.025314 | FALSE | 0.025314 | FALSE | FALSE | -54.7212 | FALSE | -54.7212 | 235.3791 | 29.3646 | 0.0026161 | 0.0025493 | FALSE | FALSE | 0.00090467 | FALSE | 0.00090467 | FALSE | FALSE | 18.9705 | FALSE | 18.9705 | 29.3646
2017-01-26 23:00 | 10957.6582 | 28.8836 | 10928.7746 | 10706.8428 | 221.9319 | 0.020728 | FALSE | FALSE | 0.025314 | FALSE | 0.025314 | FALSE | FALSE | -54.7212 | FALSE | -54.7212 | 221.9319 | 28.8836 | 0.0026977 | 0.002629 | FALSE | FALSE | 0.00090467 | FALSE | 0.00090467 | FALSE | FALSE | 18.9705 | FALSE | 18.9705 | 28.8836
2017-01-27 | 10664.2376 | 28.6181 | 10635.6195 | 10421.1087 | 214.5109 | 0.020584 | FALSE | FALSE | 0.025314 | FALSE | 0.025314 | FALSE | FALSE | -54.7212 | FALSE | -54.7212 | 214.5109 | 28.6181 | 0.0027462 | 0.0026764 | FALSE | FALSE | 0.00090467 | FALSE | 0.00090467 | FALSE | FALSE | 18.9705 | FALSE | 18.9705 | 28.6181
2017-01-27 01:00 | 10596.7577 | 28.5571 | 10568.2006 | 10355.3964 | 212.8042 | 0.02055 | FALSE | FALSE | 0.025314 | FALSE | 0.025314 | FALSE | FALSE | -54.7212 | FALSE | -54.7212 | 212.8042 | 28.5571 | 0.0027577 | 0.0026876 | FALSE | FALSE | 0.00090467 | FALSE | 0.00090467 | FALSE | FALSE | 18.9705 | FALSE | 18.9705 | 28.5571
2017-01-27 02:00 | 10687.7646 | 28.6394 | 10659.1252 | 10444.0193 | 215.1059 | 0.020596 | FALSE | FALSE | 0.025314 | FALSE | 0.025314 | FALSE | FALSE | -54.7212 | FALSE | -54.7212 | 215.1059 | 28.6394 | 0.0027422 | 0.0026725 | FALSE | FALSE | 0.00090467 | FALSE | 0.00090467 | FALSE | FALSE | 18.9705 | FALSE | 18.9705 | 28.6394
2017-01-27 03:00 | 10911.1458 | 28.8415 | 10882.3043 | 10661.5488 | 220.7555 | 0.020706 | FALSE | FALSE | 0.025314 | FALSE | 0.025314 | FALSE | FALSE | -54.7212 | FALSE | -54.7212 | 220.7555 | 28.8415 | 0.0027052 | 0.0026363 | FALSE | FALSE | 0.00090467 | FALSE | 0.00090467 | FALSE | FALSE | 18.9705 | FALSE | 18.9705 | 28.8415
2017-01-27 04:00 | 11388.9792 | 29.2738 | 11359.7054 | 11126.8649 | 232.8405 | 0.020926 | FALSE | FALSE | 0.025314 | FALSE | 0.025314 | FALSE | FALSE | -54.7212 | FALSE | -54.7212 | 232.8405 | 29.2738 | 0.0026309 | 0.0025638 | FALSE | FALSE | 0.00090467 | FALSE | 0.00090467 | FALSE | FALSE | 18.9705 | FALSE | 18.9705 | 29.2738
2017-01-27 05:00 | 12374.7317 | 30.1655 | 12344.5662 | 12086.7947 | 257.7715 | 0.021327 | FALSE | FALSE | 0.025314 | FALSE | 0.025314 | FALSE | FALSE | -54.7212 | FALSE | -54.7212 | 257.7715 | 30.1655 | 0.0024957 | 0.0024317 | FALSE | FALSE | 0.00090467 | FALSE | 0.00090467 | FALSE | FALSE | 18.9705 | FALSE | 18.9705 | 30.1655
2017-01-27 06:00 | 14028.1571 | 32.4637 | 13995.6934 | 13669.0556 | 326.6378 | 0.023896 | FALSE | 0.058254 | FALSE | FALSE | 0.058254 | FALSE | -488.6612 | FALSE | FALSE | -488.6612 | 326.6378 | 32.4637 | 0.002375 | 0.0023088 | FALSE | 0.0022989 | FALSE | FALSE | 0.0022989 | FALSE | 0.21425 | FALSE | FALSE | 0.21425 | 32.4637
2017-01-27 07:00 | 14699.1905 | 34.0064 | 14665.1842 | 14299.5462 | 365.638 | 0.02557 | FALSE | 0.058254 | FALSE | FALSE | 0.058254 | FALSE | -488.6612 | FALSE | FALSE | -488.6612 | 365.638 | 34.0064 | 0.0023781 | 0.0023081 | FALSE | 0.0022989 | FALSE | FALSE | 0.0022989 | FALSE | 0.21425 | FALSE | FALSE | 0.21425 | 34.0064
2017-01-27 08:00 | 14320.5175 | 33.1358 | 14287.3817 | 13943.752 | 343.6297 | 0.024644 | FALSE | 0.058254 | FALSE | FALSE | 0.058254 | FALSE | -488.6612 | FALSE | FALSE | -488.6612 | 343.6297 | 33.1358 | 0.0023764 | 0.0023085 | FALSE | 0.0022989 | FALSE | FALSE | 0.0022989 | FALSE | 0.21425 | FALSE | FALSE | 0.21425 | 33.1358
2017-01-27 09:00 | 13447.3662 | 31.1359 | 13416.2303 | 13123.3483 | 292.882 | 0.022318 | FALSE | 0.058254 | FALSE | FALSE | 0.058254 | FALSE | -488.6612 | FALSE | FALSE | -488.6612 | 292.882 | 31.1359 | 0.0023726 | 0.00231 | FALSE | FALSE | 0.00090467 | FALSE | 0.00090467 | FALSE | FALSE | 18.9705 | FALSE | 18.9705 | 31.1359
2017-01-27 10:00 | 12731.7091 | 30.4885 | 12701.2206 | 12434.4207 | 266.7999 | 0.021457 | FALSE | FALSE | 0.025314 | FALSE | 0.025314 | FALSE | FALSE | -54.7212 | FALSE | -54.7212 | 266.7999 | 30.4885 | 0.0024519 | 0.002389 | FALSE | FALSE | 0.00090467 | FALSE | 0.00090467 | FALSE | FALSE | 18.9705 | FALSE | 18.9705 | 30.4885
2017-01-27 11:00 | 12243.5322 | 30.0469 | 12213.4853 | 11959.0321 | 254.4533 | 0.021277 | FALSE | FALSE | 0.025314 | FALSE | 0.025314 | FALSE | FALSE | -54.7212 | FALSE | -54.7212 | 254.4533 | 30.0469 | 0.0025125 | 0.0024481 | FALSE | FALSE | 0.00090467 | FALSE | 0.00090467 | FALSE | FALSE | 18.9705 | FALSE | 18.9705 | 30.0469
2017-01-27 12:00 | 11917.8487 | 29.7522 | 11888.0965 | 11641.8801 | 246.2163 | 0.021149 | FALSE | FALSE | 0.025314 | FALSE | 0.025314 | FALSE | FALSE | -54.7212 | FALSE | -54.7212 | 246.2163 | 29.7522 | 0.0025556 | 0.0024902 | FALSE | FALSE | 0.00090467 | FALSE | 0.00090467 | FALSE | FALSE | 18.9705 | FALSE | 18.9705 | 29.7522
2017-01-27 13:00 | 11688.81 | 29.545 | 11659.265 | 11418.8413 | 240.4236 | 0.021055 | FALSE | FALSE | 0.025314 | FALSE | 0.025314 | FALSE | FALSE | -54.7212 | FALSE | -54.7212 | 240.4236 | 29.545 | 0.0025874 | 0.0025213 | FALSE | FALSE | 0.00090467 | FALSE | 0.00090467 | FALSE | FALSE | 18.9705 | FALSE | 18.9705 | 29.545
2017-01-27 14:00 | 11388.1164 | 29.273 | 11358.8434 | 11126.0247 | 232.8187 | 0.020926 | FALSE | FALSE | 0.025314 | FALSE | 0.025314 | FALSE | FALSE | -54.7212 | FALSE | -54.7212 | 232.8187 | 29.273 | 0.002631 | 0.0025639 | FALSE | FALSE | 0.00090467 | FALSE | 0.00090467 | FALSE | FALSE | 18.9705 | FALSE | 18.9705 | 29.273
2017-01-27 15:00 | 11275.3075 | 29.1709 | 11246.1366 | 11016.1709 | 229.9656 | 0.020875 | FALSE | FALSE | 0.025314 | FALSE | 0.025314 | FALSE | FALSE | -54.7212 | FALSE | -54.7212 | 229.9656 | 29.1709 | 0.002648 | 0.0025805 | FALSE | FALSE | 0.00090467 | FALSE | 0.00090467 | FALSE | FALSE | 18.9705 | FALSE | 18.9705 | 29.1709
2017-01-27 16:00 | 11527.8843 | 29.3994 | 11498.4849 | 11262.1312 | 236.3536 | 0.020987 | FALSE | FALSE | 0.025314 | FALSE | 0.025314 | FALSE | FALSE | -54.7212 | FALSE | -54.7212 | 236.3536 | 29.3994 | 0.0026105 | 0.0025438 | FALSE | FALSE | 0.00090467 | FALSE | 0.00090467 | FALSE | FALSE | 18.9705 | FALSE | 18.9705 | 29.3994
2017-01-27 17:00 | 12207.5403 | 30.0143 | 12177.526 | 11923.983 | 253.543 | 0.021263 | FALSE | FALSE | 0.025314 | FALSE | 0.025314 | FALSE | FALSE | -54.7212 | FALSE | -54.7212 | 253.543 | 30.0143 | 0.0025171 | 0.0024526 | FALSE | FALSE | 0.00090467 | FALSE | 0.00090467 | FALSE | FALSE | 18.9705 | FALSE | 18.9705 | 30.0143
2017-01-27 18:00 | 13169.8163 | 30.8848 | 13138.9315 | 12861.0513 | 277.8802 | 0.021606 | FALSE | FALSE | 0.025314 | FALSE | 0.025314 | FALSE | FALSE | -54.7212 | FALSE | -54.7212 | 277.8802 | 30.8848 | 0.0024014 | 0.0023396 | FALSE | FALSE | 0.00090467 | FALSE | 0.00090467 | FALSE | FALSE | 18.9705 | FALSE | 18.9705 | 30.8848
2017-01-27 19:00 | 13268.4122 | 30.974 | 13237.4382 | 12954.9715 | 282.4667 | 0.021804 | FALSE | 0.058254 | FALSE | FALSE | 0.058254 | FALSE | -488.6612 | FALSE | FALSE | -488.6612 | 282.4667 | 30.974 | 0.0023909 | 0.002329 | FALSE | FALSE | 0.00090467 | FALSE | 0.00090467 | FALSE | FALSE | 18.9705 | FALSE | 18.9705 | 30.974
2017-01-27 20:00 | 13291.5665 | 30.995 | 13260.5715 | 12976.7572 | 283.8143 | 0.021871 | FALSE | 0.058254 | FALSE | FALSE | 0.058254 | FALSE | -488.6612 | FALSE | FALSE | -488.6612 | 283.8143 | 30.995 | 0.0023885 | 0.0023265 | FALSE | FALSE | 0.00090467 | FALSE | 0.00090467 | FALSE | FALSE | 18.9705 | FALSE | 18.9705 | 30.995
2017-01-27 21:00 | 13123.3391 | 30.8428 | 13092.4963 | 12815.7916 | 276.7047 | 0.021591 | FALSE | FALSE | 0.025314 | FALSE | 0.025314 | FALSE | FALSE | -54.7212 | FALSE | -54.7212 | 276.7047 | 30.8428 | 0.0024066 | 0.0023447 | FALSE | FALSE | 0.00090467 | FALSE | 0.00090467 | FALSE | FALSE | 18.9705 | FALSE | 18.9705 | 30.8428
2017-01-27 22:00 | 12745.2384 | 30.5007 | 12714.7377 | 12447.5956 | 267.1421 | 0.021461 | FALSE | FALSE | 0.025314 | FALSE | 0.025314 | FALSE | FALSE | -54.7212 | FALSE | -54.7212 | 267.1421 | 30.5007 | 0.0024503 | 0.0023874 | FALSE | FALSE | 0.00090467 | FALSE | 0.00090467 | FALSE | FALSE | 18.9705 | FALSE | 18.9705 | 30.5007
2017-01-27 23:00 | 12267.6893 | 30.0687 | 12237.6206 | 11982.5563 | 255.0642 | 0.021286 | FALSE | FALSE | 0.025314 | FALSE | 0.025314 | FALSE | FALSE | -54.7212 | FALSE | -54.7212 | 255.0642 | 30.0687 | 0.0025094 | 0.0024451 | FALSE | FALSE | 0.00090467 | FALSE | 0.00090467 | FALSE | FALSE | 18.9705 | FALSE | 18.9705 | 30.0687
2017-01-28 | 11940.2082 | 29.7724 | 11910.4357 | 11663.6539 | 246.7818 | 0.021158 | FALSE | FALSE | 0.025314 | FALSE | 0.025314 | FALSE | FALSE | -54.7212 | FALSE | -54.7212 | 246.7818 | 29.7724 | 0.0025526 | 0.0024873 | FALSE | FALSE | 0.00090467 | FALSE | 0.00090467 | FALSE | FALSE | 18.9705 | FALSE | 18.9705 | 29.7724
2017-01-28 01:00 | 11886.3868 | 29.7238 | 11856.663 | 11611.2424 | 245.4206 | 0.021136 | FALSE | FALSE | 0.025314 | FALSE | 0.025314 | FALSE | FALSE | -54.7212 | FALSE | -54.7212 | 245.4206 | 29.7238 | 0.0025599 | 0.0024944 | FALSE | FALSE | 0.00090467 | FALSE | 0.00090467 | FALSE | FALSE | 18.9705 | FALSE | 18.9705 | 29.7238
2017-01-28 02:00 | 11975.3892 | 29.8043 | 11945.5849 | 11697.9134 | 247.6716 | 0.021172 | FALSE | FALSE | 0.025314 | FALSE | 0.025314 | FALSE | FALSE | -54.7212 | FALSE | -54.7212 | 247.6716 | 29.8043 | 0.0025478 | 0.0024826 | FALSE | FALSE | 0.00090467 | FALSE | 0.00090467 | FALSE | FALSE | 18.9705 | FALSE | 18.9705 | 29.8043
2017-01-28 03:00 | 12151.8405 | 29.9639 | 12121.8766 | 11869.7424 | 252.1343 | 0.021242 | FALSE | FALSE | 0.025314 | FALSE | 0.025314 | FALSE | FALSE | -54.7212 | FALSE | -54.7212 | 252.1343 | 29.9639 | 0.0025244 | 0.0024597 | FALSE | FALSE | 0.00090467 | FALSE | 0.00090467 | FALSE | FALSE | 18.9705 | FALSE | 18.9705 | 29.9639
2017-01-28 04:00 | 12440.0153 | 30.2246 | 12409.7907 | 12150.3681 | 259.4226 | 0.021351 | FALSE | FALSE | 0.025314 | FALSE | 0.025314 | FALSE | FALSE | -54.7212 | FALSE | -54.7212 | 259.4226 | 30.2246 | 0.0024875 | 0.0024237 | FALSE | FALSE | 0.00090467 | FALSE | 0.00090467 | FALSE | FALSE | 18.9705 | FALSE | 18.9705 | 30.2246
2017-01-28 05:00 | 12926.9008 | 30.6651 | 12896.2357 | 12624.4991 | 271.7365 | 0.021525 | FALSE | FALSE | 0.025314 | FALSE | 0.025314 | FALSE | FALSE | -54.7212 | FALSE | -54.7212 | 271.7365 | 30.6651 | 0.002429 | 0.0023666 | FALSE | FALSE | 0.00090467 | FALSE | 0.00090467 | FALSE | FALSE | 18.9705 | FALSE | 18.9705 | 30.6651
2017-01-28 06:00 | 13572.3394 | 31.4158 | 13540.9236 | 13240.7778 | 300.1458 | 0.022668 | FALSE | 0.058254 | FALSE | FALSE | 0.058254 | FALSE | -488.6612 | FALSE | FALSE | -488.6612 | 300.1458 | 31.4158 | 0.0023727 | 0.0023094 | FALSE | 0.0022989 | FALSE | FALSE | 0.0022989 | FALSE | 0.21425 | FALSE | FALSE | 0.21425 | 31.4158
2017-01-28 07:00 | 14123.9773 | 32.684 | 14091.2933 | 13759.0865 | 332.2068 | 0.024145 | FALSE | 0.058254 | FALSE | FALSE | 0.058254 | FALSE | -488.6612 | FALSE | FALSE | -488.6612 | 332.2068 | 32.684 | 0.0023754 | 0.0023087 | FALSE | 0.0022989 | FALSE | FALSE | 0.0022989 | FALSE | 0.21425 | FALSE | FALSE | 0.21425 | 32.684
2017-01-28 08:00 | 14254.4671 | 32.984 | 14221.4831 | 13881.6923 | 339.7908 | 0.024478 | FALSE | 0.058254 | FALSE | FALSE | 0.058254 | FALSE | -488.6612 | FALSE | FALSE | -488.6612 | 339.7908 | 32.984 | 0.0023761 | 0.0023086 | FALSE | 0.0022989 | FALSE | FALSE | 0.0022989 | FALSE | 0.21425 | FALSE | FALSE | 0.21425 | 32.984
2017-01-28 09:00 | 13595.6461 | 31.4694 | 13564.1767 | 13262.6763 | 301.5004 | 0.022733 | FALSE | 0.058254 | FALSE | FALSE | 0.058254 | FALSE | -488.6612 | FALSE | FALSE | -488.6612 | 301.5004 | 31.4694 | 0.0023728 | 0.0023093 | FALSE | 0.0022989 | FALSE | FALSE | 0.0022989 | FALSE | 0.21425 | FALSE | FALSE | 0.21425 | 31.4694
2017-01-28 10:00 | 12774.7311 | 30.5274 | 12744.2037 | 12476.3157 | 267.888 | 0.021472 | FALSE | FALSE | 0.025314 | FALSE | 0.025314 | FALSE | FALSE | -54.7212 | FALSE | -54.7212 | 267.888 | 30.5274 | 0.0024468 | 0.002384 | FALSE | FALSE | 0.00090467 | FALSE | 0.00090467 | FALSE | FALSE | 18.9705 | FALSE | 18.9705 | 30.5274
2017-01-28 11:00 | 12033.5154 | 29.8569 | 12003.6585 | 11754.5168 | 249.1417 | 0.021195 | FALSE | FALSE | 0.025314 | FALSE | 0.025314 | FALSE | FALSE | -54.7212 | FALSE | -54.7212 | 249.1417 | 29.8569 | 0.00254 | 0.002475 | FALSE | FALSE | 0.00090467 | FALSE | 0.00090467 | FALSE | FALSE | 18.9705 | FALSE | 18.9705 | 29.8569
2017-01-28 12:00 | 11391.4859 | 29.276 | 11362.2098 | 11129.3059 | 232.9039 | 0.020927 | FALSE | FALSE | 0.025314 | FALSE | 0.025314 | FALSE | FALSE | -54.7212 | FALSE | -54.7212 | 232.9039 | 29.276 | 0.0026305 | 0.0025634 | FALSE | FALSE | 0.00090467 | FALSE | 0.00090467 | FALSE | FALSE | 18.9705 | FALSE | 18.9705 | 29.276
2017-01-28 13:00 | 10852.8598 | 28.7888 | 10824.071 | 10604.7897 | 219.2814 | 0.020678 | FALSE | FALSE | 0.025314 | FALSE | 0.025314 | FALSE | FALSE | -54.7212 | FALSE | -54.7212 | 219.2814 | 28.7888 | 0.0027147 | 0.0026456 | FALSE | FALSE | 0.00090467 | FALSE | 0.00090467 | FALSE | FALSE | 18.9705 | FALSE | 18.9705 | 28.7888
2017-01-28 14:00 | 10460.2597 | 28.4336 | 10431.8261 | 10222.4741 | 209.352 | 0.02048 | FALSE | FALSE | 0.025314 | FALSE | 0.025314 | FALSE | FALSE | -54.7212 | FALSE | -54.7212 | 209.352 | 28.4336 | 0.0027815 | 0.0027109 | FALSE | FALSE | 0.00090467 | FALSE | 0.00090467 | FALSE | FALSE | 18.9705 | FALSE | 18.9705 | 28.4336
2017-01-28 15:00 | 10305.6427 | 28.2937 | 10277.349 | 10071.9074 | 205.4415 | 0.020397 | FALSE | FALSE | 0.025314 | FALSE | 0.025314 | FALSE | FALSE | -54.7212 | FALSE | -54.7212 | 205.4415 | 28.2937 | 0.0028092 | 0.0027379 | FALSE | FALSE | 0.00090467 | FALSE | 0.00090467 | FALSE | FALSE | 18.9705 | FALSE | 18.9705 | 28.2937
2017-01-28 16:00 | 10554.9964 | 28.5193 | 10526.4772 | 10314.7291 | 211.748 | 0.020529 | FALSE | FALSE | 0.025314 | FALSE | 0.025314 | FALSE | FALSE | -54.7212 | FALSE | -54.7212 | 211.748 | 28.5193 | 0.0027649 | 0.0026947 | FALSE | FALSE | 0.00090467 | FALSE | 0.00090467 | FALSE | FALSE | 18.9705 | FALSE | 18.9705 | 28.5193
2017-01-28 17:00 | 11246.4477 | 29.1448 | 11217.3029 | 10988.0672 | 229.2357 | 0.020862 | FALSE | FALSE | 0.025314 | FALSE | 0.025314 | FALSE | FALSE | -54.7212 | FALSE | -54.7212 | 229.2357 | 29.1448 | 0.0026524 | 0.0025848 | FALSE | FALSE | 0.00090467 | FALSE | 0.00090467 | FALSE | FALSE | 18.9705 | FALSE | 18.9705 | 29.1448
2017-01-28 18:00 | 12242.4253 | 30.0459 | 12212.3795 | 11957.9542 | 254.4253 | 0.021277 | FALSE | FALSE | 0.025314 | FALSE | 0.025314 | FALSE | FALSE | -54.7212 | FALSE | -54.7212 | 254.4253 | 30.0459 | 0.0025126 | 0.0024482 | FALSE | FALSE | 0.00090467 | FALSE | 0.00090467 | FALSE | FALSE | 18.9705 | FALSE | 18.9705 | 30.0459
2017-01-28 19:00 | 12400.3798 | 30.1887 | 12370.1911 | 12111.7709 | 258.4201 | 0.021336 | FALSE | FALSE | 0.025314 | FALSE | 0.025314 | FALSE | FALSE | -54.7212 | FALSE | -54.7212 | 258.4201 | 30.1887 | 0.0024925 | 0.0024286 | FALSE | FALSE | 0.00090467 | FALSE | 0.00090467 | FALSE | FALSE | 18.9705 | FALSE | 18.9705 | 30.1887
2017-01-28 20:00 | 12402.7189 | 30.1909 | 12372.528 | 12114.0487 | 258.4793 | 0.021337 | FALSE | FALSE | 0.025314 | FALSE | 0.025314 | FALSE | FALSE | -54.7212 | FALSE | -54.7212 | 258.4793 | 30.1909 | 0.0024922 | 0.0024283 | FALSE | FALSE | 0.00090467 | FALSE | 0.00090467 | FALSE | FALSE | 18.9705 | FALSE | 18.9705 | 30.1909
2017-01-28 21:00 | 12224.278 | 30.0294 | 12194.2486 | 11940.2823 | 253.9663 | 0.02127 | FALSE | FALSE | 0.025314 | FALSE | 0.025314 | FALSE | FALSE | -54.7212 | FALSE | -54.7212 | 253.9663 | 30.0294 | 0.002515 | 0.0024505 | FALSE | FALSE | 0.00090467 | FALSE | 0.00090467 | FALSE | FALSE | 18.9705 | FALSE | 18.9705 | 30.0294
2017-01-28 22:00 | 11876.6781 | 29.715 | 11846.9631 | 11601.788 | 245.1751 | 0.021133 | FALSE | FALSE | 0.025314 | FALSE | 0.025314 | FALSE | FALSE | -54.7212 | FALSE | -54.7212 | 245.1751 | 29.715 | 0.0025612 | 0.0024957 | FALSE | FALSE | 0.00090467 | FALSE | 0.00090467 | FALSE | FALSE | 18.9705 | FALSE | 18.9705 | 29.715
2017-01-28 23:00 | 11474.4651 | 29.3511 | 11445.114 | 11210.1114 | 235.0026 | 0.020963 | FALSE | FALSE | 0.025314 | FALSE | 0.025314 | FALSE | FALSE | -54.7212 | FALSE | -54.7212 | 235.0026 | 29.3511 | 0.0026183 | 0.0025514 | FALSE | FALSE | 0.00090467 | FALSE | 0.00090467 | FALSE | FALSE | 18.9705 | FALSE | 18.9705 | 29.3511
2017-01-29 | 11168.5712 | 29.0744 | 11139.4968 | 10912.2307 | 227.2661 | 0.020827 | FALSE | FALSE | 0.025314 | FALSE | 0.025314 | FALSE | FALSE | -54.7212 | FALSE | -54.7212 | 227.2661 | 29.0744 | 0.0026644 | 0.0025965 | FALSE | FALSE | 0.00090467 | FALSE | 0.00090467 | FALSE | FALSE | 18.9705 | FALSE | 18.9705 | 29.0744
2017-01-29 01:00 | 11071.3342 | 28.9864 | 11042.3478 | 10817.5409 | 224.8069 | 0.020782 | FALSE | FALSE | 0.025314 | FALSE | 0.025314 | FALSE | FALSE | -54.7212 | FALSE | -54.7212 | 224.8069 | 28.9864 | 0.0026796 | 0.0026113 | FALSE | FALSE | 0.00090467 | FALSE | 0.00090467 | FALSE | FALSE | 18.9705 | FALSE | 18.9705 | 28.9864
2017-01-29 02:00 | 11076.7469 | 28.9913 | 11047.7556 | 10822.8118 | 224.9438 | 0.020784 | FALSE | FALSE | 0.025314 | FALSE | 0.025314 | FALSE | FALSE | -54.7212 | FALSE | -54.7212 | 224.9438 | 28.9913 | 0.0026787 | 0.0026105 | FALSE | FALSE | 0.00090467 | FALSE | 0.00090467 | FALSE | FALSE | 18.9705 | FALSE | 18.9705 | 28.9913
2017-01-29 03:00 | 11188.2832 | 29.0922 | 11159.191 | 10931.4264 | 227.7647 | 0.020836 | FALSE | FALSE | 0.025314 | FALSE | 0.025314 | FALSE | FALSE | -54.7212 | FALSE | -54.7212 | 227.7647 | 29.0922 | 0.0026613 | 0.0025935 | FALSE | FALSE | 0.00090467 | FALSE | 0.00090467 | FALSE | FALSE | 18.9705 | FALSE | 18.9705 | 29.0922
2017-01-29 04:00 | 11391.952 | 29.2765 | 11362.6756 | 11129.7598 | 232.9157 | 0.020927 | FALSE | FALSE | 0.025314 | FALSE | 0.025314 | FALSE | FALSE | -54.7212 | FALSE | -54.7212 | 232.9157 | 29.2765 | 0.0026305 | 0.0025633 | FALSE | FALSE | 0.00090467 | FALSE | 0.00090467 | FALSE | FALSE | 18.9705 | FALSE | 18.9705 | 29.2765
2017-01-29 05:00 | 11761.0698 | 29.6104 | 11731.4594 | 11489.2082 | 242.2512 | 0.021085 | FALSE | FALSE | 0.025314 | FALSE | 0.025314 | FALSE | FALSE | -54.7212 | FALSE | -54.7212 | 242.2512 | 29.6104 | 0.0025772 | 0.0025113 | FALSE | FALSE | 0.00090467 | FALSE | 0.00090467 | FALSE | FALSE | 18.9705 | FALSE | 18.9705 | 29.6104
2017-01-29 06:00 | 12308.8563 | 30.1059 | 12278.7503 | 12022.6449 | 256.1054 | 0.021302 | FALSE | FALSE | 0.025314 | FALSE | 0.025314 | FALSE | FALSE | -54.7212 | FALSE | -54.7212 | 256.1054 | 30.1059 | 0.0025041 | 0.0024399 | FALSE | FALSE | 0.00090467 | FALSE | 0.00090467 | FALSE | FALSE | 18.9705 | FALSE | 18.9705 | 30.1059
2017-01-29 07:00 | 12806.3024 | 30.556 | 12775.7464 | 12507.06 | 268.6865 | 0.021483 | FALSE | FALSE | 0.025314 | FALSE | 0.025314 | FALSE | FALSE | -54.7212 | FALSE | -54.7212 | 268.6865 | 30.556 | 0.0024431 | 0.0023803 | FALSE | FALSE | 0.00090467 | FALSE | 0.00090467 | FALSE | FALSE | 18.9705 | FALSE | 18.9705 | 30.556
2017-01-29 08:00 | 13095.3462 | 30.8175 | 13064.5287 | 12788.532 | 275.9967 | 0.021582 | FALSE | FALSE | 0.025314 | FALSE | 0.025314 | FALSE | FALSE | -54.7212 | FALSE | -54.7212 | 275.9967 | 30.8175 | 0.0024098 | 0.0023478 | FALSE | FALSE | 0.00090467 | FALSE | 0.00090467 | FALSE | FALSE | 18.9705 | FALSE | 18.9705 | 30.8175
2017-01-29 09:00 | 12609.3754 | 30.3778 | 12578.9976 | 12315.2917 | 263.7059 | 0.021413 | FALSE | FALSE | 0.025314 | FALSE | 0.025314 | FALSE | FALSE | -54.7212 | FALSE | -54.7212 | 263.7059 | 30.3778 | 0.0024667 | 0.0024034 | FALSE | FALSE | 0.00090467 | FALSE | 0.00090467 | FALSE | FALSE | 18.9705 | FALSE | 18.9705 | 30.3778
2017-01-29 10:00 | 11783.4645 | 29.6306 | 11753.8339 | 11511.0163 | 242.8176 | 0.021094 | FALSE | FALSE | 0.025314 | FALSE | 0.025314 | FALSE | FALSE | -54.7212 | FALSE | -54.7212 | 242.8176 | 29.6306 | 0.0025741 | 0.0025083 | FALSE | FALSE | 0.00090467 | FALSE | 0.00090467 | FALSE | FALSE | 18.9705 | FALSE | 18.9705 | 29.6306
2017-01-29 11:00 | 11159.7458 | 29.0664 | 11130.6794 | 10903.6365 | 227.0429 | 0.020823 | FALSE | FALSE | 0.025314 | FALSE | 0.025314 | FALSE | FALSE | -54.7212 | FALSE | -54.7212 | 227.0429 | 29.0664 | 0.0026658 | 0.0025978 | FALSE | FALSE | 0.00090467 | FALSE | 0.00090467 | FALSE | FALSE | 18.9705 | FALSE | 18.9705 | 29.0664
2017-01-29 12:00 | 10933.2622 | 28.8615 | 10904.4007 | 10683.0858 | 221.3149 | 0.020716 | FALSE | FALSE | 0.025314 | FALSE | 0.025314 | FALSE | FALSE | -54.7212 | FALSE | -54.7212 | 221.3149 | 28.8615 | 0.0027016 | 0.0026328 | FALSE | FALSE | 0.00090467 | FALSE | 0.00090467 | FALSE | FALSE | 18.9705 | FALSE | 18.9705 | 28.8615
2017-01-29 13:00 | 10870.3544 | 28.8046 | 10841.5498 | 10621.826 | 219.7238 | 0.020686 | FALSE | FALSE | 0.025314 | FALSE | 0.025314 | FALSE | FALSE | -54.7212 | FALSE | -54.7212 | 219.7238 | 28.8046 | 0.0027118 | 0.0026428 | FALSE | FALSE | 0.00090467 | FALSE | 0.00090467 | FALSE | FALSE | 18.9705 | FALSE | 18.9705 | 28.8046
2017-01-29 14:00 | 10806.3611 | 28.7467 | 10777.6144 | 10559.509 | 218.1054 | 0.020655 | FALSE | FALSE | 0.025314 | FALSE | 0.025314 | FALSE | FALSE | -54.7212 | FALSE | -54.7212 | 218.1054 | 28.7467 | 0.0027224 | 0.0026531 | FALSE | FALSE | 0.00090467 | FALSE | 0.00090467 | FALSE | FALSE | 18.9705 | FALSE | 18.9705 | 28.7467
2017-01-29 15:00 | 10816.4012 | 28.7558 | 10787.6455 | 10569.2862 | 218.3593 | 0.02066 | FALSE | FALSE | 0.025314 | FALSE | 0.025314 | FALSE | FALSE | -54.7212 | FALSE | -54.7212 | 218.3593 | 28.7558 | 0.0027207 | 0.0026515 | FALSE | FALSE | 0.00090467 | FALSE | 0.00090467 | FALSE | FALSE | 18.9705 | FALSE | 18.9705 | 28.7558
2017-01-29 16:00 | 11168.2947 | 29.0741 | 11139.2206 | 10911.9615 | 227.2591 | 0.020827 | FALSE | FALSE | 0.025314 | FALSE | 0.025314 | FALSE | FALSE | -54.7212 | FALSE | -54.7212 | 227.2591 | 29.0741 | 0.0026644 | 0.0025965 | FALSE | FALSE | 0.00090467 | FALSE | 0.00090467 | FALSE | FALSE | 18.9705 | FALSE | 18.9705 | 29.0741
2017-01-29 17:00 | 11898.4376 | 29.7347 | 11868.7029 | 11622.9775 | 245.7254 | 0.021141 | FALSE | FALSE | 0.025314 | FALSE | 0.025314 | FALSE | FALSE | -54.7212 | FALSE | -54.7212 | 245.7254 | 29.7347 | 0.0025583 | 0.0024928 | FALSE | FALSE | 0.00090467 | FALSE | 0.00090467 | FALSE | FALSE | 18.9705 | FALSE | 18.9705 | 29.7347
2017-01-29 18:00 | 12666.36 | 30.4294 | 12635.9306 | 12370.7835 | 265.1471 | 0.021433 | FALSE | FALSE | 0.025314 | FALSE | 0.025314 | FALSE | FALSE | -54.7212 | FALSE | -54.7212 | 265.1471 | 30.4294 | 0.0024598 | 0.0023966 | FALSE | FALSE | 0.00090467 | FALSE | 0.00090467 | FALSE | FALSE | 18.9705 | FALSE | 18.9705 | 30.4294
2017-01-29 19:00 | 12774.0993 | 30.5268 | 12743.5725 | 12475.7005 | 267.872 | 0.021471 | FALSE | FALSE | 0.025314 | FALSE | 0.025314 | FALSE | FALSE | -54.7212 | FALSE | -54.7212 | 267.872 | 30.5268 | 0.0024469 | 0.002384 | FALSE | FALSE | 0.00090467 | FALSE | 0.00090467 | FALSE | FALSE | 18.9705 | FALSE | 18.9705 | 30.5268
2017-01-29 20:00 | 12646.3957 | 30.4113 | 12615.9844 | 12351.3422 | 264.6422 | 0.021426 | FALSE | FALSE | 0.025314 | FALSE | 0.025314 | FALSE | FALSE | -54.7212 | FALSE | -54.7212 | 264.6422 | 30.4113 | 0.0024622 | 0.002399 | FALSE | FALSE | 0.00090467 | FALSE | 0.00090467 | FALSE | FALSE | 18.9705 | FALSE | 18.9705 | 30.4113
2017-01-29 21:00 | 12292.9578 | 30.0916 | 12262.8662 | 12007.1629 | 255.7033 | 0.021296 | FALSE | FALSE | 0.025314 | FALSE | 0.025314 | FALSE | FALSE | -54.7212 | FALSE | -54.7212 | 255.7033 | 30.0916 | 0.0025061 | 0.0024419 | FALSE | FALSE | 0.00090467 | FALSE | 0.00090467 | FALSE | FALSE | 18.9705 | FALSE | 18.9705 | 30.0916
2017-01-29 22:00 | 11799.3876 | 29.645 | 11769.7426 | 11526.5223 | 243.2203 | 0.021101 | FALSE | FALSE | 0.025314 | FALSE | 0.025314 | FALSE | FALSE | -54.7212 | FALSE | -54.7212 | 243.2203 | 29.645 | 0.0025719 | 0.0025061 | FALSE | FALSE | 0.00090467 | FALSE | 0.00090467 | FALSE | FALSE | 18.9705 | FALSE | 18.9705 | 29.645
2017-01-29 23:00 | 11329.7046 | 29.2201 | 11300.4845 | 11069.1431 | 231.3414 | 0.0209 | FALSE | FALSE | 0.025314 | FALSE | 0.025314 | FALSE | FALSE | -54.7212 | FALSE | -54.7212 | 231.3414 | 29.2201 | 0.0026398 | 0.0025724 | FALSE | FALSE | 0.00090467 | FALSE | 0.00090467 | FALSE | FALSE | 18.9705 | FALSE | 18.9705 | 29.2201
2017-01-30 | 11105.7474 | 29.0175 | 11076.7299 | 10851.0526 | 225.6772 | 0.020798 | FALSE | FALSE | 0.025314 | FALSE | 0.025314 | FALSE | FALSE | -54.7212 | FALSE | -54.7212 | 225.6772 | 29.0175 | 0.0026742 | 0.002606 | FALSE | FALSE | 0.00090467 | FALSE | 0.00090467 | FALSE | FALSE | 18.9705 | FALSE | 18.9705 | 29.0175
2017-01-30 01:00 | 11085.0854 | 28.9988 | 11056.0866 | 10830.9319 | 225.1547 | 0.020788 | FALSE | FALSE | 0.025314 | FALSE | 0.025314 | FALSE | FALSE | -54.7212 | FALSE | -54.7212 | 225.1547 | 28.9988 | 0.0026774 | 0.0026092 | FALSE | FALSE | 0.00090467 | FALSE | 0.00090467 | FALSE | FALSE | 18.9705 | FALSE | 18.9705 | 28.9988
2017-01-30 02:00 | 11221.2833 | 29.1221 | 11192.1613 | 10963.562 | 228.5993 | 0.020851 | FALSE | FALSE | 0.025314 | FALSE | 0.025314 | FALSE | FALSE | -54.7212 | FALSE | -54.7212 | 228.5993 | 29.1221 | 0.0026563 | 0.0025885 | FALSE | FALSE | 0.00090467 | FALSE | 0.00090467 | FALSE | FALSE | 18.9705 | FALSE | 18.9705 | 29.1221
2017-01-30 03:00 | 11511.8632 | 29.3849 | 11482.4782 | 11246.5298 | 235.9484 | 0.02098 | FALSE | FALSE | 0.025314 | FALSE | 0.025314 | FALSE | FALSE | -54.7212 | FALSE | -54.7212 | 235.9484 | 29.3849 | 0.0026128 | 0.0025461 | FALSE | FALSE | 0.00090467 | FALSE | 0.00090467 | FALSE | FALSE | 18.9705 | FALSE | 18.9705 | 29.3849
2017-01-30 04:00 | 12079.1888 | 29.8982 | 12049.2906 | 11798.9938 | 250.2968 | 0.021213 | FALSE | FALSE | 0.025314 | FALSE | 0.025314 | FALSE | FALSE | -54.7212 | FALSE | -54.7212 | 250.2968 | 29.8982 | 0.002534 | 0.0024691 | FALSE | FALSE | 0.00090467 | FALSE | 0.00090467 | FALSE | FALSE | 18.9705 | FALSE | 18.9705 | 29.8982
2017-01-30 05:00 | 13139.084 | 30.857 | 13108.227 | 12831.1241 | 277.1029 | 0.021596 | FALSE | FALSE | 0.025314 | FALSE | 0.025314 | FALSE | FALSE | -54.7212 | FALSE | -54.7212 | 277.1029 | 30.857 | 0.0024049 | 0.002343 | FALSE | FALSE | 0.00090467 | FALSE | 0.00090467 | FALSE | FALSE | 18.9705 | FALSE | 18.9705 | 30.857
2017-01-30 06:00 | 14794.8995 | 34.2264 | 14760.6731 | 14389.4726 | 371.2006 | 0.025797 | FALSE | 0.058254 | FALSE | FALSE | 0.058254 | FALSE | -488.6612 | FALSE | FALSE | -488.6612 | 371.2006 | 34.2264 | 0.0023786 | 0.0023081 | FALSE | 0.0022989 | FALSE | FALSE | 0.0022989 | FALSE | 0.21425 | FALSE | FALSE | 0.21425 | 34.2264
2017-01-30 07:00 | 15472.7887 | 35.7848 | 15437.0039 | 15026.4046 | 410.5992 | 0.027325 | FALSE | 0.058254 | FALSE | FALSE | 0.058254 | FALSE | -488.6612 | FALSE | FALSE | -488.6612 | 410.5992 | 35.7848 | 0.0023815 | 0.0023074 | FALSE | 0.0022989 | FALSE | FALSE | 0.0022989 | FALSE | 0.21425 | FALSE | FALSE | 0.21425 | 35.7848
2017-01-30 08:00 | 15064.5207 | 34.8462 | 15029.6744 | 14642.8036 | 386.8708 | 0.026421 | FALSE | 0.058254 | FALSE | FALSE | 0.058254 | FALSE | -488.6612 | FALSE | FALSE | -488.6612 | 386.8708 | 34.8462 | 0.0023798 | 0.0023078 | FALSE | 0.0022989 | FALSE | FALSE | 0.0022989 | FALSE | 0.21425 | FALSE | FALSE | 0.21425 | 34.8462
2017-01-30 09:00 | 14370.3235 | 33.2503 | 14337.0731 | 13990.5488 | 346.5244 | 0.024768 | FALSE | 0.058254 | FALSE | FALSE | 0.058254 | FALSE | -488.6612 | FALSE | FALSE | -488.6612 | 346.5244 | 33.2503 | 0.0023766 | 0.0023085 | FALSE | 0.0022989 | FALSE | FALSE | 0.0022989 | FALSE | 0.21425 | FALSE | FALSE | 0.21425 | 33.2503
2017-01-30 10:00 | 13734.4537 | 31.7885 | 13702.6652 | 13393.0973 | 309.5678 | 0.023114 | FALSE | 0.058254 | FALSE | FALSE | 0.058254 | FALSE | -488.6612 | FALSE | FALSE | -488.6612 | 309.5678 | 31.7885 | 0.0023735 | 0.0023092 | FALSE | 0.0022989 | FALSE | FALSE | 0.0022989 | FALSE | 0.21425 | FALSE | FALSE | 0.21425 | 31.7885
2017-01-30 11:00 | 13132.3551 | 30.8509 | 13101.5041 | 12824.5714 | 276.9327 | 0.021594 | FALSE | FALSE | 0.025314 | FALSE | 0.025314 | FALSE | FALSE | -54.7212 | FALSE | -54.7212 | 276.9327 | 30.8509 | 0.0024056 | 0.0023437 | FALSE | FALSE | 0.00090467 | FALSE | 0.00090467 | FALSE | FALSE | 18.9705 | FALSE | 18.9705 | 30.8509
2017-01-30 12:00 | 12591.9633 | 30.3621 | 12561.6012 | 12298.3357 | 263.2655 | 0.021407 | FALSE | FALSE | 0.025314 | FALSE | 0.025314 | FALSE | FALSE | -54.7212 | FALSE | -54.7212 | 263.2655 | 30.3621 | 0.0024688 | 0.0024054 | FALSE | FALSE | 0.00090467 | FALSE | 0.00090467 | FALSE | FALSE | 18.9705 | FALSE | 18.9705 | 30.3621
2017-01-30 13:00 | 12192.9667 | 30.0011 | 12162.9656 | 11909.7912 | 253.1744 | 0.021258 | FALSE | FALSE | 0.025314 | FALSE | 0.025314 | FALSE | FALSE | -54.7212 | FALSE | -54.7212 | 253.1744 | 30.0011 | 0.002519 | 0.0024545 | FALSE | FALSE | 0.00090467 | FALSE | 0.00090467 | FALSE | FALSE | 18.9705 | FALSE | 18.9705 | 30.0011
2017-01-30 14:00 | 11837.3254 | 29.6794 | 11807.6461 | 11563.4663 | 244.1798 | 0.021116 | FALSE | FALSE | 0.025314 | FALSE | 0.025314 | FALSE | FALSE | -54.7212 | FALSE | -54.7212 | 244.1798 | 29.6794 | 0.0025666 | 0.002501 | FALSE | FALSE | 0.00090467 | FALSE | 0.00090467 | FALSE | FALSE | 18.9705 | FALSE | 18.9705 | 29.6794
2017-01-30 15:00 | 11722.1024 | 29.5751 | 11692.5273 | 11451.2616 | 241.2656 | 0.021069 | FALSE | FALSE | 0.025314 | FALSE | 0.025314 | FALSE | FALSE | -54.7212 | FALSE | -54.7212 | 241.2656 | 29.5751 | 0.0025827 | 0.0025167 | FALSE | FALSE | 0.00090467 | FALSE | 0.00090467 | FALSE | FALSE | 18.9705 | FALSE | 18.9705 | 29.5751
2017-01-30 16:00 | 11941.1311 | 29.7733 | 11911.3578 | 11664.5527 | 246.8052 | 0.021159 | FALSE | FALSE | 0.025314 | FALSE | 0.025314 | FALSE | FALSE | -54.7212 | FALSE | -54.7212 | 246.8052 | 29.7733 | 0.0025525 | 0.0024871 | FALSE | FALSE | 0.00090467 | FALSE | 0.00090467 | FALSE | FALSE | 18.9705 | FALSE | 18.9705 | 29.7733
2017-01-30 17:00 | 12657.2887 | 30.4212 | 12626.8676 | 12361.9499 | 264.9177 | 0.02143 | FALSE | FALSE | 0.025314 | FALSE | 0.025314 | FALSE | FALSE | -54.7212 | FALSE | -54.7212 | 264.9177 | 30.4212 | 0.0024609 | 0.0023977 | FALSE | FALSE | 0.00090467 | FALSE | 0.00090467 | FALSE | FALSE | 18.9705 | FALSE | 18.9705 | 30.4212
2017-01-30 18:00 | 13868.0559 | 32.0957 | 13835.9602 | 13518.6275 | 317.3328 | 0.023474 | FALSE | 0.058254 | FALSE | FALSE | 0.058254 | FALSE | -488.6612 | FALSE | FALSE | -488.6612 | 317.3328 | 32.0957 | 0.0023742 | 0.002309 | FALSE | 0.0022989 | FALSE | FALSE | 0.0022989 | FALSE | 0.21425 | FALSE | FALSE | 0.21425 | 32.0957
2017-01-30 19:00 | 14212.7244 | 32.888 | 14179.8363 | 13842.4716 | 337.3648 | 0.024372 | FALSE | 0.058254 | FALSE | FALSE | 0.058254 | FALSE | -488.6612 | FALSE | FALSE | -488.6612 | 337.3648 | 32.888 | 0.0023759 | 0.0023086 | FALSE | 0.0022989 | FALSE | FALSE | 0.0022989 | FALSE | 0.21425 | FALSE | FALSE | 0.21425 | 32.888
2017-01-30 20:00 | 14185.7715 | 32.8261 | 14152.9455 | 13817.1472 | 335.7983 | 0.024303 | FALSE | 0.058254 | FALSE | FALSE | 0.058254 | FALSE | -488.6612 | FALSE | FALSE | -488.6612 | 335.7983 | 32.8261 | 0.0023757 | 0.0023087 | FALSE | 0.0022989 | FALSE | FALSE | 0.0022989 | FALSE | 0.21425 | FALSE | FALSE | 0.21425 | 32.8261
2017-01-30 21:00 | 13828.6419 | 32.0051 | 13796.6368 | 13481.5948 | 315.042 | 0.023368 | FALSE | 0.058254 | FALSE | FALSE | 0.058254 | FALSE | -488.6612 | FALSE | FALSE | -488.6612 | 315.042 | 32.0051 | 0.002374 | 0.0023091 | FALSE | 0.0022989 | FALSE | FALSE | 0.0022989 | FALSE | 0.21425 | FALSE | FALSE | 0.21425 | 32.0051
2017-01-30 22:00 | 13224.1978 | 30.934 | 13193.2638 | 12913.3704 | 279.8934 | 0.021675 | FALSE | 0.058254 | FALSE | FALSE | 0.058254 | FALSE | -488.6612 | FALSE | FALSE | -488.6612 | 279.8934 | 30.934 | 0.0023955 | 0.0023337 | FALSE | FALSE | 0.00090467 | FALSE | 0.00090467 | FALSE | FALSE | 18.9705 | FALSE | 18.9705 | 30.934
2017-01-30 23:00 | 12601.7331 | 30.3709 | 12571.3622 | 12307.8496 | 263.5126 | 0.02141 | FALSE | FALSE | 0.025314 | FALSE | 0.025314 | FALSE | FALSE | -54.7212 | FALSE | -54.7212 | 263.5126 | 30.3709 | 0.0024676 | 0.0024043 | FALSE | FALSE | 0.00090467 | FALSE | 0.00090467 | FALSE | FALSE | 18.9705 | FALSE | 18.9705 | 30.3709
2017-01-31 | 12304.2259 | 30.1018 | 12274.1241 | 12018.1358 | 255.9883 | 0.0213 | FALSE | FALSE | 0.025314 | FALSE | 0.025314 | FALSE | FALSE | -54.7212 | FALSE | -54.7212 | 255.9883 | 30.1018 | 0.0025047 | 0.0024405 | FALSE | FALSE | 0.00090467 | FALSE | 0.00090467 | FALSE | FALSE | 18.9705 | FALSE | 18.9705 | 30.1018
2017-01-31 01:00 | 12234.0814 | 30.0383 | 12204.0431 | 11949.8288 | 254.2142 | 0.021273 | FALSE | FALSE | 0.025314 | FALSE | 0.025314 | FALSE | FALSE | -54.7212 | FALSE | -54.7212 | 254.2142 | 30.0383 | 0.0025137 | 0.0024493 | FALSE | FALSE | 0.00090467 | FALSE | 0.00090467 | FALSE | FALSE | 18.9705 | FALSE | 18.9705 | 30.0383
2017-01-31 02:00 | 12215.3199 | 30.0213 | 12185.2985 | 11931.5588 | 253.7397 | 0.021266 | FALSE | FALSE | 0.025314 | FALSE | 0.025314 | FALSE | FALSE | -54.7212 | FALSE | -54.7212 | 253.7397 | 30.0213 | 0.0025161 | 0.0024517 | FALSE | FALSE | 0.00090467 | FALSE | 0.00090467 | FALSE | FALSE | 18.9705 | FALSE | 18.9705 | 30.0213
2017-01-31 03:00 | 12323.0713 | 30.1188 | 12292.9525 | 12036.4876 | 256.4649 | 0.021307 | FALSE | FALSE | 0.025314 | FALSE | 0.025314 | FALSE | FALSE | -54.7212 | FALSE | -54.7212 | 256.4649 | 30.1188 | 0.0025023 | 0.0024381 | FALSE | FALSE | 0.00090467 | FALSE | 0.00090467 | FALSE | FALSE | 18.9705 | FALSE | 18.9705 | 30.1188
2017-01-31 04:00 | 12672.8786 | 30.4353 | 12642.4434 | 12377.1314 | 265.312 | 0.021436 | FALSE | FALSE | 0.025314 | FALSE | 0.025314 | FALSE | FALSE | -54.7212 | FALSE | -54.7212 | 265.312 | 30.4353 | 0.002459 | 0.0023959 | FALSE | FALSE | 0.00090467 | FALSE | 0.00090467 | FALSE | FALSE | 18.9705 | FALSE | 18.9705 | 30.4353
2017-01-31 05:00 | 13524.0029 | 31.3047 | 13492.6982 | 13195.3617 | 297.3365 | 0.022533 | FALSE | 0.058254 | FALSE | FALSE | 0.058254 | FALSE | -488.6612 | FALSE | FALSE | -488.6612 | 297.3365 | 31.3047 | 0.0023724 | 0.0023094 | FALSE | 0.0022989 | FALSE | FALSE | 0.0022989 | FALSE | 0.21425 | FALSE | FALSE | 0.21425 | 31.3047
2017-01-31 06:00 | 14924.8421 | 34.5251 | 14890.3169 | 14511.5642 | 378.7528 | 0.0261 | FALSE | 0.058254 | FALSE | FALSE | 0.058254 | FALSE | -488.6612 | FALSE | FALSE | -488.6612 | 378.7528 | 34.5251 | 0.0023791 | 0.0023079 | FALSE | 0.0022989 | FALSE | FALSE | 0.0022989 | FALSE | 0.21425 | FALSE | FALSE | 0.21425 | 34.5251
2017-01-31 07:00 | 15280.9929 | 35.3439 | 15245.649 | 14846.1969 | 399.4521 | 0.026906 | FALSE | 0.058254 | FALSE | FALSE | 0.058254 | FALSE | -488.6612 | FALSE | FALSE | -488.6612 | 399.4521 | 35.3439 | 0.0023807 | 0.0023076 | FALSE | 0.0022989 | FALSE | FALSE | 0.0022989 | FALSE | 0.21425 | FALSE | FALSE | 0.21425 | 35.3439
2017-01-31 08:00 | 14610.4595 | 33.8024 | 14576.6571 | 14216.1761 | 360.481 | 0.025357 | FALSE | 0.058254 | FALSE | FALSE | 0.058254 | FALSE | -488.6612 | FALSE | FALSE | -488.6612 | 360.481 | 33.8024 | 0.0023777 | 0.0023082 | FALSE | 0.0022989 | FALSE | FALSE | 0.0022989 | FALSE | 0.21425 | FALSE | FALSE | 0.21425 | 33.8024
2017-01-31 09:00 | 13563.7168 | 31.396 | 13532.3208 | 13232.6762 | 299.6447 | 0.022644 | FALSE | 0.058254 | FALSE | FALSE | 0.058254 | FALSE | -488.6612 | FALSE | FALSE | -488.6612 | 299.6447 | 31.396 | 0.0023726 | 0.0023094 | FALSE | 0.0022989 | FALSE | FALSE | 0.0022989 | FALSE | 0.21425 | FALSE | FALSE | 0.21425 | 31.396
2017-01-31 10:00 | 12648.4786 | 30.4132 | 12618.0654 | 12353.3705 | 264.6949 | 0.021427 | FALSE | FALSE | 0.025314 | FALSE | 0.025314 | FALSE | FALSE | -54.7212 | FALSE | -54.7212 | 264.6949 | 30.4132 | 0.0024619 | 0.0023987 | FALSE | FALSE | 0.00090467 | FALSE | 0.00090467 | FALSE | FALSE | 18.9705 | FALSE | 18.9705 | 30.4132
2017-01-31 11:00 | 11939.0333 | 29.7714 | 11909.2619 | 11662.5098 | 246.7521 | 0.021158 | FALSE | FALSE | 0.025314 | FALSE | 0.025314 | FALSE | FALSE | -54.7212 | FALSE | -54.7212 | 246.7521 | 29.7714 | 0.0025527 | 0.0024874 | FALSE | FALSE | 0.00090467 | FALSE | 0.00090467 | FALSE | FALSE | 18.9705 | FALSE | 18.9705 | 29.7714
2017-01-31 12:00 | 11501.5222 | 29.3756 | 11472.1466 | 11236.4598 | 235.6869 | 0.020975 | FALSE | FALSE | 0.025314 | FALSE | 0.025314 | FALSE | FALSE | -54.7212 | FALSE | -54.7212 | 235.6869 | 29.3756 | 0.0026143 | 0.0025476 | FALSE | FALSE | 0.00090467 | FALSE | 0.00090467 | FALSE | FALSE | 18.9705 | FALSE | 18.9705 | 29.3756
2017-01-31 13:00 | 11244.316 | 29.1429 | 11215.1731 | 10985.9913 | 229.1818 | 0.020861 | FALSE | FALSE | 0.025314 | FALSE | 0.025314 | FALSE | FALSE | -54.7212 | FALSE | -54.7212 | 229.1818 | 29.1429 | 0.0026527 | 0.0025851 | FALSE | FALSE | 0.00090467 | FALSE | 0.00090467 | FALSE | FALSE | 18.9705 | FALSE | 18.9705 | 29.1429
2017-01-31 14:00 | 10968.3187 | 28.8932 | 10939.4255 | 10717.224 | 222.2015 | 0.020733 | FALSE | FALSE | 0.025314 | FALSE | 0.025314 | FALSE | FALSE | -54.7212 | FALSE | -54.7212 | 222.2015 | 28.8932 | 0.002696 | 0.0026273 | FALSE | FALSE | 0.00090467 | FALSE | 0.00090467 | FALSE | FALSE | 18.9705 | FALSE | 18.9705 | 28.8932
2017-01-31 15:00 | 10817.0149 | 28.7563 | 10788.2586 | 10569.8838 | 218.3748 | 0.02066 | FALSE | FALSE | 0.025314 | FALSE | 0.025314 | FALSE | FALSE | -54.7212 | FALSE | -54.7212 | 218.3748 | 28.7563 | 0.0027206 | 0.0026514 | FALSE | FALSE | 0.00090467 | FALSE | 0.00090467 | FALSE | FALSE | 18.9705 | FALSE | 18.9705 | 28.7563
2017-01-31 16:00 | 10859.4928 | 28.7948 | 10830.6981 | 10611.2489 | 219.4491 | 0.020681 | FALSE | FALSE | 0.025314 | FALSE | 0.025314 | FALSE | FALSE | -54.7212 | FALSE | -54.7212 | 219.4491 | 28.7948 | 0.0027136 | 0.0026446 | FALSE | FALSE | 0.00090467 | FALSE | 0.00090467 | FALSE | FALSE | 18.9705 | FALSE | 18.9705 | 28.7948
2017-01-31 17:00 | 11240.6201 | 29.1395 | 11211.4805 | 10982.3922 | 229.0883 | 0.02086 | FALSE | FALSE | 0.025314 | FALSE | 0.025314 | FALSE | FALSE | -54.7212 | FALSE | -54.7212 | 229.0883 | 29.1395 | 0.0026533 | 0.0025856 | FALSE | FALSE | 0.00090467 | FALSE | 0.00090467 | FALSE | FALSE | 18.9705 | FALSE | 18.9705 | 29.1395
2017-01-31 18:00 | 12148.2415 | 29.9606 | 12118.2809 | 11866.2376 | 252.0432 | 0.02124 | FALSE | FALSE | 0.025314 | FALSE | 0.025314 | FALSE | FALSE | -54.7212 | FALSE | -54.7212 | 252.0432 | 29.9606 | 0.0025249 | 0.0024602 | FALSE | FALSE | 0.00090467 | FALSE | 0.00090467 | FALSE | FALSE | 18.9705 | FALSE | 18.9705 | 29.9606
2017-01-31 19:00 | 12237.4794 | 30.0414 | 12207.438 | 11953.1378 | 254.3002 | 0.021275 | FALSE | FALSE | 0.025314 | FALSE | 0.025314 | FALSE | FALSE | -54.7212 | FALSE | -54.7212 | 254.3002 | 30.0414 | 0.0025133 | 0.0024489 | FALSE | FALSE | 0.00090467 | FALSE | 0.00090467 | FALSE | FALSE | 18.9705 | FALSE | 18.9705 | 30.0414
2017-01-31 20:00 | 12026.72 | 29.8507 | 11996.8693 | 11747.8995 | 248.9698 | 0.021193 | FALSE | FALSE | 0.025314 | FALSE | 0.025314 | FALSE | FALSE | -54.7212 | FALSE | -54.7212 | 248.9698 | 29.8507 | 0.0025409 | 0.0024759 | FALSE | FALSE | 0.00090467 | FALSE | 0.00090467 | FALSE | FALSE | 18.9705 | FALSE | 18.9705 | 29.8507
2017-01-31 21:00 | 11568.2294 | 29.4359 | 11538.7935 | 11301.4195 | 237.374 | 0.021004 | FALSE | FALSE | 0.025314 | FALSE | 0.025314 | FALSE | FALSE | -54.7212 | FALSE | -54.7212 | 237.374 | 29.4359 | 0.0026046 | 0.0025381 | FALSE | FALSE | 0.00090467 | FALSE | 0.00090467 | FALSE | FALSE | 18.9705 | FALSE | 18.9705 | 29.4359
2017-01-31 22:00 | 10906.777 | 28.8375 | 10877.9395 | 10657.2945 | 220.645 | 0.020704 | FALSE | FALSE | 0.025314 | FALSE | 0.025314 | FALSE | FALSE | -54.7212 | FALSE | -54.7212 | 220.645 | 28.8375 | 0.0027059 | 0.002637 | FALSE | FALSE | 0.00090467 | FALSE | 0.00090467 | FALSE | FALSE | 18.9705 | FALSE | 18.9705 | 28.8375
2017-01-31 23:00 | 10274.3234 | 28.2654 | 10246.058 | 10041.4086 | 204.6494 | 0.020381 | FALSE | FALSE | 0.025314 | FALSE | 0.025314 | FALSE | FALSE | -54.7212 | FALSE | -54.7212 | 204.6494 | 28.2654 | 0.0028149 | 0.0027435 | FALSE | FALSE | 0.00090467 | FALSE | 0.00090467 | FALSE | FALSE | 18.9705 | FALSE | 18.9705 | 28.2654
2017-02-01 | 9922.3266 | 27.9469 | 9894.3797 | 9698.6327 | 195.747 | 0.020183 | FALSE | FALSE | 0.025314 | FALSE | 0.025314 | FALSE | FALSE | -54.7212 | FALSE | -54.7212 | 195.747 | 27.9469 | 0.0028815 | 0.0028087 | FALSE | FALSE | 0.00090467 | FALSE | 0.00090467 | FALSE | FALSE | 18.9705 | FALSE | 18.9705 | 27.9469
2017-02-01 01:00 | 9822.8317 | 27.8569 | 9794.9748 | 9601.7442 | 193.2306 | 0.020125 | FALSE | FALSE | 0.025314 | FALSE | 0.025314 | FALSE | FALSE | -54.7212 | FALSE | -54.7212 | 193.2306 | 27.8569 | 0.0029012 | 0.0028279 | FALSE | FALSE | 0.00090467 | FALSE | 0.00090467 | FALSE | FALSE | 18.9705 | FALSE | 18.9705 | 27.8569
2017-02-01 02:00 | 9855.8099 | 27.8867 | 9827.9232 | 9633.8585 | 194.0647 | 0.020144 | FALSE | FALSE | 0.025314 | FALSE | 0.025314 | FALSE | FALSE | -54.7212 | FALSE | -54.7212 | 194.0647 | 27.8867 | 0.0028947 | 0.0028215 | FALSE | FALSE | 0.00090467 | FALSE | 0.00090467 | FALSE | FALSE | 18.9705 | FALSE | 18.9705 | 27.8867
2017-02-01 03:00 | 9987.306 | 28.0057 | 9959.3003 | 9761.9099 | 197.3904 | 0.02022 | FALSE | FALSE | 0.025314 | FALSE | 0.025314 | FALSE | FALSE | -54.7212 | FALSE | -54.7212 | 197.3904 | 28.0057 | 0.0028689 | 0.0027963 | FALSE | FALSE | 0.00090467 | FALSE | 0.00090467 | FALSE | FALSE | 18.9705 | FALSE | 18.9705 | 28.0057
2017-02-01 04:00 | 10353.523 | 28.337 | 10325.186 | 10118.5335 | 206.6525 | 0.020423 | FALSE | FALSE | 0.025314 | FALSE | 0.025314 | FALSE | FALSE | -54.7212 | FALSE | -54.7212 | 206.6525 | 28.337 | 0.0028005 | 0.0027295 | FALSE | FALSE | 0.00090467 | FALSE | 0.00090467 | FALSE | FALSE | 18.9705 | FALSE | 18.9705 | 28.337
2017-02-01 05:00 | 11217.0728 | 29.1182 | 11187.9545 | 10959.4617 | 228.4928 | 0.020849 | FALSE | FALSE | 0.025314 | FALSE | 0.025314 | FALSE | FALSE | -54.7212 | FALSE | -54.7212 | 228.4928 | 29.1182 | 0.0026569 | 0.0025892 | FALSE | FALSE | 0.00090467 | FALSE | 0.00090467 | FALSE | FALSE | 18.9705 | FALSE | 18.9705 | 29.1182
2017-02-01 06:00 | 12688.1314 | 30.4491 | 12657.6823 | 12391.9846 | 265.6978 | 0.021441 | FALSE | FALSE | 0.025314 | FALSE | 0.025314 | FALSE | FALSE | -54.7212 | FALSE | -54.7212 | 265.6978 | 30.4491 | 0.0024572 | 0.0023941 | FALSE | FALSE | 0.00090467 | FALSE | 0.00090467 | FALSE | FALSE | 18.9705 | FALSE | 18.9705 | 30.4491
2017-02-01 07:00 | 13237.3463 | 30.9459 | 13206.4004 | 12925.7417 | 280.6586 | 0.021713 | FALSE | 0.058254 | FALSE | FALSE | 0.058254 | FALSE | -488.6612 | FALSE | FALSE | -488.6612 | 280.6586 | 30.9459 | 0.0023941 | 0.0023323 | FALSE | FALSE | 0.00090467 | FALSE | 0.00090467 | FALSE | FALSE | 18.9705 | FALSE | 18.9705 | 30.9459
2017-02-01 08:00 | 12870.9421 | 30.6145 | 12840.3276 | 12570.0063 | 270.3213 | 0.021505 | FALSE | FALSE | 0.025314 | FALSE | 0.025314 | FALSE | FALSE | -54.7212 | FALSE | -54.7212 | 270.3213 | 30.6145 | 0.0024355 | 0.0023729 | FALSE | FALSE | 0.00090467 | FALSE | 0.00090467 | FALSE | FALSE | 18.9705 | FALSE | 18.9705 | 30.6145
2017-02-01 09:00 | 12295.3439 | 30.0937 | 12265.2502 | 12009.4865 | 255.7637 | 0.021297 | FALSE | FALSE | 0.025314 | FALSE | 0.025314 | FALSE | FALSE | -54.7212 | FALSE | -54.7212 | 255.7637 | 30.0937 | 0.0025058 | 0.0024416 | FALSE | FALSE | 0.00090467 | FALSE | 0.00090467 | FALSE | FALSE | 18.9705 | FALSE | 18.9705 | 30.0937
2017-02-01 10:00 | 11837.9502 | 29.6799 | 11808.2702 | 11564.0747 | 244.1956 | 0.021117 | FALSE | FALSE | 0.025314 | FALSE | 0.025314 | FALSE | FALSE | -54.7212 | FALSE | -54.7212 | 244.1956 | 29.6799 | 0.0025666 | 0.0025009 | FALSE | FALSE | 0.00090467 | FALSE | 0.00090467 | FALSE | FALSE | 18.9705 | FALSE | 18.9705 | 29.6799
2017-02-01 11:00 | 11396.2877 | 29.2804 | 11367.0073 | 11133.9819 | 233.0254 | 0.020929 | FALSE | FALSE | 0.025314 | FALSE | 0.025314 | FALSE | FALSE | -54.7212 | FALSE | -54.7212 | 233.0254 | 29.2804 | 0.0026298 | 0.0025627 | FALSE | FALSE | 0.00090467 | FALSE | 0.00090467 | FALSE | FALSE | 18.9705 | FALSE | 18.9705 | 29.2804
2017-02-01 12:00 | 11015.0202 | 28.9355 | 10986.0847 | 10762.7021 | 223.3826 | 0.020755 | FALSE | FALSE | 0.025314 | FALSE | 0.025314 | FALSE | FALSE | -54.7212 | FALSE | -54.7212 | 223.3826 | 28.9355 | 0.0026885 | 0.00262 | FALSE | FALSE | 0.00090467 | FALSE | 0.00090467 | FALSE | FALSE | 18.9705 | FALSE | 18.9705 | 28.9355
2017-02-01 13:00 | 10794.6898 | 28.7361 | 10765.9536 | 10548.1435 | 217.8102 | 0.020649 | FALSE | FALSE | 0.025314 | FALSE | 0.025314 | FALSE | FALSE | -54.7212 | FALSE | -54.7212 | 217.8102 | 28.7361 | 0.0027243 | 0.002655 | FALSE | FALSE | 0.00090467 | FALSE | 0.00090467 | FALSE | FALSE | 18.9705 | FALSE | 18.9705 | 28.7361
2017-02-01 14:00 | 10634.4886 | 28.5912 | 10605.8974 | 10392.139 | 213.7585 | 0.020569 | FALSE | FALSE | 0.025314 | FALSE | 0.025314 | FALSE | FALSE | -54.7212 | FALSE | -54.7212 | 213.7585 | 28.5912 | 0.0027512 | 0.0026813 | FALSE | FALSE | 0.00090467 | FALSE | 0.00090467 | FALSE | FALSE | 18.9705 | FALSE | 18.9705 | 28.5912
2017-02-01 15:00 | 10585.4539 | 28.5468 | 10556.9071 | 10344.3888 | 212.5183 | 0.020544 | FALSE | FALSE | 0.025314 | FALSE | 0.025314 | FALSE | FALSE | -54.7212 | FALSE | -54.7212 | 212.5183 | 28.5468 | 0.0027596 | 0.0026895 | FALSE | FALSE | 0.00090467 | FALSE | 0.00090467 | FALSE | FALSE | 18.9705 | FALSE | 18.9705 | 28.5468
2017-02-01 16:00 | 10687.8954 | 28.6395 | 10659.2559 | 10444.1467 | 215.1092 | 0.020596 | FALSE | FALSE | 0.025314 | FALSE | 0.025314 | FALSE | FALSE | -54.7212 | FALSE | -54.7212 | 215.1092 | 28.6395 | 0.0027422 | 0.0026725 | FALSE | FALSE | 0.00090467 | FALSE | 0.00090467 | FALSE | FALSE | 18.9705 | FALSE | 18.9705 | 28.6395
2017-02-01 17:00 | 11022.6594 | 28.9424 | 10993.717 | 10770.1412 | 223.5758 | 0.020759 | FALSE | FALSE | 0.025314 | FALSE | 0.025314 | FALSE | FALSE | -54.7212 | FALSE | -54.7212 | 223.5758 | 28.9424 | 0.0026873 | 0.0026188 | FALSE | FALSE | 0.00090467 | FALSE | 0.00090467 | FALSE | FALSE | 18.9705 | FALSE | 18.9705 | 28.9424
2017-02-01 18:00 | 11819.9435 | 29.6636 | 11790.2798 | 11546.5397 | 243.7402 | 0.021109 | FALSE | FALSE | 0.025314 | FALSE | 0.025314 | FALSE | FALSE | -54.7212 | FALSE | -54.7212 | 243.7402 | 29.6636 | 0.0025691 | 0.0025033 | FALSE | FALSE | 0.00090467 | FALSE | 0.00090467 | FALSE | FALSE | 18.9705 | FALSE | 18.9705 | 29.6636
2017-02-01 19:00 | 11875.6204 | 29.714 | 11845.9063 | 11600.758 | 245.1483 | 0.021132 | FALSE | FALSE | 0.025314 | FALSE | 0.025314 | FALSE | FALSE | -54.7212 | FALSE | -54.7212 | 245.1483 | 29.714 | 0.0025614 | 0.0024959 | FALSE | FALSE | 0.00090467 | FALSE | 0.00090467 | FALSE | FALSE | 18.9705 | FALSE | 18.9705 | 29.714
2017-02-01 20:00 | 11673.7365 | 29.5314 | 11644.2051 | 11404.1627 | 240.0424 | 0.021049 | FALSE | FALSE | 0.025314 | FALSE | 0.025314 | FALSE | FALSE | -54.7212 | FALSE | -54.7212 | 240.0424 | 29.5314 | 0.0025895 | 0.0025233 | FALSE | FALSE | 0.00090467 | FALSE | 0.00090467 | FALSE | FALSE | 18.9705 | FALSE | 18.9705 | 29.5314
2017-02-01 21:00 | 11185.2015 | 29.0894 | 11156.1121 | 10928.4254 | 227.6867 | 0.020834 | FALSE | FALSE | 0.025314 | FALSE | 0.025314 | FALSE | FALSE | -54.7212 | FALSE | -54.7212 | 227.6867 | 29.0894 | 0.0026618 | 0.002594 | FALSE | FALSE | 0.00090467 | FALSE | 0.00090467 | FALSE | FALSE | 18.9705 | FALSE | 18.9705 | 29.0894
2017-02-01 22:00 | 10460.6862 | 28.434 | 10432.2523 | 10222.8895 | 209.3628 | 0.02048 | FALSE | FALSE | 0.025314 | FALSE | 0.025314 | FALSE | FALSE | -54.7212 | FALSE | -54.7212 | 209.3628 | 28.434 | 0.0027814 | 0.0027108 | FALSE | FALSE | 0.00090467 | FALSE | 0.00090467 | FALSE | FALSE | 18.9705 | FALSE | 18.9705 | 28.434
2017-02-01 23:00 | 9775.2818 | 27.8139 | 9747.4679 | 9555.4399 | 192.028 | 0.020096 | FALSE | FALSE | 0.025314 | FALSE | 0.025314 | FALSE | FALSE | -54.7212 | FALSE | -54.7212 | 192.028 | 27.8139 | 0.0029108 | 0.0028373 | FALSE | FALSE | 0.00090467 | FALSE | 0.00090467 | FALSE | FALSE | 18.9705 | FALSE | 18.9705 | 27.8139
2017-02-02 | 9357.5266 | 27.436 | 9330.0906 | 9148.6282 | 181.4625 | 0.019835 | FALSE | FALSE | 0.025314 | FALSE | 0.025314 | FALSE | FALSE | -54.7212 | FALSE | -54.7212 | 181.4625 | 27.436 | 0.0029989 | 0.0029234 | FALSE | FALSE | 0.00090467 | FALSE | 0.00090467 | FALSE | FALSE | 18.9705 | FALSE | 18.9705 | 27.436
2017-02-02 01:00 | 9178.1546 | 27.2744 | 9150.8802 | 8973.9543 | 176.9259 | 0.019715 | FALSE | FALSE | 0.025314 | FALSE | 0.025314 | FALSE | FALSE | -54.7212 | FALSE | -54.7212 | 176.9259 | 27.2744 | 0.0030393 | 0.0029629 | FALSE | FALSE | FALSE | 0.00087361 | 0.00087361 | FALSE | FALSE | FALSE | 19.2563 | 19.2563 | 27.2744
2017-02-02 02:00 | 9177.3482 | 27.2737 | 9150.0745 | 8973.1689 | 176.9055 | 0.019715 | FALSE | FALSE | 0.025314 | FALSE | 0.025314 | FALSE | FALSE | -54.7212 | FALSE | -54.7212 | 176.9055 | 27.2737 | 0.0030395 | 0.002963 | FALSE | FALSE | FALSE | 0.00087361 | 0.00087361 | FALSE | FALSE | FALSE | 19.2563 | 19.2563 | 27.2737
2017-02-02 03:00 | 9287.5205 | 27.3726 | 9260.1478 | 9080.4559 | 179.6919 | 0.019789 | FALSE | FALSE | 0.025314 | FALSE | 0.025314 | FALSE | FALSE | -54.7212 | FALSE | -54.7212 | 179.6919 | 27.3726 | 0.0030145 | 0.0029386 | FALSE | FALSE | 0.00090467 | FALSE | 0.00090467 | FALSE | FALSE | 18.9705 | FALSE | 18.9705 | 27.3726
2017-02-02 04:00 | 9653.5641 | 27.7038 | 9625.8604 | 9436.9107 | 188.9496 | 0.020022 | FALSE | FALSE | 0.025314 | FALSE | 0.025314 | FALSE | FALSE | -54.7212 | FALSE | -54.7212 | 188.9496 | 27.7038 | 0.0029357 | 0.0028616 | FALSE | FALSE | 0.00090467 | FALSE | 0.00090467 | FALSE | FALSE | 18.9705 | FALSE | 18.9705 | 27.7038
2017-02-02 05:00 | 10527.6438 | 28.4945 | 10499.1492 | 10288.093 | 211.0562 | 0.020515 | FALSE | FALSE | 0.025314 | FALSE | 0.025314 | FALSE | FALSE | -54.7212 | FALSE | -54.7212 | 211.0562 | 28.4945 | 0.0027697 | 0.0026993 | FALSE | FALSE | 0.00090467 | FALSE | 0.00090467 | FALSE | FALSE | 18.9705 | FALSE | 18.9705 | 28.4945
2017-02-02 06:00 | 11975.1207 | 29.804 | 11945.3167 | 11697.6519 | 247.6648 | 0.021172 | FALSE | FALSE | 0.025314 | FALSE | 0.025314 | FALSE | FALSE | -54.7212 | FALSE | -54.7212 | 247.6648 | 29.804 | 0.0025479 | 0.0024827 | FALSE | FALSE | 0.00090467 | FALSE | 0.00090467 | FALSE | FALSE | 18.9705 | FALSE | 18.9705 | 29.804
2017-02-02 07:00 | 12555.31 | 30.3289 | 12524.981 | 12262.6425 | 262.3385 | 0.021393 | FALSE | FALSE | 0.025314 | FALSE | 0.025314 | FALSE | FALSE | -54.7212 | FALSE | -54.7212 | 262.3385 | 30.3289 | 0.0024733 | 0.0024098 | FALSE | FALSE | 0.00090467 | FALSE | 0.00090467 | FALSE | FALSE | 18.9705 | FALSE | 18.9705 | 30.3289
2017-02-02 08:00 | 12284.7629 | 30.0842 | 12254.6787 | 11999.1827 | 255.496 | 0.021293 | FALSE | FALSE | 0.025314 | FALSE | 0.025314 | FALSE | FALSE | -54.7212 | FALSE | -54.7212 | 255.496 | 30.0842 | 0.0025072 | 0.0024429 | FALSE | FALSE | 0.00090467 | FALSE | 0.00090467 | FALSE | FALSE | 18.9705 | FALSE | 18.9705 | 30.0842
2017-02-02 09:00 | 11808.1451 | 29.653 | 11778.4922 | 11535.0504 | 243.4418 | 0.021105 | FALSE | FALSE | 0.025314 | FALSE | 0.025314 | FALSE | FALSE | -54.7212 | FALSE | -54.7212 | 243.4418 | 29.653 | 0.0025707 | 0.0025049 | FALSE | FALSE | 0.00090467 | FALSE | 0.00090467 | FALSE | FALSE | 18.9705 | FALSE | 18.9705 | 29.653
2017-02-02 10:00 | 11497.0574 | 29.3715 | 11467.6858 | 11232.1119 | 235.574 | 0.020973 | FALSE | FALSE | 0.025314 | FALSE | 0.025314 | FALSE | FALSE | -54.7212 | FALSE | -54.7212 | 235.574 | 29.3715 | 0.002615 | 0.0025482 | FALSE | FALSE | 0.00090467 | FALSE | 0.00090467 | FALSE | FALSE | 18.9705 | FALSE | 18.9705 | 29.3715
2017-02-02 11:00 | 11244.7934 | 29.1433 | 11215.6501 | 10986.4562 | 229.1939 | 0.020861 | FALSE | FALSE | 0.025314 | FALSE | 0.025314 | FALSE | FALSE | -54.7212 | FALSE | -54.7212 | 229.1939 | 29.1433 | 0.0026527 | 0.002585 | FALSE | FALSE | 0.00090467 | FALSE | 0.00090467 | FALSE | FALSE | 18.9705 | FALSE | 18.9705 | 29.1433
2017-02-02 12:00 | 10993.2615 | 28.9158 | 10964.3457 | 10741.5134 | 222.8323 | 0.020745 | FALSE | FALSE | 0.025314 | FALSE | 0.025314 | FALSE | FALSE | -54.7212 | FALSE | -54.7212 | 222.8323 | 28.9158 | 0.002692 | 0.0026234 | FALSE | FALSE | 0.00090467 | FALSE | 0.00090467 | FALSE | FALSE | 18.9705 | FALSE | 18.9705 | 28.9158
2017-02-02 13:00 | 10877.0937 | 28.8107 | 10848.283 | 10628.3887 | 219.8943 | 0.020689 | FALSE | FALSE | 0.025314 | FALSE | 0.025314 | FALSE | FALSE | -54.7212 | FALSE | -54.7212 | 219.8943 | 28.8107 | 0.0027107 | 0.0026418 | FALSE | FALSE | 0.00090467 | FALSE | 0.00090467 | FALSE | FALSE | 18.9705 | FALSE | 18.9705 | 28.8107
2017-02-02 14:00 | 10699.5493 | 28.6501 | 10670.8993 | 10455.4953 | 215.404 | 0.020602 | FALSE | FALSE | 0.025314 | FALSE | 0.025314 | FALSE | FALSE | -54.7212 | FALSE | -54.7212 | 215.404 | 28.6501 | 0.0027402 | 0.0026705 | FALSE | FALSE | 0.00090467 | FALSE | 0.00090467 | FALSE | FALSE | 18.9705 | FALSE | 18.9705 | 28.6501
2017-02-02 15:00 | 10722.5072 | 28.6708 | 10693.8364 | 10477.8518 | 215.9846 | 0.020613 | FALSE | FALSE | 0.025314 | FALSE | 0.025314 | FALSE | FALSE | -54.7212 | FALSE | -54.7212 | 215.9846 | 28.6708 | 0.0027363 | 0.0026668 | FALSE | FALSE | 0.00090467 | FALSE | 0.00090467 | FALSE | FALSE | 18.9705 | FALSE | 18.9705 | 28.6708
2017-02-02 16:00 | 10869.3534 | 28.8037 | 10840.5497 | 10620.8512 | 219.6985 | 0.020686 | FALSE | FALSE | 0.025314 | FALSE | 0.025314 | FALSE | FALSE | -54.7212 | FALSE | -54.7212 | 219.6985 | 28.8037 | 0.002712 | 0.002643 | FALSE | FALSE | 0.00090467 | FALSE | 0.00090467 | FALSE | FALSE | 18.9705 | FALSE | 18.9705 | 28.8037
2017-02-02 17:00 | 11271.0213 | 29.1671 | 11241.8543 | 11011.9971 | 229.8572 | 0.020873 | FALSE | FALSE | 0.025314 | FALSE | 0.025314 | FALSE | FALSE | -54.7212 | FALSE | -54.7212 | 229.8572 | 29.1671 | 0.0026487 | 0.0025811 | FALSE | FALSE | 0.00090467 | FALSE | 0.00090467 | FALSE | FALSE | 18.9705 | FALSE | 18.9705 | 29.1671
2017-02-02 18:00 | 11988.4443 | 29.8161 | 11958.6282 | 11710.6265 | 248.0018 | 0.021177 | FALSE | FALSE | 0.025314 | FALSE | 0.025314 | FALSE | FALSE | -54.7212 | FALSE | -54.7212 | 248.0018 | 29.8161 | 0.0025461 | 0.0024809 | FALSE | FALSE | 0.00090467 | FALSE | 0.00090467 | FALSE | FALSE | 18.9705 | FALSE | 18.9705 | 29.8161
2017-02-02 19:00 | 12043.3294 | 29.8657 | 12013.4636 | 11764.0737 | 249.3899 | 0.021199 | FALSE | FALSE | 0.025314 | FALSE | 0.025314 | FALSE | FALSE | -54.7212 | FALSE | -54.7212 | 249.3899 | 29.8657 | 0.0025387 | 0.0024737 | FALSE | FALSE | 0.00090467 | FALSE | 0.00090467 | FALSE | FALSE | 18.9705 | FALSE | 18.9705 | 29.8657
2017-02-02 20:00 | 11859.7569 | 29.6997 | 11830.0573 | 11585.3102 | 244.7471 | 0.021126 | FALSE | FALSE | 0.025314 | FALSE | 0.025314 | FALSE | FALSE | -54.7212 | FALSE | -54.7212 | 244.7471 | 29.6997 | 0.0025636 | 0.002498 | FALSE | FALSE | 0.00090467 | FALSE | 0.00090467 | FALSE | FALSE | 18.9705 | FALSE | 18.9705 | 29.6997
2017-02-02 21:00 | 11380.0598 | 29.2657 | 11350.7941 | 11118.1792 | 232.6149 | 0.020922 | FALSE | FALSE | 0.025314 | FALSE | 0.025314 | FALSE | FALSE | -54.7212 | FALSE | -54.7212 | 232.6149 | 29.2657 | 0.0026322 | 0.0025651 | FALSE | FALSE | 0.00090467 | FALSE | 0.00090467 | FALSE | FALSE | 18.9705 | FALSE | 18.9705 | 29.2657
2017-02-02 22:00 | 10644.1936 | 28.6 | 10615.5937 | 10401.5897 | 214.0039 | 0.020574 | FALSE | FALSE | 0.025314 | FALSE | 0.025314 | FALSE | FALSE | -54.7212 | FALSE | -54.7212 | 214.0039 | 28.6 | 0.0027496 | 0.0026797 | FALSE | FALSE | 0.00090467 | FALSE | 0.00090467 | FALSE | FALSE | 18.9705 | FALSE | 18.9705 | 28.6
2017-02-02 23:00 | 9951.1868 | 27.973 | 9923.2137 | 9726.7368 | 196.4769 | 0.0202 | FALSE | FALSE | 0.025314 | FALSE | 0.025314 | FALSE | FALSE | -54.7212 | FALSE | -54.7212 | 196.4769 | 27.973 | 0.0028759 | 0.0028031 | FALSE | FALSE | 0.00090467 | FALSE | 0.00090467 | FALSE | FALSE | 18.9705 | FALSE | 18.9705 | 27.973
2017-02-03 | 9487.8822 | 27.5539 | 9460.3283 | 9275.569 | 184.7593 | 0.019919 | FALSE | FALSE | 0.025314 | FALSE | 0.025314 | FALSE | FALSE | -54.7212 | FALSE | -54.7212 | 184.7593 | 27.5539 | 0.0029706 | 0.0028957 | FALSE | FALSE | 0.00090467 | FALSE | 0.00090467 | FALSE | FALSE | 18.9705 | FALSE | 18.9705 | 27.5539
2017-02-03 01:00 | 9300.4267 | 27.3843 | 9273.0423 | 9093.024 | 180.0183 | 0.019797 | FALSE | FALSE | 0.025314 | FALSE | 0.025314 | FALSE | FALSE | -54.7212 | FALSE | -54.7212 | 180.0183 | 27.3843 | 0.0030116 | 0.0029358 | FALSE | FALSE | 0.00090467 | FALSE | 0.00090467 | FALSE | FALSE | 18.9705 | FALSE | 18.9705 | 27.3843
2017-02-03 02:00 | 9259.3442 | 27.3471 | 9231.997 | 9053.0177 | 178.9793 | 0.01977 | FALSE | FALSE | 0.025314 | FALSE | 0.025314 | FALSE | FALSE | -54.7212 | FALSE | -54.7212 | 178.9793 | 27.3471 | 0.0030208 | 0.0029448 | FALSE | FALSE | 0.00090467 | FALSE | 0.00090467 | FALSE | FALSE | 18.9705 | FALSE | 18.9705 | 27.3471
2017-02-03 03:00 | 9361.2596 | 27.4393 | 9333.8203 | 9152.2634 | 181.5569 | 0.019837 | FALSE | FALSE | 0.025314 | FALSE | 0.025314 | FALSE | FALSE | -54.7212 | FALSE | -54.7212 | 181.5569 | 27.4393 | 0.0029981 | 0.0029226 | FALSE | FALSE | 0.00090467 | FALSE | 0.00090467 | FALSE | FALSE | 18.9705 | FALSE | 18.9705 | 27.4393
2017-02-03 04:00 | 9723.2181 | 27.7668 | 9695.4513 | 9504.7401 | 190.7113 | 0.020065 | FALSE | FALSE | 0.025314 | FALSE | 0.025314 | FALSE | FALSE | -54.7212 | FALSE | -54.7212 | 190.7113 | 27.7668 | 0.0029214 | 0.0028476 | FALSE | FALSE | 0.00090467 | FALSE | 0.00090467 | FALSE | FALSE | 18.9705 | FALSE | 18.9705 | 27.7668
2017-02-03 05:00 | 10530.8956 | 28.4975 | 10502.3981 | 10291.2596 | 211.1385 | 0.020516 | FALSE | FALSE | 0.025314 | FALSE | 0.025314 | FALSE | FALSE | -54.7212 | FALSE | -54.7212 | 211.1385 | 28.4975 | 0.0027691 | 0.0026988 | FALSE | FALSE | 0.00090467 | FALSE | 0.00090467 | FALSE | FALSE | 18.9705 | FALSE | 18.9705 | 28.4975
2017-02-03 06:00 | 11971.7758 | 29.801 | 11941.9748 | 11694.3946 | 247.5802 | 0.021171 | FALSE | FALSE | 0.025314 | FALSE | 0.025314 | FALSE | FALSE | -54.7212 | FALSE | -54.7212 | 247.5802 | 29.801 | 0.0025483 | 0.0024831 | FALSE | FALSE | 0.00090467 | FALSE | 0.00090467 | FALSE | FALSE | 18.9705 | FALSE | 18.9705 | 29.801
2017-02-03 07:00 | 12713.433 | 30.472 | 12682.9611 | 12416.6234 | 266.3377 | 0.02145 | FALSE | FALSE | 0.025314 | FALSE | 0.025314 | FALSE | FALSE | -54.7212 | FALSE | -54.7212 | 266.3377 | 30.472 | 0.0024541 | 0.0023911 | FALSE | FALSE | 0.00090467 | FALSE | 0.00090467 | FALSE | FALSE | 18.9705 | FALSE | 18.9705 | 30.472
2017-02-03 08:00 | 12744.1444 | 30.4997 | 12713.6447 | 12446.5303 | 267.1144 | 0.021461 | FALSE | FALSE | 0.025314 | FALSE | 0.025314 | FALSE | FALSE | -54.7212 | FALSE | -54.7212 | 267.1144 | 30.4997 | 0.0024505 | 0.0023875 | FALSE | FALSE | 0.00090467 | FALSE | 0.00090467 | FALSE | FALSE | 18.9705 | FALSE | 18.9705 | 30.4997
2017-02-03 09:00 | 12796.6168 | 30.5472 | 12766.0696 | 12497.6281 | 268.4415 | 0.021479 | FALSE | FALSE | 0.025314 | FALSE | 0.025314 | FALSE | FALSE | -54.7212 | FALSE | -54.7212 | 268.4415 | 30.5472 | 0.0024442 | 0.0023814 | FALSE | FALSE | 0.00090467 | FALSE | 0.00090467 | FALSE | FALSE | 18.9705 | FALSE | 18.9705 | 30.5472
2017-02-03 10:00 | 12810.0944 | 30.5594 | 12779.535 | 12510.7526 | 268.7824 | 0.021484 | FALSE | FALSE | 0.025314 | FALSE | 0.025314 | FALSE | FALSE | -54.7212 | FALSE | -54.7212 | 268.7824 | 30.5594 | 0.0024427 | 0.0023799 | FALSE | FALSE | 0.00090467 | FALSE | 0.00090467 | FALSE | FALSE | 18.9705 | FALSE | 18.9705 | 30.5594
2017-02-03 11:00 | 12663.0983 | 30.4264 | 12632.6719 | 12367.6073 | 265.0646 | 0.021432 | FALSE | FALSE | 0.025314 | FALSE | 0.025314 | FALSE | FALSE | -54.7212 | FALSE | -54.7212 | 265.0646 | 30.4264 | 0.0024602 | 0.002397 | FALSE | FALSE | 0.00090467 | FALSE | 0.00090467 | FALSE | FALSE | 18.9705 | FALSE | 18.9705 | 30.4264
2017-02-03 12:00 | 12481.1022 | 30.2618 | 12450.8405 | 12190.3787 | 260.4617 | 0.021366 | FALSE | FALSE | 0.025314 | FALSE | 0.025314 | FALSE | FALSE | -54.7212 | FALSE | -54.7212 | 260.4617 | 30.2618 | 0.0024824 | 0.0024187 | FALSE | FALSE | 0.00090467 | FALSE | 0.00090467 | FALSE | FALSE | 18.9705 | FALSE | 18.9705 | 30.2618
2017-02-03 13:00 | 12379.5725 | 30.1699 | 12349.4025 | 12091.5086 | 257.8939 | 0.021329 | FALSE | FALSE | 0.025314 | FALSE | 0.025314 | FALSE | FALSE | -54.7212 | FALSE | -54.7212 | 257.8939 | 30.1699 | 0.0024951 | 0.0024311 | FALSE | FALSE | 0.00090467 | FALSE | 0.00090467 | FALSE | FALSE | 18.9705 | FALSE | 18.9705 | 30.1699
2017-02-03 14:00 | 12235.5933 | 30.0397 | 12205.5536 | 11951.3011 | 254.2525 | 0.021274 | FALSE | FALSE | 0.025314 | FALSE | 0.025314 | FALSE | FALSE | -54.7212 | FALSE | -54.7212 | 254.2525 | 30.0397 | 0.0025135 | 0.0024491 | FALSE | FALSE | 0.00090467 | FALSE | 0.00090467 | FALSE | FALSE | 18.9705 | FALSE | 18.9705 | 30.0397
2017-02-03 15:00 | 12175.6687 | 29.9855 | 12145.6833 | 11892.9464 | 252.7369 | 0.021251 | FALSE | FALSE | 0.025314 | FALSE | 0.025314 | FALSE | FALSE | -54.7212 | FALSE | -54.7212 | 252.7369 | 29.9855 | 0.0025213 | 0.0024567 | FALSE | FALSE | 0.00090467 | FALSE | 0.00090467 | FALSE | FALSE | 18.9705 | FALSE | 18.9705 | 29.9855
2017-02-03 16:00 | 12294.0573 | 30.0926 | 12263.9647 | 12008.2336 | 255.7311 | 0.021296 | FALSE | FALSE | 0.025314 | FALSE | 0.025314 | FALSE | FALSE | -54.7212 | FALSE | -54.7212 | 255.7311 | 30.0926 | 0.002506 | 0.0024418 | FALSE | FALSE | 0.00090467 | FALSE | 0.00090467 | FALSE | FALSE | 18.9705 | FALSE | 18.9705 | 30.0926
2017-02-03 17:00 | 12672.9274 | 30.4353 | 12642.4921 | 12377.1788 | 265.3132 | 0.021436 | FALSE | FALSE | 0.025314 | FALSE | 0.025314 | FALSE | FALSE | -54.7212 | FALSE | -54.7212 | 265.3132 | 30.4353 | 0.002459 | 0.0023958 | FALSE | FALSE | 0.00090467 | FALSE | 0.00090467 | FALSE | FALSE | 18.9705 | FALSE | 18.9705 | 30.4353
2017-02-03 18:00 | 13251.702 | 30.9589 | 13220.743 | 12939.2489 | 281.4942 | 0.021755 | FALSE | 0.058254 | FALSE | FALSE | 0.058254 | FALSE | -488.6612 | FALSE | FALSE | -488.6612 | 281.4942 | 30.9589 | 0.0023926 | 0.0023308 | FALSE | FALSE | 0.00090467 | FALSE | 0.00090467 | FALSE | FALSE | 18.9705 | FALSE | 18.9705 | 30.9589
2017-02-03 19:00 | 13252.142 | 30.9593 | 13221.1827 | 12939.6629 | 281.5198 | 0.021756 | FALSE | 0.058254 | FALSE | FALSE | 0.058254 | FALSE | -488.6612 | FALSE | FALSE | -488.6612 | 281.5198 | 30.9593 | 0.0023926 | 0.0023307 | FALSE | FALSE | 0.00090467 | FALSE | 0.00090467 | FALSE | FALSE | 18.9705 | FALSE | 18.9705 | 30.9593
2017-02-03 20:00 | 13286.3795 | 30.9903 | 13255.3892 | 12971.8768 | 283.5124 | 0.021856 | FALSE | 0.058254 | FALSE | FALSE | 0.058254 | FALSE | -488.6612 | FALSE | FALSE | -488.6612 | 283.5124 | 30.9903 | 0.002389 | 0.0023271 | FALSE | FALSE | 0.00090467 | FALSE | 0.00090467 | FALSE | FALSE | 18.9705 | FALSE | 18.9705 | 30.9903
2017-02-03 21:00 | 13227.852 | 30.9373 | 13196.9147 | 12916.8086 | 280.1061 | 0.021685 | FALSE | 0.058254 | FALSE | FALSE | 0.058254 | FALSE | -488.6612 | FALSE | FALSE | -488.6612 | 280.1061 | 30.9373 | 0.0023951 | 0.0023333 | FALSE | FALSE | 0.00090467 | FALSE | 0.00090467 | FALSE | FALSE | 18.9705 | FALSE | 18.9705 | 30.9373
2017-02-03 22:00 | 12917.8119 | 30.6569 | 12887.155 | 12615.6484 | 271.5067 | 0.021521 | FALSE | FALSE | 0.025314 | FALSE | 0.025314 | FALSE | FALSE | -54.7212 | FALSE | -54.7212 | 271.5067 | 30.6569 | 0.0024301 | 0.0023676 | FALSE | FALSE | 0.00090467 | FALSE | 0.00090467 | FALSE | FALSE | 18.9705 | FALSE | 18.9705 | 30.6569
2017-02-03 23:00 | 12504.3068 | 30.2828 | 12474.024 | 12212.9754 | 261.0486 | 0.021375 | FALSE | FALSE | 0.025314 | FALSE | 0.025314 | FALSE | FALSE | -54.7212 | FALSE | -54.7212 | 261.0486 | 30.2828 | 0.0024796 | 0.0024159 | FALSE | FALSE | 0.00090467 | FALSE | 0.00090467 | FALSE | FALSE | 18.9705 | FALSE | 18.9705 | 30.2828
2017-02-04 | 12227.8889 | 30.0327 | 12197.8562 | 11943.7985 | 254.0576 | 0.021271 | FALSE | FALSE | 0.025314 | FALSE | 0.025314 | FALSE | FALSE | -54.7212 | FALSE | -54.7212 | 254.0576 | 30.0327 | 0.0025145 | 0.0024501 | FALSE | FALSE | 0.00090467 | FALSE | 0.00090467 | FALSE | FALSE | 18.9705 | FALSE | 18.9705 | 30.0327
2017-02-04 01:00 | 12219.3325 | 30.025 | 12189.3075 | 11935.4663 | 253.8412 | 0.021268 | FALSE | FALSE | 0.025314 | FALSE | 0.025314 | FALSE | FALSE | -54.7212 | FALSE | -54.7212 | 253.8412 | 30.025 | 0.0025156 | 0.0024511 | FALSE | FALSE | 0.00090467 | FALSE | 0.00090467 | FALSE | FALSE | 18.9705 | FALSE | 18.9705 | 30.025
2017-02-04 02:00 | 12319.3558 | 30.1154 | 12289.2404 | 12032.8694 | 256.3709 | 0.021306 | FALSE | FALSE | 0.025314 | FALSE | 0.025314 | FALSE | FALSE | -54.7212 | FALSE | -54.7212 | 256.3709 | 30.1154 | 0.0025028 | 0.0024386 | FALSE | FALSE | 0.00090467 | FALSE | 0.00090467 | FALSE | FALSE | 18.9705 | FALSE | 18.9705 | 30.1154
2017-02-04 03:00 | 12575.91 | 30.3475 | 12545.5625 | 12282.7029 | 262.8595 | 0.021401 | FALSE | FALSE | 0.025314 | FALSE | 0.025314 | FALSE | FALSE | -54.7212 | FALSE | -54.7212 | 262.8595 | 30.3475 | 0.0024708 | 0.0024073 | FALSE | FALSE | 0.00090467 | FALSE | 0.00090467 | FALSE | FALSE | 18.9705 | FALSE | 18.9705 | 30.3475
2017-02-04 04:00 | 12961.9976 | 30.6968 | 12931.3008 | 12658.6766 | 272.6242 | 0.021537 | FALSE | FALSE | 0.025314 | FALSE | 0.025314 | FALSE | FALSE | -54.7212 | FALSE | -54.7212 | 272.6242 | 30.6968 | 0.002425 | 0.0023626 | FALSE | FALSE | 0.00090467 | FALSE | 0.00090467 | FALSE | FALSE | 18.9705 | FALSE | 18.9705 | 30.6968
2017-02-04 05:00 | 13537.0283 | 31.3347 | 13505.6937 | 13207.6001 | 298.0935 | 0.02257 | FALSE | 0.058254 | FALSE | FALSE | 0.058254 | FALSE | -488.6612 | FALSE | FALSE | -488.6612 | 298.0935 | 31.3347 | 0.0023725 | 0.0023094 | FALSE | 0.0022989 | FALSE | FALSE | 0.0022989 | FALSE | 0.21425 | FALSE | FALSE | 0.21425 | 31.3347
2017-02-04 06:00 | 14303.6182 | 33.097 | 14270.5212 | 13927.8737 | 342.6475 | 0.024602 | FALSE | 0.058254 | FALSE | FALSE | 0.058254 | FALSE | -488.6612 | FALSE | FALSE | -488.6612 | 342.6475 | 33.097 | 0.0023763 | 0.0023085 | FALSE | 0.0022989 | FALSE | FALSE | 0.0022989 | FALSE | 0.21425 | FALSE | FALSE | 0.21425 | 33.097
2017-02-04 07:00 | 14945.0579 | 34.5716 | 14910.4863 | 14530.5586 | 379.9277 | 0.026147 | FALSE | 0.058254 | FALSE | FALSE | 0.058254 | FALSE | -488.6612 | FALSE | FALSE | -488.6612 | 379.9277 | 34.5716 | 0.0023792 | 0.0023079 | FALSE | 0.0022989 | FALSE | FALSE | 0.0022989 | FALSE | 0.21425 | FALSE | FALSE | 0.21425 | 34.5716
2017-02-04 08:00 | 15120.6609 | 34.9753 | 15085.6856 | 14695.5519 | 390.1337 | 0.026548 | FALSE | 0.058254 | FALSE | FALSE | 0.058254 | FALSE | -488.6612 | FALSE | FALSE | -488.6612 | 390.1337 | 34.9753 | 0.00238 | 0.0023077 | FALSE | 0.0022989 | FALSE | FALSE | 0.0022989 | FALSE | 0.21425 | FALSE | FALSE | 0.21425 | 34.9753
2017-02-04 09:00 | 14516.5783 | 33.5866 | 14482.9917 | 14127.9671 | 355.0246 | 0.025129 | FALSE | 0.058254 | FALSE | FALSE | 0.058254 | FALSE | -488.6612 | FALSE | FALSE | -488.6612 | 355.0246 | 33.5866 | 0.0023773 | 0.0023083 | FALSE | 0.0022989 | FALSE | FALSE | 0.0022989 | FALSE | 0.21425 | FALSE | FALSE | 0.21425 | 33.5866
2017-02-04 10:00 | 13730.7725 | 31.7801 | 13698.9924 | 13389.6385 | 309.3539 | 0.023104 | FALSE | 0.058254 | FALSE | FALSE | 0.058254 | FALSE | -488.6612 | FALSE | FALSE | -488.6612 | 309.3539 | 31.7801 | 0.0023735 | 0.0023092 | FALSE | 0.0022989 | FALSE | FALSE | 0.0022989 | FALSE | 0.21425 | FALSE | FALSE | 0.21425 | 31.7801
2017-02-04 11:00 | 12936.8609 | 30.6741 | 12906.1868 | 12634.1983 | 271.9884 | 0.021528 | FALSE | FALSE | 0.025314 | FALSE | 0.025314 | FALSE | FALSE | -54.7212 | FALSE | -54.7212 | 271.9884 | 30.6741 | 0.0024279 | 0.0023655 | FALSE | FALSE | 0.00090467 | FALSE | 0.00090467 | FALSE | FALSE | 18.9705 | FALSE | 18.9705 | 30.6741
2017-02-04 12:00 | 12178.9392 | 29.9884 | 12148.9508 | 11896.1312 | 252.8196 | 0.021252 | FALSE | FALSE | 0.025314 | FALSE | 0.025314 | FALSE | FALSE | -54.7212 | FALSE | -54.7212 | 252.8196 | 29.9884 | 0.0025209 | 0.0024563 | FALSE | FALSE | 0.00090467 | FALSE | 0.00090467 | FALSE | FALSE | 18.9705 | FALSE | 18.9705 | 29.9884
2017-02-04 13:00 | 11507.9002 | 29.3813 | 11478.5189 | 11242.6707 | 235.8482 | 0.020978 | FALSE | FALSE | 0.025314 | FALSE | 0.025314 | FALSE | FALSE | -54.7212 | FALSE | -54.7212 | 235.8482 | 29.3813 | 0.0026134 | 0.0025466 | FALSE | FALSE | 0.00090467 | FALSE | 0.00090467 | FALSE | FALSE | 18.9705 | FALSE | 18.9705 | 29.3813
2017-02-04 14:00 | 11030.9222 | 28.9498 | 11001.9723 | 10778.1875 | 223.7848 | 0.020763 | FALSE | FALSE | 0.025314 | FALSE | 0.025314 | FALSE | FALSE | -54.7212 | FALSE | -54.7212 | 223.7848 | 28.9498 | 0.002686 | 0.0026176 | FALSE | FALSE | 0.00090467 | FALSE | 0.00090467 | FALSE | FALSE | 18.9705 | FALSE | 18.9705 | 28.9498
2017-02-04 15:00 | 10836.5764 | 28.774 | 10807.8024 | 10588.9328 | 218.8695 | 0.02067 | FALSE | FALSE | 0.025314 | FALSE | 0.025314 | FALSE | FALSE | -54.7212 | FALSE | -54.7212 | 218.8695 | 28.774 | 0.0027174 | 0.0026482 | FALSE | FALSE | 0.00090467 | FALSE | 0.00090467 | FALSE | FALSE | 18.9705 | FALSE | 18.9705 | 28.774
2017-02-04 16:00 | 11042.8394 | 28.9606 | 11013.8788 | 10789.7926 | 224.0862 | 0.020768 | FALSE | FALSE | 0.025314 | FALSE | 0.025314 | FALSE | FALSE | -54.7212 | FALSE | -54.7212 | 224.0862 | 28.9606 | 0.0026841 | 0.0026157 | FALSE | FALSE | 0.00090467 | FALSE | 0.00090467 | FALSE | FALSE | 18.9705 | FALSE | 18.9705 | 28.9606
2017-02-04 17:00 | 11795.1258 | 29.6412 | 11765.4846 | 11522.3721 | 243.1125 | 0.021099 | FALSE | FALSE | 0.025314 | FALSE | 0.025314 | FALSE | FALSE | -54.7212 | FALSE | -54.7212 | 243.1125 | 29.6412 | 0.0025725 | 0.0025067 | FALSE | FALSE | 0.00090467 | FALSE | 0.00090467 | FALSE | FALSE | 18.9705 | FALSE | 18.9705 | 29.6412
2017-02-04 18:00 | 13047.5018 | 30.7742 | 13016.7276 | 12741.9409 | 274.7867 | 0.021566 | FALSE | FALSE | 0.025314 | FALSE | 0.025314 | FALSE | FALSE | -54.7212 | FALSE | -54.7212 | 274.7867 | 30.7742 | 0.0024152 | 0.0023531 | FALSE | FALSE | 0.00090467 | FALSE | 0.00090467 | FALSE | FALSE | 18.9705 | FALSE | 18.9705 | 30.7742
2017-02-04 19:00 | 13514.7039 | 31.2833 | 13483.4205 | 13186.6245 | 296.7961 | 0.022507 | FALSE | 0.058254 | FALSE | FALSE | 0.058254 | FALSE | -488.6612 | FALSE | FALSE | -488.6612 | 296.7961 | 31.2833 | 0.0023724 | 0.0023094 | FALSE | 0.0022989 | FALSE | FALSE | 0.0022989 | FALSE | 0.21425 | FALSE | FALSE | 0.21425 | 31.2833
2017-02-04 20:00 | 13725.1868 | 31.7672 | 13693.4196 | 13384.3904 | 309.0293 | 0.023089 | FALSE | 0.058254 | FALSE | FALSE | 0.058254 | FALSE | -488.6612 | FALSE | FALSE | -488.6612 | 309.0293 | 31.7672 | 0.0023735 | 0.0023092 | FALSE | 0.0022989 | FALSE | FALSE | 0.0022989 | FALSE | 0.21425 | FALSE | FALSE | 0.21425 | 31.7672
2017-02-04 21:00 | 13691.7642 | 31.6904 | 13660.0739 | 13352.9871 | 307.0867 | 0.022998 | FALSE | 0.058254 | FALSE | FALSE | 0.058254 | FALSE | -488.6612 | FALSE | FALSE | -488.6612 | 307.0867 | 31.6904 | 0.0023733 | 0.0023092 | FALSE | 0.0022989 | FALSE | FALSE | 0.0022989 | FALSE | 0.21425 | FALSE | FALSE | 0.21425 | 31.6904
2017-02-04 22:00 | 13392.7872 | 31.0866 | 13361.7007 | 13071.9953 | 289.7054 | 0.022162 | FALSE | 0.058254 | FALSE | FALSE | 0.058254 | FALSE | -488.6612 | FALSE | FALSE | -488.6612 | 289.7054 | 31.0866 | 0.0023781 | 0.0023158 | FALSE | FALSE | 0.00090467 | FALSE | 0.00090467 | FALSE | FALSE | 18.9705 | FALSE | 18.9705 | 31.0866
2017-02-04 23:00 | 13008.1326 | 30.7386 | 12977.394 | 12703.603 | 273.791 | 0.021552 | FALSE | FALSE | 0.025314 | FALSE | 0.025314 | FALSE | FALSE | -54.7212 | FALSE | -54.7212 | 273.791 | 30.7386 | 0.0024197 | 0.0023575 | FALSE | FALSE | 0.00090467 | FALSE | 0.00090467 | FALSE | FALSE | 18.9705 | FALSE | 18.9705 | 30.7386
2017-02-05 | 12696.6615 | 30.4568 | 12666.2047 | 12400.2912 | 265.9135 | 0.021444 | FALSE | FALSE | 0.025314 | FALSE | 0.025314 | FALSE | FALSE | -54.7212 | FALSE | -54.7212 | 265.9135 | 30.4568 | 0.0024561 | 0.0023931 | FALSE | FALSE | 0.00090467 | FALSE | 0.00090467 | FALSE | FALSE | 18.9705 | FALSE | 18.9705 | 30.4568
2017-02-05 01:00 | 12436.4065 | 30.2213 | 12406.1852 | 12146.8539 | 259.3313 | 0.02135 | FALSE | FALSE | 0.025314 | FALSE | 0.025314 | FALSE | FALSE | -54.7212 | FALSE | -54.7212 | 259.3313 | 30.2213 | 0.002488 | 0.0024242 | FALSE | FALSE | 0.00090467 | FALSE | 0.00090467 | FALSE | FALSE | 18.9705 | FALSE | 18.9705 | 30.2213
2017-02-05 02:00 | 12189.2984 | 29.9978 | 12159.3006 | 11906.219 | 253.0816 | 0.021256 | FALSE | FALSE | 0.025314 | FALSE | 0.025314 | FALSE | FALSE | -54.7212 | FALSE | -54.7212 | 253.0816 | 29.9978 | 0.0025195 | 0.002455 | FALSE | FALSE | 0.00090467 | FALSE | 0.00090467 | FALSE | FALSE | 18.9705 | FALSE | 18.9705 | 29.9978
2017-02-05 03:00 | 12026.4804 | 29.8505 | 11996.6299 | 11747.6661 | 248.9637 | 0.021193 | FALSE | FALSE | 0.025314 | FALSE | 0.025314 | FALSE | FALSE | -54.7212 | FALSE | -54.7212 | 248.9637 | 29.8505 | 0.002541 | 0.0024759 | FALSE | FALSE | 0.00090467 | FALSE | 0.00090467 | FALSE | FALSE | 18.9705 | FALSE | 18.9705 | 29.8505
2017-02-05 04:00 | 11943.2132 | 29.7752 | 11913.438 | 11666.5802 | 246.8578 | 0.021159 | FALSE | FALSE | 0.025314 | FALSE | 0.025314 | FALSE | FALSE | -54.7212 | FALSE | -54.7212 | 246.8578 | 29.7752 | 0.0025522 | 0.0024869 | FALSE | FALSE | 0.00090467 | FALSE | 0.00090467 | FALSE | FALSE | 18.9705 | FALSE | 18.9705 | 29.7752
2017-02-05 05:00 | 12054.1207 | 29.8755 | 12024.2452 | 11774.5824 | 249.6628 | 0.021204 | FALSE | FALSE | 0.025314 | FALSE | 0.025314 | FALSE | FALSE | -54.7212 | FALSE | -54.7212 | 249.6628 | 29.8755 | 0.0025373 | 0.0024723 | FALSE | FALSE | 0.00090467 | FALSE | 0.00090467 | FALSE | FALSE | 18.9705 | FALSE | 18.9705 | 29.8755
2017-02-05 06:00 | 12430.0695 | 30.2156 | 12399.8539 | 12140.6829 | 259.171 | 0.021347 | FALSE | FALSE | 0.025314 | FALSE | 0.025314 | FALSE | FALSE | -54.7212 | FALSE | -54.7212 | 259.171 | 30.2156 | 0.0024888 | 0.002425 | FALSE | FALSE | 0.00090467 | FALSE | 0.00090467 | FALSE | FALSE | 18.9705 | FALSE | 18.9705 | 30.2156
2017-02-05 07:00 | 12886.5352 | 30.6286 | 12855.9067 | 12585.191 | 270.7156 | 0.021511 | FALSE | FALSE | 0.025314 | FALSE | 0.025314 | FALSE | FALSE | -54.7212 | FALSE | -54.7212 | 270.7156 | 30.6286 | 0.0024337 | 0.0023712 | FALSE | FALSE | 0.00090467 | FALSE | 0.00090467 | FALSE | FALSE | 18.9705 | FALSE | 18.9705 | 30.6286
2017-02-05 08:00 | 13155.9007 | 30.8722 | 13125.0285 | 12847.5002 | 277.5282 | 0.021602 | FALSE | FALSE | 0.025314 | FALSE | 0.025314 | FALSE | FALSE | -54.7212 | FALSE | -54.7212 | 277.5282 | 30.8722 | 0.002403 | 0.0023412 | FALSE | FALSE | 0.00090467 | FALSE | 0.00090467 | FALSE | FALSE | 18.9705 | FALSE | 18.9705 | 30.8722
2017-02-05 09:00 | 12686.8564 | 30.4479 | 12656.4085 | 12390.743 | 265.6655 | 0.021441 | FALSE | FALSE | 0.025314 | FALSE | 0.025314 | FALSE | FALSE | -54.7212 | FALSE | -54.7212 | 265.6655 | 30.4479 | 0.0024573 | 0.0023942 | FALSE | FALSE | 0.00090467 | FALSE | 0.00090467 | FALSE | FALSE | 18.9705 | FALSE | 18.9705 | 30.4479
2017-02-05 10:00 | 11838.7965 | 29.6807 | 11809.1158 | 11564.8988 | 244.217 | 0.021117 | FALSE | FALSE | 0.025314 | FALSE | 0.025314 | FALSE | FALSE | -54.7212 | FALSE | -54.7212 | 244.217 | 29.6807 | 0.0025664 | 0.0025008 | FALSE | FALSE | 0.00090467 | FALSE | 0.00090467 | FALSE | FALSE | 18.9705 | FALSE | 18.9705 | 29.6807
2017-02-05 11:00 | 11062.1675 | 28.9781 | 11033.1893 | 10808.6143 | 224.575 | 0.020777 | FALSE | FALSE | 0.025314 | FALSE | 0.025314 | FALSE | FALSE | -54.7212 | FALSE | -54.7212 | 224.575 | 28.9781 | 0.002681 | 0.0026127 | FALSE | FALSE | 0.00090467 | FALSE | 0.00090467 | FALSE | FALSE | 18.9705 | FALSE | 18.9705 | 28.9781
2017-02-05 12:00 | 10548.8257 | 28.5137 | 10520.312 | 10308.72 | 211.592 | 0.020526 | FALSE | FALSE | 0.025314 | FALSE | 0.025314 | FALSE | FALSE | -54.7212 | FALSE | -54.7212 | 211.592 | 28.5137 | 0.002766 | 0.0026957 | FALSE | FALSE | 0.00090467 | FALSE | 0.00090467 | FALSE | FALSE | 18.9705 | FALSE | 18.9705 | 28.5137
2017-02-05 13:00 | 10087.2681 | 28.0961 | 10059.1719 | 9859.2534 | 199.9186 | 0.020277 | FALSE | FALSE | 0.025314 | FALSE | 0.025314 | FALSE | FALSE | -54.7212 | FALSE | -54.7212 | 199.9186 | 28.0961 | 0.0028497 | 0.0027776 | FALSE | FALSE | 0.00090467 | FALSE | 0.00090467 | FALSE | FALSE | 18.9705 | FALSE | 18.9705 | 28.0961
2017-02-05 14:00 | 9774.9276 | 27.8136 | 9747.114 | 9555.0949 | 192.0191 | 0.020096 | FALSE | FALSE | 0.025314 | FALSE | 0.025314 | FALSE | FALSE | -54.7212 | FALSE | -54.7212 | 192.0191 | 27.8136 | 0.0029109 | 0.0028373 | FALSE | FALSE | 0.00090467 | FALSE | 0.00090467 | FALSE | FALSE | 18.9705 | FALSE | 18.9705 | 27.8136
2017-02-05 15:00 | 9676.4664 | 27.7245 | 9648.7418 | 9459.213 | 189.5289 | 0.020036 | FALSE | FALSE | 0.025314 | FALSE | 0.025314 | FALSE | FALSE | -54.7212 | FALSE | -54.7212 | 189.5289 | 27.7245 | 0.002931 | 0.002857 | FALSE | FALSE | 0.00090467 | FALSE | 0.00090467 | FALSE | FALSE | 18.9705 | FALSE | 18.9705 | 27.7245
2017-02-05 16:00 | 9867.6631 | 27.8975 | 9839.7657 | 9645.4012 | 194.3645 | 0.020151 | FALSE | FALSE | 0.025314 | FALSE | 0.025314 | FALSE | FALSE | -54.7212 | FALSE | -54.7212 | 194.3645 | 27.8975 | 0.0028923 | 0.0028192 | FALSE | FALSE | 0.00090467 | FALSE | 0.00090467 | FALSE | FALSE | 18.9705 | FALSE | 18.9705 | 27.8975
2017-02-05 17:00 | 10385.9886 | 28.3664 | 10357.6222 | 10150.1486 | 207.4736 | 0.02044 | FALSE | FALSE | 0.025314 | FALSE | 0.025314 | FALSE | FALSE | -54.7212 | FALSE | -54.7212 | 207.4736 | 28.3664 | 0.0027947 | 0.0027238 | FALSE | FALSE | 0.00090467 | FALSE | 0.00090467 | FALSE | FALSE | 18.9705 | FALSE | 18.9705 | 28.3664
2017-02-05 18:00 | 11084.6724 | 28.9985 | 11055.6739 | 10830.5297 | 225.1442 | 0.020788 | FALSE | FALSE | 0.025314 | FALSE | 0.025314 | FALSE | FALSE | -54.7212 | FALSE | -54.7212 | 225.1442 | 28.9985 | 0.0026775 | 0.0026093 | FALSE | FALSE | 0.00090467 | FALSE | 0.00090467 | FALSE | FALSE | 18.9705 | FALSE | 18.9705 | 28.9985
2017-02-05 19:00 | 11042.2753 | 28.9601 | 11013.3152 | 10789.2433 | 224.0719 | 0.020768 | FALSE | FALSE | 0.025314 | FALSE | 0.025314 | FALSE | FALSE | -54.7212 | FALSE | -54.7212 | 224.0719 | 28.9601 | 0.0026842 | 0.0026158 | FALSE | FALSE | 0.00090467 | FALSE | 0.00090467 | FALSE | FALSE | 18.9705 | FALSE | 18.9705 | 28.9601
2017-02-05 20:00 | 10991.8117 | 28.9145 | 10962.8972 | 10740.1016 | 222.7956 | 0.020744 | FALSE | FALSE | 0.025314 | FALSE | 0.025314 | FALSE | FALSE | -54.7212 | FALSE | -54.7212 | 222.7956 | 28.9145 | 0.0026922 | 0.0026236 | FALSE | FALSE | 0.00090467 | FALSE | 0.00090467 | FALSE | FALSE | 18.9705 | FALSE | 18.9705 | 28.9145
2017-02-05 21:00 | 10890.2646 | 28.8226 | 10861.442 | 10641.2146 | 220.2274 | 0.020696 | FALSE | FALSE | 0.025314 | FALSE | 0.025314 | FALSE | FALSE | -54.7212 | FALSE | -54.7212 | 220.2274 | 28.8226 | 0.0027086 | 0.0026397 | FALSE | FALSE | 0.00090467 | FALSE | 0.00090467 | FALSE | FALSE | 18.9705 | FALSE | 18.9705 | 28.8226
2017-02-05 22:00 | 10625.8396 | 28.5834 | 10597.2562 | 10383.7165 | 213.5397 | 0.020565 | FALSE | FALSE | 0.025314 | FALSE | 0.025314 | FALSE | FALSE | -54.7212 | FALSE | -54.7212 | 213.5397 | 28.5834 | 0.0027527 | 0.0026828 | FALSE | FALSE | 0.00090467 | FALSE | 0.00090467 | FALSE | FALSE | 18.9705 | FALSE | 18.9705 | 28.5834
2017-02-05 23:00 | 10401.3789 | 28.3803 | 10372.9986 | 10165.1358 | 207.8628 | 0.020449 | FALSE | FALSE | 0.025314 | FALSE | 0.025314 | FALSE | FALSE | -54.7212 | FALSE | -54.7212 | 207.8628 | 28.3803 | 0.0027919 | 0.0027211 | FALSE | FALSE | 0.00090467 | FALSE | 0.00090467 | FALSE | FALSE | 18.9705 | FALSE | 18.9705 | 28.3803
2017-02-06 | 10086.3141 | 28.0953 | 10058.2188 | 9858.3244 | 199.8944 | 0.020277 | FALSE | FALSE | 0.025314 | FALSE | 0.025314 | FALSE | FALSE | -54.7212 | FALSE | -54.7212 | 199.8944 | 28.0953 | 0.0028499 | 0.0027777 | FALSE | FALSE | 0.00090467 | FALSE | 0.00090467 | FALSE | FALSE | 18.9705 | FALSE | 18.9705 | 28.0953
2017-02-06 01:00 | 10063.4341 | 28.0746 | 10035.3595 | 9836.0438 | 199.3158 | 0.020264 | FALSE | FALSE | 0.025314 | FALSE | 0.025314 | FALSE | FALSE | -54.7212 | FALSE | -54.7212 | 199.3158 | 28.0746 | 0.0028543 | 0.002782 | FALSE | FALSE | 0.00090467 | FALSE | 0.00090467 | FALSE | FALSE | 18.9705 | FALSE | 18.9705 | 28.0746
2017-02-06 02:00 | 10229.357 | 28.2247 | 10201.1323 | 9997.6202 | 203.5122 | 0.020356 | FALSE | FALSE | 0.025314 | FALSE | 0.025314 | FALSE | FALSE | -54.7212 | FALSE | -54.7212 | 203.5122 | 28.2247 | 0.0028231 | 0.0027516 | FALSE | FALSE | 0.00090467 | FALSE | 0.00090467 | FALSE | FALSE | 18.9705 | FALSE | 18.9705 | 28.2247
2017-02-06 03:00 | 10546.0999 | 28.5112 | 10517.5886 | 10306.0656 | 211.523 | 0.020524 | FALSE | FALSE | 0.025314 | FALSE | 0.025314 | FALSE | FALSE | -54.7212 | FALSE | -54.7212 | 211.523 | 28.5112 | 0.0027665 | 0.0026962 | FALSE | FALSE | 0.00090467 | FALSE | 0.00090467 | FALSE | FALSE | 18.9705 | FALSE | 18.9705 | 28.5112
2017-02-06 04:00 | 11091.0314 | 29.0042 | 11062.0272 | 10836.7222 | 225.305 | 0.020791 | FALSE | FALSE | 0.025314 | FALSE | 0.025314 | FALSE | FALSE | -54.7212 | FALSE | -54.7212 | 225.305 | 29.0042 | 0.0026765 | 0.0026083 | FALSE | FALSE | 0.00090467 | FALSE | 0.00090467 | FALSE | FALSE | 18.9705 | FALSE | 18.9705 | 29.0042
2017-02-06 05:00 | 12227.1145 | 30.032 | 12197.0825 | 11943.0444 | 254.038 | 0.021271 | FALSE | FALSE | 0.025314 | FALSE | 0.025314 | FALSE | FALSE | -54.7212 | FALSE | -54.7212 | 254.038 | 30.032 | 0.0025146 | 0.0024502 | FALSE | FALSE | 0.00090467 | FALSE | 0.00090467 | FALSE | FALSE | 18.9705 | FALSE | 18.9705 | 30.032
2017-02-06 06:00 | 13956.9722 | 32.3001 | 13924.6721 | 13602.1716 | 322.5005 | 0.023709 | FALSE | 0.058254 | FALSE | FALSE | 0.058254 | FALSE | -488.6612 | FALSE | FALSE | -488.6612 | 322.5005 | 32.3001 | 0.0023746 | 0.0023089 | FALSE | 0.0022989 | FALSE | FALSE | 0.0022989 | FALSE | 0.21425 | FALSE | FALSE | 0.21425 | 32.3001
2017-02-06 07:00 | 14699.8259 | 34.0078 | 14665.818 | 14300.1431 | 365.6749 | 0.025571 | FALSE | 0.058254 | FALSE | FALSE | 0.058254 | FALSE | -488.6612 | FALSE | FALSE | -488.6612 | 365.6749 | 34.0078 | 0.0023781 | 0.0023081 | FALSE | 0.0022989 | FALSE | FALSE | 0.0022989 | FALSE | 0.21425 | FALSE | FALSE | 0.21425 | 34.0078
2017-02-06 08:00 | 14191.112 | 32.8383 | 14158.2737 | 13822.165 | 336.1087 | 0.024317 | FALSE | 0.058254 | FALSE | FALSE | 0.058254 | FALSE | -488.6612 | FALSE | FALSE | -488.6612 | 336.1087 | 32.8383 | 0.0023758 | 0.0023087 | FALSE | 0.0022989 | FALSE | FALSE | 0.0022989 | FALSE | 0.21425 | FALSE | FALSE | 0.21425 | 32.8383
2017-02-06 09:00 | 12941.9704 | 30.6787 | 12911.2917 | 12639.1741 | 272.1177 | 0.02153 | FALSE | FALSE | 0.025314 | FALSE | 0.025314 | FALSE | FALSE | -54.7212 | FALSE | -54.7212 | 272.1177 | 30.6787 | 0.0024273 | 0.0023649 | FALSE | FALSE | 0.00090467 | FALSE | 0.00090467 | FALSE | FALSE | 18.9705 | FALSE | 18.9705 | 30.6787
2017-02-06 10:00 | 11986.7527 | 29.8146 | 11956.9382 | 11708.9792 | 247.959 | 0.021177 | FALSE | FALSE | 0.025314 | FALSE | 0.025314 | FALSE | FALSE | -54.7212 | FALSE | -54.7212 | 247.959 | 29.8146 | 0.0025463 | 0.0024811 | FALSE | FALSE | 0.00090467 | FALSE | 0.00090467 | FALSE | FALSE | 18.9705 | FALSE | 18.9705 | 29.8146
2017-02-06 11:00 | 11337.244 | 29.227 | 11308.017 | 11076.4849 | 231.5321 | 0.020903 | FALSE | FALSE | 0.025314 | FALSE | 0.025314 | FALSE | FALSE | -54.7212 | FALSE | -54.7212 | 231.5321 | 29.227 | 0.0026386 | 0.0025713 | FALSE | FALSE | 0.00090467 | FALSE | 0.00090467 | FALSE | FALSE | 18.9705 | FALSE | 18.9705 | 29.227
2017-02-06 12:00 | 10894.2774 | 28.8262 | 10865.4512 | 10645.1223 | 220.3289 | 0.020698 | FALSE | FALSE | 0.025314 | FALSE | 0.025314 | FALSE | FALSE | -54.7212 | FALSE | -54.7212 | 220.3289 | 28.8262 | 0.0027079 | 0.002639 | FALSE | FALSE | 0.00090467 | FALSE | 0.00090467 | FALSE | FALSE | 18.9705 | FALSE | 18.9705 | 28.8262
2017-02-06 13:00 | 10665.0471 | 28.6188 | 10636.4282 | 10421.8969 | 214.5313 | 0.020585 | FALSE | FALSE | 0.025314 | FALSE | 0.025314 | FALSE | FALSE | -54.7212 | FALSE | -54.7212 | 214.5313 | 28.6188 | 0.002746 | 0.0026762 | FALSE | FALSE | 0.00090467 | FALSE | 0.00090467 | FALSE | FALSE | 18.9705 | FALSE | 18.9705 | 28.6188
2017-02-06 14:00 | 10470.1492 | 28.4425 | 10441.7067 | 10232.1046 | 209.6021 | 0.020485 | FALSE | FALSE | 0.025314 | FALSE | 0.025314 | FALSE | FALSE | -54.7212 | FALSE | -54.7212 | 209.6021 | 28.4425 | 0.0027797 | 0.0027092 | FALSE | FALSE | 0.00090467 | FALSE | 0.00090467 | FALSE | FALSE | 18.9705 | FALSE | 18.9705 | 28.4425
2017-02-06 15:00 | 10415.5041 | 28.3931 | 10387.111 | 10178.8909 | 208.2201 | 0.020456 | FALSE | FALSE | 0.025314 | FALSE | 0.025314 | FALSE | FALSE | -54.7212 | FALSE | -54.7212 | 208.2201 | 28.3931 | 0.0027894 | 0.0027186 | FALSE | FALSE | 0.00090467 | FALSE | 0.00090467 | FALSE | FALSE | 18.9705 | FALSE | 18.9705 | 28.3931
2017-02-06 16:00 | 10580.1426 | 28.542 | 10551.6006 | 10339.2166 | 212.384 | 0.020542 | FALSE | FALSE | 0.025314 | FALSE | 0.025314 | FALSE | FALSE | -54.7212 | FALSE | -54.7212 | 212.384 | 28.542 | 0.0027606 | 0.0026904 | FALSE | FALSE | 0.00090467 | FALSE | 0.00090467 | FALSE | FALSE | 18.9705 | FALSE | 18.9705 | 28.542
2017-02-06 17:00 | 11015.6042 | 28.936 | 10986.6682 | 10763.2709 | 223.3974 | 0.020756 | FALSE | FALSE | 0.025314 | FALSE | 0.025314 | FALSE | FALSE | -54.7212 | FALSE | -54.7212 | 223.3974 | 28.936 | 0.0026884 | 0.0026199 | FALSE | FALSE | 0.00090467 | FALSE | 0.00090467 | FALSE | FALSE | 18.9705 | FALSE | 18.9705 | 28.936
2017-02-06 18:00 | 11835.5942 | 29.6778 | 11805.9164 | 11561.7804 | 244.136 | 0.021116 | FALSE | FALSE | 0.025314 | FALSE | 0.025314 | FALSE | FALSE | -54.7212 | FALSE | -54.7212 | 244.136 | 29.6778 | 0.0025669 | 0.0025012 | FALSE | FALSE | 0.00090467 | FALSE | 0.00090467 | FALSE | FALSE | 18.9705 | FALSE | 18.9705 | 29.6778
2017-02-06 19:00 | 11873.7976 | 29.7124 | 11844.0853 | 11598.9831 | 245.1022 | 0.021131 | FALSE | FALSE | 0.025314 | FALSE | 0.025314 | FALSE | FALSE | -54.7212 | FALSE | -54.7212 | 245.1022 | 29.7124 | 0.0025616 | 0.0024961 | FALSE | FALSE | 0.00090467 | FALSE | 0.00090467 | FALSE | FALSE | 18.9705 | FALSE | 18.9705 | 29.7124
2017-02-06 20:00 | 11615.0896 | 29.4783 | 11585.6113 | 11347.0521 | 238.5591 | 0.021024 | FALSE | FALSE | 0.025314 | FALSE | 0.025314 | FALSE | FALSE | -54.7212 | FALSE | -54.7212 | 238.5591 | 29.4783 | 0.0025979 | 0.0025315 | FALSE | FALSE | 0.00090467 | FALSE | 0.00090467 | FALSE | FALSE | 18.9705 | FALSE | 18.9705 | 29.4783
2017-02-06 21:00 | 11038.2962 | 28.9565 | 11009.3397 | 10785.3684 | 223.9713 | 0.020766 | FALSE | FALSE | 0.025314 | FALSE | 0.025314 | FALSE | FALSE | -54.7212 | FALSE | -54.7212 | 223.9713 | 28.9565 | 0.0026848 | 0.0026164 | FALSE | FALSE | 0.00090467 | FALSE | 0.00090467 | FALSE | FALSE | 18.9705 | FALSE | 18.9705 | 28.9565
2017-02-06 22:00 | 10296.0893 | 28.2851 | 10267.8042 | 10062.6043 | 205.1999 | 0.020392 | FALSE | FALSE | 0.025314 | FALSE | 0.025314 | FALSE | FALSE | -54.7212 | FALSE | -54.7212 | 205.1999 | 28.2851 | 0.0028109 | 0.0027396 | FALSE | FALSE | 0.00090467 | FALSE | 0.00090467 | FALSE | FALSE | 18.9705 | FALSE | 18.9705 | 28.2851
2017-02-06 23:00 | 9564.7468 | 27.6234 | 9537.1234 | 9350.42 | 186.7033 | 0.019967 | FALSE | FALSE | 0.025314 | FALSE | 0.025314 | FALSE | FALSE | -54.7212 | FALSE | -54.7212 | 186.7033 | 27.6234 | 0.0029542 | 0.0028797 | FALSE | FALSE | 0.00090467 | FALSE | 0.00090467 | FALSE | FALSE | 18.9705 | FALSE | 18.9705 | 27.6234
2017-02-07 | 9087.0233 | 27.1948 | 9059.8285 | 8885.2075 | 174.621 | 0.019653 | FALSE | FALSE | 0.025314 | FALSE | 0.025314 | FALSE | FALSE | -54.7212 | FALSE | -54.7212 | 174.621 | 27.1948 | 0.0030607 | 0.0029838 | FALSE | FALSE | FALSE | 0.00087361 | 0.00087361 | FALSE | FALSE | FALSE | 19.2563 | 19.2563 | 27.1948
2017-02-07 01:00 | 8878.2162 | 27.0124 | 8851.2038 | 8681.4181 | 169.7857 | 0.019557 | FALSE | FALSE | FALSE | 0.022796 | 0.022796 | FALSE | FALSE | FALSE | -31.9845 | -31.9845 | 169.7857 | 27.0124 | 0.0031115 | 0.0030333 | FALSE | FALSE | FALSE | 0.00087361 | 0.00087361 | FALSE | FALSE | FALSE | 19.2563 | 19.2563 | 27.0124
2017-02-07 02:00 | 8859.4038 | 26.996 | 8832.4078 | 8663.0506 | 169.3572 | 0.019549 | FALSE | FALSE | FALSE | 0.022796 | 0.022796 | FALSE | FALSE | FALSE | -31.9845 | -31.9845 | 169.3572 | 26.996 | 0.0031162 | 0.0030379 | FALSE | FALSE | FALSE | 0.00087361 | 0.00087361 | FALSE | FALSE | FALSE | 19.2563 | 19.2563 | 26.996
2017-02-07 03:00 | 8939.4764 | 27.0659 | 8912.4105 | 8741.2295 | 171.181 | 0.019583 | FALSE | FALSE | FALSE | 0.022796 | 0.022796 | FALSE | FALSE | FALSE | -31.9845 | -31.9845 | 171.181 | 27.0659 | 0.0030964 | 0.0030185 | FALSE | FALSE | FALSE | 0.00087361 | 0.00087361 | FALSE | FALSE | FALSE | 19.2563 | 19.2563 | 27.0659
2017-02-07 04:00 | 9236.7763 | 27.3267 | 9209.4495 | 9031.041 | 178.4085 | 0.019755 | FALSE | FALSE | 0.025314 | FALSE | 0.025314 | FALSE | FALSE | -54.7212 | FALSE | -54.7212 | 178.4085 | 27.3267 | 0.0030259 | 0.0029497 | FALSE | FALSE | 0.00090467 | FALSE | 0.00090467 | FALSE | FALSE | 18.9705 | FALSE | 18.9705 | 27.3267
2017-02-07 05:00 | 10061.1972 | 28.0726 | 10033.1246 | 9833.8654 | 199.2592 | 0.020263 | FALSE | FALSE | 0.025314 | FALSE | 0.025314 | FALSE | FALSE | -54.7212 | FALSE | -54.7212 | 199.2592 | 28.0726 | 0.0028547 | 0.0027824 | FALSE | FALSE | 0.00090467 | FALSE | 0.00090467 | FALSE | FALSE | 18.9705 | FALSE | 18.9705 | 28.0726
2017-02-07 06:00 | 11509.0827 | 29.3824 | 11479.7003 | 11243.8222 | 235.8781 | 0.020978 | FALSE | FALSE | 0.025314 | FALSE | 0.025314 | FALSE | FALSE | -54.7212 | FALSE | -54.7212 | 235.8781 | 29.3824 | 0.0026132 | 0.0025465 | FALSE | FALSE | 0.00090467 | FALSE | 0.00090467 | FALSE | FALSE | 18.9705 | FALSE | 18.9705 | 29.3824
2017-02-07 07:00 | 12028.0911 | 29.8519 | 11998.2391 | 11749.2347 | 249.0045 | 0.021193 | FALSE | FALSE | 0.025314 | FALSE | 0.025314 | FALSE | FALSE | -54.7212 | FALSE | -54.7212 | 249.0045 | 29.8519 | 0.0025408 | 0.0024757 | FALSE | FALSE | 0.00090467 | FALSE | 0.00090467 | FALSE | FALSE | 18.9705 | FALSE | 18.9705 | 29.8519
2017-02-07 08:00 | 11649.4961 | 29.5094 | 11619.9866 | 11380.5573 | 239.4293 | 0.021038 | FALSE | FALSE | 0.025314 | FALSE | 0.025314 | FALSE | FALSE | -54.7212 | FALSE | -54.7212 | 239.4293 | 29.5094 | 0.002593 | 0.0025267 | FALSE | FALSE | 0.00090467 | FALSE | 0.00090467 | FALSE | FALSE | 18.9705 | FALSE | 18.9705 | 29.5094
2017-02-07 09:00 | 11267.9651 | 29.1643 | 11238.8008 | 11009.0209 | 229.7799 | 0.020872 | FALSE | FALSE | 0.025314 | FALSE | 0.025314 | FALSE | FALSE | -54.7212 | FALSE | -54.7212 | 229.7799 | 29.1643 | 0.0026491 | 0.0025816 | FALSE | FALSE | 0.00090467 | FALSE | 0.00090467 | FALSE | FALSE | 18.9705 | FALSE | 18.9705 | 29.1643
2017-02-07 10:00 | 11016.5744 | 28.9369 | 10987.6375 | 10764.2156 | 223.4219 | 0.020756 | FALSE | FALSE | 0.025314 | FALSE | 0.025314 | FALSE | FALSE | -54.7212 | FALSE | -54.7212 | 223.4219 | 28.9369 | 0.0026882 | 0.0026198 | FALSE | FALSE | 0.00090467 | FALSE | 0.00090467 | FALSE | FALSE | 18.9705 | FALSE | 18.9705 | 28.9369
2017-02-07 11:00 | 10817.1967 | 28.7565 | 10788.4402 | 10570.0608 | 218.3794 | 0.02066 | FALSE | FALSE | 0.025314 | FALSE | 0.025314 | FALSE | FALSE | -54.7212 | FALSE | -54.7212 | 218.3794 | 28.7565 | 0.0027206 | 0.0026514 | FALSE | FALSE | 0.00090467 | FALSE | 0.00090467 | FALSE | FALSE | 18.9705 | FALSE | 18.9705 | 28.7565
2017-02-07 12:00 | 10706.0639 | 28.656 | 10677.4079 | 10461.8392 | 215.5687 | 0.020605 | FALSE | FALSE | 0.025314 | FALSE | 0.025314 | FALSE | FALSE | -54.7212 | FALSE | -54.7212 | 215.5687 | 28.656 | 0.0027391 | 0.0026695 | FALSE | FALSE | 0.00090467 | FALSE | 0.00090467 | FALSE | FALSE | 18.9705 | FALSE | 18.9705 | 28.656
2017-02-07 13:00 | 10639.9178 | 28.5961 | 10611.3217 | 10397.4259 | 213.8958 | 0.020572 | FALSE | FALSE | 0.025314 | FALSE | 0.025314 | FALSE | FALSE | -54.7212 | FALSE | -54.7212 | 213.8958 | 28.5961 | 0.0027503 | 0.0026804 | FALSE | FALSE | 0.00090467 | FALSE | 0.00090467 | FALSE | FALSE | 18.9705 | FALSE | 18.9705 | 28.5961
2017-02-07 14:00 | 10562.4151 | 28.526 | 10533.8891 | 10321.9535 | 211.9357 | 0.020533 | FALSE | FALSE | 0.025314 | FALSE | 0.025314 | FALSE | FALSE | -54.7212 | FALSE | -54.7212 | 211.9357 | 28.526 | 0.0027636 | 0.0026934 | FALSE | FALSE | 0.00090467 | FALSE | 0.00090467 | FALSE | FALSE | 18.9705 | FALSE | 18.9705 | 28.526
2017-02-07 15:00 | 10515.9776 | 28.484 | 10487.4937 | 10276.7325 | 210.7612 | 0.020509 | FALSE | FALSE | 0.025314 | FALSE | 0.025314 | FALSE | FALSE | -54.7212 | FALSE | -54.7212 | 210.7612 | 28.484 | 0.0027717 | 0.0027013 | FALSE | FALSE | 0.00090467 | FALSE | 0.00090467 | FALSE | FALSE | 18.9705 | FALSE | 18.9705 | 28.484
2017-02-07 16:00 | 10584.2998 | 28.5458 | 10555.754 | 10343.2649 | 212.4891 | 0.020544 | FALSE | FALSE | 0.025314 | FALSE | 0.025314 | FALSE | FALSE | -54.7212 | FALSE | -54.7212 | 212.4891 | 28.5458 | 0.0027598 | 0.0026897 | FALSE | FALSE | 0.00090467 | FALSE | 0.00090467 | FALSE | FALSE | 18.9705 | FALSE | 18.9705 | 28.5458
2017-02-07 17:00 | 10940.777 | 28.8683 | 10911.9087 | 10690.4038 | 221.5049 | 0.02072 | FALSE | FALSE | 0.025314 | FALSE | 0.025314 | FALSE | FALSE | -54.7212 | FALSE | -54.7212 | 221.5049 | 28.8683 | 0.0027004 | 0.0026317 | FALSE | FALSE | 0.00090467 | FALSE | 0.00090467 | FALSE | FALSE | 18.9705 | FALSE | 18.9705 | 28.8683
2017-02-07 18:00 | 11726.5782 | 29.5792 | 11696.999 | 11455.6201 | 241.3788 | 0.021071 | FALSE | FALSE | 0.025314 | FALSE | 0.025314 | FALSE | FALSE | -54.7212 | FALSE | -54.7212 | 241.3788 | 29.5792 | 0.0025821 | 0.0025161 | FALSE | FALSE | 0.00090467 | FALSE | 0.00090467 | FALSE | FALSE | 18.9705 | FALSE | 18.9705 | 29.5792
2017-02-07 19:00 | 11708.6038 | 29.5629 | 11679.0408 | 11438.1166 | 240.9242 | 0.021063 | FALSE | FALSE | 0.025314 | FALSE | 0.025314 | FALSE | FALSE | -54.7212 | FALSE | -54.7212 | 240.9242 | 29.5629 | 0.0025846 | 0.0025185 | FALSE | FALSE | 0.00090467 | FALSE | 0.00090467 | FALSE | FALSE | 18.9705 | FALSE | 18.9705 | 29.5629
2017-02-07 20:00 | 11432.759 | 29.3134 | 11403.4456 | 11169.4979 | 233.9478 | 0.020945 | FALSE | FALSE | 0.025314 | FALSE | 0.025314 | FALSE | FALSE | -54.7212 | FALSE | -54.7212 | 233.9478 | 29.3134 | 0.0026244 | 0.0025574 | FALSE | FALSE | 0.00090467 | FALSE | 0.00090467 | FALSE | FALSE | 18.9705 | FALSE | 18.9705 | 29.3134
2017-02-07 21:00 | 10806.2267 | 28.7466 | 10777.4801 | 10559.3781 | 218.102 | 0.020655 | FALSE | FALSE | 0.025314 | FALSE | 0.025314 | FALSE | FALSE | -54.7212 | FALSE | -54.7212 | 218.102 | 28.7466 | 0.0027224 | 0.0026531 | FALSE | FALSE | 0.00090467 | FALSE | 0.00090467 | FALSE | FALSE | 18.9705 | FALSE | 18.9705 | 28.7466
2017-02-07 22:00 | 10060.2049 | 28.0717 | 10032.1332 | 9832.8991 | 199.2341 | 0.020262 | FALSE | FALSE | 0.025314 | FALSE | 0.025314 | FALSE | FALSE | -54.7212 | FALSE | -54.7212 | 199.2341 | 28.0717 | 0.0028549 | 0.0027826 | FALSE | FALSE | 0.00090467 | FALSE | 0.00090467 | FALSE | FALSE | 18.9705 | FALSE | 18.9705 | 28.0717
2017-02-07 23:00 | 9299.1924 | 27.3832 | 9271.8092 | 9091.8221 | 179.9871 | 0.019797 | FALSE | FALSE | 0.025314 | FALSE | 0.025314 | FALSE | FALSE | -54.7212 | FALSE | -54.7212 | 179.9871 | 27.3832 | 0.0030118 | 0.002936 | FALSE | FALSE | 0.00090467 | FALSE | 0.00090467 | FALSE | FALSE | 18.9705 | FALSE | 18.9705 | 27.3832
2017-02-08 | 8761.3536 | 26.9103 | 8734.4433 | 8567.3192 | 167.1241 | 0.019507 | FALSE | FALSE | FALSE | 0.022796 | 0.022796 | FALSE | FALSE | FALSE | -31.9845 | -31.9845 | 167.1241 | 26.9103 | 0.003141 | 0.0030621 | FALSE | FALSE | FALSE | 0.00087361 | 0.00087361 | FALSE | FALSE | FALSE | 19.2563 | 19.2563 | 26.9103
2017-02-08 01:00 | 8511.2464 | 26.6918 | 8484.5546 | 8323.1269 | 161.4277 | 0.019395 | FALSE | FALSE | FALSE | 0.022796 | 0.022796 | FALSE | FALSE | FALSE | -31.9845 | -31.9845 | 161.4277 | 26.6918 | 0.0032069 | 0.0031263 | FALSE | FALSE | FALSE | 0.00087361 | 0.00087361 | FALSE | FALSE | FALSE | 19.2563 | 19.2563 | 26.6918
2017-02-08 02:00 | 8397.479 | 26.5924 | 8370.8865 | 8212.05 | 158.8365 | 0.019342 | FALSE | FALSE | FALSE | 0.022796 | 0.022796 | FALSE | FALSE | FALSE | -31.9845 | -31.9845 | 158.8365 | 26.5924 | 0.0032382 | 0.0031567 | FALSE | FALSE | FALSE | 0.00087361 | 0.00087361 | FALSE | FALSE | FALSE | 19.2563 | 19.2563 | 26.5924
2017-02-08 03:00 | 8348.8432 | 26.5499 | 8322.2933 | 8164.5645 | 157.7288 | 0.019319 | FALSE | FALSE | FALSE | 0.022796 | 0.022796 | FALSE | FALSE | FALSE | -31.9845 | -31.9845 | 157.7288 | 26.5499 | 0.0032519 | 0.00317 | FALSE | FALSE | FALSE | 0.00087361 | 0.00087361 | FALSE | FALSE | FALSE | 19.2563 | 19.2563 | 26.5499
2017-02-08 04:00 | 8599.5143 | 26.7689 | 8572.7454 | 8409.3073 | 163.438 | 0.019435 | FALSE | FALSE | FALSE | 0.022796 | 0.022796 | FALSE | FALSE | FALSE | -31.9845 | -31.9845 | 163.438 | 26.7689 | 0.0031833 | 0.0031032 | FALSE | FALSE | FALSE | 0.00087361 | 0.00087361 | FALSE | FALSE | FALSE | 19.2563 | 19.2563 | 26.7689
2017-02-08 05:00 | 9352.351 | 27.4313 | 9324.9197 | 9143.5881 | 181.3316 | 0.019832 | FALSE | FALSE | 0.025314 | FALSE | 0.025314 | FALSE | FALSE | -54.7212 | FALSE | -54.7212 | 181.3316 | 27.4313 | 0.0030001 | 0.0029245 | FALSE | FALSE | 0.00090467 | FALSE | 0.00090467 | FALSE | FALSE | 18.9705 | FALSE | 18.9705 | 27.4313
2017-02-08 06:00 | 10766.8019 | 28.7109 | 10738.091 | 10520.9861 | 217.1049 | 0.020635 | FALSE | FALSE | 0.025314 | FALSE | 0.025314 | FALSE | FALSE | -54.7212 | FALSE | -54.7212 | 217.1049 | 28.7109 | 0.0027289 | 0.0026595 | FALSE | FALSE | 0.00090467 | FALSE | 0.00090467 | FALSE | FALSE | 18.9705 | FALSE | 18.9705 | 28.7109
2017-02-08 07:00 | 11345.0857 | 29.2341 | 11315.8516 | 11084.1212 | 231.7304 | 0.020907 | FALSE | FALSE | 0.025314 | FALSE | 0.025314 | FALSE | FALSE | -54.7212 | FALSE | -54.7212 | 231.7304 | 29.2341 | 0.0026375 | 0.0025702 | FALSE | FALSE | 0.00090467 | FALSE | 0.00090467 | FALSE | FALSE | 18.9705 | FALSE | 18.9705 | 29.2341
2017-02-08 08:00 | 11162.8545 | 29.0692 | 11133.7853 | 10906.6638 | 227.1215 | 0.020824 | FALSE | FALSE | 0.025314 | FALSE | 0.025314 | FALSE | FALSE | -54.7212 | FALSE | -54.7212 | 227.1215 | 29.0692 | 0.0026653 | 0.0025973 | FALSE | FALSE | 0.00090467 | FALSE | 0.00090467 | FALSE | FALSE | 18.9705 | FALSE | 18.9705 | 29.0692
2017-02-08 09:00 | 10974.6832 | 28.899 | 10945.7843 | 10723.4218 | 222.3624 | 0.020736 | FALSE | FALSE | 0.025314 | FALSE | 0.025314 | FALSE | FALSE | -54.7212 | FALSE | -54.7212 | 222.3624 | 28.899 | 0.0026949 | 0.0026263 | FALSE | FALSE | 0.00090467 | FALSE | 0.00090467 | FALSE | FALSE | 18.9705 | FALSE | 18.9705 | 28.899
2017-02-08 10:00 | 10861.9621 | 28.797 | 10833.1651 | 10613.6535 | 219.5116 | 0.020682 | FALSE | FALSE | 0.025314 | FALSE | 0.025314 | FALSE | FALSE | -54.7212 | FALSE | -54.7212 | 219.5116 | 28.797 | 0.0027132 | 0.0026442 | FALSE | FALSE | 0.00090467 | FALSE | 0.00090467 | FALSE | FALSE | 18.9705 | FALSE | 18.9705 | 28.797
2017-02-08 11:00 | 10687.8582 | 28.6395 | 10659.2187 | 10444.1105 | 215.1083 | 0.020596 | FALSE | FALSE | 0.025314 | FALSE | 0.025314 | FALSE | FALSE | -54.7212 | FALSE | -54.7212 | 215.1083 | 28.6395 | 0.0027422 | 0.0026725 | FALSE | FALSE | 0.00090467 | FALSE | 0.00090467 | FALSE | FALSE | 18.9705 | FALSE | 18.9705 | 28.6395
2017-02-08 12:00 | 10532.8556 | 28.4993 | 10504.3563 | 10293.1683 | 211.1881 | 0.020517 | FALSE | FALSE | 0.025314 | FALSE | 0.025314 | FALSE | FALSE | -54.7212 | FALSE | -54.7212 | 211.1881 | 28.4993 | 0.0027688 | 0.0026984 | FALSE | FALSE | 0.00090467 | FALSE | 0.00090467 | FALSE | FALSE | 18.9705 | FALSE | 18.9705 | 28.4993
2017-02-08 13:00 | 10541.5852 | 28.5072 | 10513.078 | 10301.6692 | 211.4088 | 0.020522 | FALSE | FALSE | 0.025314 | FALSE | 0.025314 | FALSE | FALSE | -54.7212 | FALSE | -54.7212 | 211.4088 | 28.5072 | 0.0027672 | 0.002697 | FALSE | FALSE | 0.00090467 | FALSE | 0.00090467 | FALSE | FALSE | 18.9705 | FALSE | 18.9705 | 28.5072
2017-02-08 14:00 | 10556.8691 | 28.521 | 10528.3481 | 10316.5527 | 211.7954 | 0.02053 | FALSE | FALSE | 0.025314 | FALSE | 0.025314 | FALSE | FALSE | -54.7212 | FALSE | -54.7212 | 211.7954 | 28.521 | 0.0027646 | 0.0026944 | FALSE | FALSE | 0.00090467 | FALSE | 0.00090467 | FALSE | FALSE | 18.9705 | FALSE | 18.9705 | 28.521
2017-02-08 15:00 | 10567.6917 | 28.5308 | 10539.1609 | 10327.0918 | 212.0691 | 0.020535 | FALSE | FALSE | 0.025314 | FALSE | 0.025314 | FALSE | FALSE | -54.7212 | FALSE | -54.7212 | 212.0691 | 28.5308 | 0.0027627 | 0.0026925 | FALSE | FALSE | 0.00090467 | FALSE | 0.00090467 | FALSE | FALSE | 18.9705 | FALSE | 18.9705 | 28.5308
2017-02-08 16:00 | 10605.9149 | 28.5653 | 10577.3495 | 10364.3137 | 213.0358 | 0.020555 | FALSE | FALSE | 0.025314 | FALSE | 0.025314 | FALSE | FALSE | -54.7212 | FALSE | -54.7212 | 213.0358 | 28.5653 | 0.0027561 | 0.0026861 | FALSE | FALSE | 0.00090467 | FALSE | 0.00090467 | FALSE | FALSE | 18.9705 | FALSE | 18.9705 | 28.5653
2017-02-08 17:00 | 10890.7165 | 28.823 | 10861.8935 | 10641.6547 | 220.2388 | 0.020696 | FALSE | FALSE | 0.025314 | FALSE | 0.025314 | FALSE | FALSE | -54.7212 | FALSE | -54.7212 | 220.2388 | 28.823 | 0.0027085 | 0.0026396 | FALSE | FALSE | 0.00090467 | FALSE | 0.00090467 | FALSE | FALSE | 18.9705 | FALSE | 18.9705 | 28.823
2017-02-08 18:00 | 11547.1575 | 29.4169 | 11517.7407 | 11280.8996 | 236.8411 | 0.020995 | FALSE | FALSE | 0.025314 | FALSE | 0.025314 | FALSE | FALSE | -54.7212 | FALSE | -54.7212 | 236.8411 | 29.4169 | 0.0026077 | 0.0025411 | FALSE | FALSE | 0.00090467 | FALSE | 0.00090467 | FALSE | FALSE | 18.9705 | FALSE | 18.9705 | 29.4169
2017-02-08 19:00 | 11540.4834 | 29.4108 | 11511.0725 | 11274.4003 | 236.6723 | 0.020992 | FALSE | FALSE | 0.025314 | FALSE | 0.025314 | FALSE | FALSE | -54.7212 | FALSE | -54.7212 | 236.6723 | 29.4108 | 0.0026086 | 0.002542 | FALSE | FALSE | 0.00090467 | FALSE | 0.00090467 | FALSE | FALSE | 18.9705 | FALSE | 18.9705 | 29.4108
2017-02-08 20:00 | 11309.601 | 29.202 | 11280.3991 | 11049.5661 | 230.8329 | 0.020891 | FALSE | FALSE | 0.025314 | FALSE | 0.025314 | FALSE | FALSE | -54.7212 | FALSE | -54.7212 | 230.8329 | 29.202 | 0.0026428 | 0.0025754 | FALSE | FALSE | 0.00090467 | FALSE | 0.00090467 | FALSE | FALSE | 18.9705 | FALSE | 18.9705 | 29.202
2017-02-08 21:00 | 10716.8247 | 28.6657 | 10688.159 | 10472.3181 | 215.8409 | 0.020611 | FALSE | FALSE | 0.025314 | FALSE | 0.025314 | FALSE | FALSE | -54.7212 | FALSE | -54.7212 | 215.8409 | 28.6657 | 0.0027373 | 0.0026677 | FALSE | FALSE | 0.00090467 | FALSE | 0.00090467 | FALSE | FALSE | 18.9705 | FALSE | 18.9705 | 28.6657
2017-02-08 22:00 | 9945.3842 | 27.9678 | 9917.4164 | 9721.0862 | 196.3301 | 0.020196 | FALSE | FALSE | 0.025314 | FALSE | 0.025314 | FALSE | FALSE | -54.7212 | FALSE | -54.7212 | 196.3301 | 27.9678 | 0.002877 | 0.0028043 | FALSE | FALSE | 0.00090467 | FALSE | 0.00090467 | FALSE | FALSE | 18.9705 | FALSE | 18.9705 | 27.9678
2017-02-08 23:00 | 9225.2533 | 27.3156 | 9197.9377 | 9019.8206 | 178.1171 | 0.019747 | FALSE | FALSE | 0.025314 | FALSE | 0.025314 | FALSE | FALSE | -54.7212 | FALSE | -54.7212 | 178.1171 | 27.3156 | 0.0030284 | 0.0029522 | FALSE | FALSE | FALSE | 0.00087361 | 0.00087361 | FALSE | FALSE | FALSE | 19.2563 | 19.2563 | 27.3156
2017-02-09 | 8700.6989 | 26.8573 | 8673.8416 | 8508.099 | 165.7426 | 0.019481 | FALSE | FALSE | FALSE | 0.022796 | 0.022796 | FALSE | FALSE | FALSE | -31.9845 | -31.9845 | 165.7426 | 26.8573 | 0.0031567 | 0.0030773 | FALSE | FALSE | FALSE | 0.00087361 | 0.00087361 | FALSE | FALSE | FALSE | 19.2563 | 19.2563 | 26.8573
2017-02-09 01:00 | 8434.1085 | 26.6244 | 8407.484 | 8247.8133 | 159.6708 | 0.019359 | FALSE | FALSE | FALSE | 0.022796 | 0.022796 | FALSE | FALSE | FALSE | -31.9845 | -31.9845 | 159.6708 | 26.6244 | 0.0032281 | 0.0031468 | FALSE | FALSE | FALSE | 0.00087361 | 0.00087361 | FALSE | FALSE | FALSE | 19.2563 | 19.2563 | 26.6244
2017-02-09 02:00 | 8295.7383 | 26.5036 | 8269.2347 | 8112.7155 | 156.5193 | 0.019293 | FALSE | FALSE | FALSE | 0.022796 | 0.022796 | FALSE | FALSE | FALSE | -31.9845 | -31.9845 | 156.5193 | 26.5036 | 0.0032669 | 0.0031847 | FALSE | FALSE | FALSE | 0.00087361 | 0.00087361 | FALSE | FALSE | FALSE | 19.2563 | 19.2563 | 26.5036
2017-02-09 03:00 | 8326.085 | 26.5301 | 8299.5549 | 8142.3445 | 157.2104 | 0.019308 | FALSE | FALSE | FALSE | 0.022796 | 0.022796 | FALSE | FALSE | FALSE | -31.9845 | -31.9845 | 157.2104 | 26.5301 | 0.0032583 | 0.0031763 | FALSE | FALSE | FALSE | 0.00087361 | 0.00087361 | FALSE | FALSE | FALSE | 19.2563 | 19.2563 | 26.5301
2017-02-09 04:00 | 8639.3317 | 26.8037 | 8612.528 | 8448.1831 | 164.3449 | 0.019453 | FALSE | FALSE | FALSE | 0.022796 | 0.022796 | FALSE | FALSE | FALSE | -31.9845 | -31.9845 | 164.3449 | 26.8037 | 0.0031727 | 0.0030929 | FALSE | FALSE | FALSE | 0.00087361 | 0.00087361 | FALSE | FALSE | FALSE | 19.2563 | 19.2563 | 26.8037
2017-02-09 05:00 | 9520.9464 | 27.5838 | 9493.3625 | 9307.767 | 185.5956 | 0.01994 | FALSE | FALSE | 0.025314 | FALSE | 0.025314 | FALSE | FALSE | -54.7212 | FALSE | -54.7212 | 185.5956 | 27.5838 | 0.0029635 | 0.0028888 | FALSE | FALSE | 0.00090467 | FALSE | 0.00090467 | FALSE | FALSE | 18.9705 | FALSE | 18.9705 | 27.5838
2017-02-09 06:00 | 11145.5008 | 29.0535 | 11116.4473 | 10889.7647 | 226.6826 | 0.020816 | FALSE | FALSE | 0.025314 | FALSE | 0.025314 | FALSE | FALSE | -54.7212 | FALSE | -54.7212 | 226.6826 | 29.0535 | 0.002668 | 0.0026 | FALSE | FALSE | 0.00090467 | FALSE | 0.00090467 | FALSE | FALSE | 18.9705 | FALSE | 18.9705 | 29.0535
2017-02-09 07:00 | 11937.6492 | 29.7701 | 11907.8791 | 11661.162 | 246.7171 | 0.021157 | FALSE | FALSE | 0.025314 | FALSE | 0.025314 | FALSE | FALSE | -54.7212 | FALSE | -54.7212 | 246.7171 | 29.7701 | 0.0025529 | 0.0024876 | FALSE | FALSE | 0.00090467 | FALSE | 0.00090467 | FALSE | FALSE | 18.9705 | FALSE | 18.9705 | 29.7701
2017-02-09 08:00 | 11923.4927 | 29.7573 | 11893.7354 | 11647.3763 | 246.3591 | 0.021151 | FALSE | FALSE | 0.025314 | FALSE | 0.025314 | FALSE | FALSE | -54.7212 | FALSE | -54.7212 | 246.3591 | 29.7573 | 0.0025549 | 0.0024895 | FALSE | FALSE | 0.00090467 | FALSE | 0.00090467 | FALSE | FALSE | 18.9705 | FALSE | 18.9705 | 29.7573
2017-02-09 09:00 | 11791.0786 | 29.6375 | 11761.4411 | 11518.431 | 243.0101 | 0.021098 | FALSE | FALSE | 0.025314 | FALSE | 0.025314 | FALSE | FALSE | -54.7212 | FALSE | -54.7212 | 243.0101 | 29.6375 | 0.0025731 | 0.0025073 | FALSE | FALSE | 0.00090467 | FALSE | 0.00090467 | FALSE | FALSE | 18.9705 | FALSE | 18.9705 | 29.6375
2017-02-09 10:00 | 11681.3535 | 29.5383 | 11651.8152 | 11411.5802 | 240.235 | 0.021052 | FALSE | FALSE | 0.025314 | FALSE | 0.025314 | FALSE | FALSE | -54.7212 | FALSE | -54.7212 | 240.235 | 29.5383 | 0.0025884 | 0.0025223 | FALSE | FALSE | 0.00090467 | FALSE | 0.00090467 | FALSE | FALSE | 18.9705 | FALSE | 18.9705 | 29.5383
2017-02-09 11:00 | 11528.6975 | 29.4002 | 11499.2974 | 11262.9232 | 236.3742 | 0.020987 | FALSE | FALSE | 0.025314 | FALSE | 0.025314 | FALSE | FALSE | -54.7212 | FALSE | -54.7212 | 236.3742 | 29.4002 | 0.0026103 | 0.0025437 | FALSE | FALSE | 0.00090467 | FALSE | 0.00090467 | FALSE | FALSE | 18.9705 | FALSE | 18.9705 | 29.4002
2017-02-09 12:00 | 11399.905 | 29.2836 | 11370.6214 | 11137.5045 | 233.1169 | 0.020931 | FALSE | FALSE | 0.025314 | FALSE | 0.025314 | FALSE | FALSE | -54.7212 | FALSE | -54.7212 | 233.1169 | 29.2836 | 0.0026293 | 0.0025622 | FALSE | FALSE | 0.00090467 | FALSE | 0.00090467 | FALSE | FALSE | 18.9705 | FALSE | 18.9705 | 29.2836
2017-02-09 13:00 | 11328.5584 | 29.2191 | 11299.3393 | 11068.0269 | 231.3124 | 0.020899 | FALSE | FALSE | 0.025314 | FALSE | 0.025314 | FALSE | FALSE | -54.7212 | FALSE | -54.7212 | 231.3124 | 29.2191 | 0.00264 | 0.0025726 | FALSE | FALSE | 0.00090467 | FALSE | 0.00090467 | FALSE | FALSE | 18.9705 | FALSE | 18.9705 | 29.2191
2017-02-09 14:00 | 11232.4618 | 29.1322 | 11203.3297 | 10974.4477 | 228.882 | 0.020856 | FALSE | FALSE | 0.025314 | FALSE | 0.025314 | FALSE | FALSE | -54.7212 | FALSE | -54.7212 | 228.882 | 29.1322 | 0.0026545 | 0.0025869 | FALSE | FALSE | 0.00090467 | FALSE | 0.00090467 | FALSE | FALSE | 18.9705 | FALSE | 18.9705 | 29.1322
2017-02-09 15:00 | 11286.9181 | 29.1814 | 11257.7366 | 11027.4774 | 230.2593 | 0.020881 | FALSE | FALSE | 0.025314 | FALSE | 0.025314 | FALSE | FALSE | -54.7212 | FALSE | -54.7212 | 230.2593 | 29.1814 | 0.0026462 | 0.0025788 | FALSE | FALSE | 0.00090467 | FALSE | 0.00090467 | FALSE | FALSE | 18.9705 | FALSE | 18.9705 | 29.1814
2017-02-09 16:00 | 11622.4807 | 29.485 | 11592.9957 | 11354.2496 | 238.7461 | 0.021027 | FALSE | FALSE | 0.025314 | FALSE | 0.025314 | FALSE | FALSE | -54.7212 | FALSE | -54.7212 | 238.7461 | 29.485 | 0.0025968 | 0.0025305 | FALSE | FALSE | 0.00090467 | FALSE | 0.00090467 | FALSE | FALSE | 18.9705 | FALSE | 18.9705 | 29.485
2017-02-09 17:00 | 12418.4896 | 30.2051 | 12388.2845 | 12129.4063 | 258.8782 | 0.021343 | FALSE | FALSE | 0.025314 | FALSE | 0.025314 | FALSE | FALSE | -54.7212 | FALSE | -54.7212 | 258.8782 | 30.2051 | 0.0024902 | 0.0024264 | FALSE | FALSE | 0.00090467 | FALSE | 0.00090467 | FALSE | FALSE | 18.9705 | FALSE | 18.9705 | 30.2051
2017-02-09 18:00 | 13791.196 | 31.919 | 13759.2771 | 13446.4114 | 312.8657 | 0.023268 | FALSE | 0.058254 | FALSE | FALSE | 0.058254 | FALSE | -488.6612 | FALSE | FALSE | -488.6612 | 312.8657 | 31.919 | 0.0023738 | 0.0023091 | FALSE | 0.0022989 | FALSE | FALSE | 0.0022989 | FALSE | 0.21425 | FALSE | FALSE | 0.21425 | 31.919
2017-02-09 19:00 | 14263.0081 | 33.0036 | 14230.0045 | 13889.7172 | 340.2872 | 0.024499 | FALSE | 0.058254 | FALSE | FALSE | 0.058254 | FALSE | -488.6612 | FALSE | FALSE | -488.6612 | 340.2872 | 33.0036 | 0.0023761 | 0.0023086 | FALSE | 0.0022989 | FALSE | FALSE | 0.0022989 | FALSE | 0.21425 | FALSE | FALSE | 0.21425 | 33.0036
2017-02-09 20:00 | 14280.6403 | 33.0442 | 14247.5961 | 13906.2841 | 341.312 | 0.024544 | FALSE | 0.058254 | FALSE | FALSE | 0.058254 | FALSE | -488.6612 | FALSE | FALSE | -488.6612 | 341.312 | 33.0442 | 0.0023762 | 0.0023086 | FALSE | 0.0022989 | FALSE | FALSE | 0.0022989 | FALSE | 0.21425 | FALSE | FALSE | 0.21425 | 33.0442
2017-02-09 21:00 | 13975.9566 | 32.3437 | 13943.6129 | 13620.009 | 323.6039 | 0.023759 | FALSE | 0.058254 | FALSE | FALSE | 0.058254 | FALSE | -488.6612 | FALSE | FALSE | -488.6612 | 323.6039 | 32.3437 | 0.0023747 | 0.0023089 | FALSE | 0.0022989 | FALSE | FALSE | 0.0022989 | FALSE | 0.21425 | FALSE | FALSE | 0.21425 | 32.3437
2017-02-09 22:00 | 13443.9436 | 31.1328 | 13412.8108 | 13120.128 | 292.6828 | 0.022308 | FALSE | 0.058254 | FALSE | FALSE | 0.058254 | FALSE | -488.6612 | FALSE | FALSE | -488.6612 | 292.6828 | 31.1328 | 0.0023729 | 0.0023104 | FALSE | FALSE | 0.00090467 | FALSE | 0.00090467 | FALSE | FALSE | 18.9705 | FALSE | 18.9705 | 31.1328
2017-02-09 23:00 | 12907.9695 | 30.648 | 12877.3216 | 12606.0638 | 271.2577 | 0.021518 | FALSE | FALSE | 0.025314 | FALSE | 0.025314 | FALSE | FALSE | -54.7212 | FALSE | -54.7212 | 271.2577 | 30.648 | 0.0024312 | 0.0023687 | FALSE | FALSE | 0.00090467 | FALSE | 0.00090467 | FALSE | FALSE | 18.9705 | FALSE | 18.9705 | 30.648
2017-02-10 | 12694.6113 | 30.4549 | 12664.1564 | 12398.2948 | 265.8616 | 0.021443 | FALSE | FALSE | 0.025314 | FALSE | 0.025314 | FALSE | FALSE | -54.7212 | FALSE | -54.7212 | 265.8616 | 30.4549 | 0.0024564 | 0.0023933 | FALSE | FALSE | 0.00090467 | FALSE | 0.00090467 | FALSE | FALSE | 18.9705 | FALSE | 18.9705 | 30.4549
2017-02-10 01:00 | 12664.9517 | 30.4281 | 12634.5236 | 12369.4121 | 265.1115 | 0.021433 | FALSE | FALSE | 0.025314 | FALSE | 0.025314 | FALSE | FALSE | -54.7212 | FALSE | -54.7212 | 265.1115 | 30.4281 | 0.0024599 | 0.0023968 | FALSE | FALSE | 0.00090467 | FALSE | 0.00090467 | FALSE | FALSE | 18.9705 | FALSE | 18.9705 | 30.4281
2017-02-10 02:00 | 12731.9172 | 30.4887 | 12701.4285 | 12434.6233 | 266.8052 | 0.021457 | FALSE | FALSE | 0.025314 | FALSE | 0.025314 | FALSE | FALSE | -54.7212 | FALSE | -54.7212 | 266.8052 | 30.4887 | 0.0024519 | 0.0023889 | FALSE | FALSE | 0.00090467 | FALSE | 0.00090467 | FALSE | FALSE | 18.9705 | FALSE | 18.9705 | 30.4887
2017-02-10 03:00 | 12861.6149 | 30.606 | 12831.0089 | 12560.9235 | 270.0854 | 0.021502 | FALSE | FALSE | 0.025314 | FALSE | 0.025314 | FALSE | FALSE | -54.7212 | FALSE | -54.7212 | 270.0854 | 30.606 | 0.0024366 | 0.002374 | FALSE | FALSE | 0.00090467 | FALSE | 0.00090467 | FALSE | FALSE | 18.9705 | FALSE | 18.9705 | 30.606
2017-02-10 04:00 | 13280.7305 | 30.9852 | 13249.7453 | 12966.5617 | 283.1836 | 0.02184 | FALSE | 0.058254 | FALSE | FALSE | 0.058254 | FALSE | -488.6612 | FALSE | FALSE | -488.6612 | 283.1836 | 30.9852 | 0.0023896 | 0.0023277 | FALSE | FALSE | 0.00090467 | FALSE | 0.00090467 | FALSE | FALSE | 18.9705 | FALSE | 18.9705 | 30.9852
2017-02-10 05:00 | 14197.6267 | 32.8533 | 14164.7734 | 13828.2861 | 336.4873 | 0.024333 | FALSE | 0.058254 | FALSE | FALSE | 0.058254 | FALSE | -488.6612 | FALSE | FALSE | -488.6612 | 336.4873 | 32.8533 | 0.0023758 | 0.0023087 | FALSE | 0.0022989 | FALSE | FALSE | 0.0022989 | FALSE | 0.21425 | FALSE | FALSE | 0.21425 | 32.8533
2017-02-10 06:00 | 15555.3242 | 35.9745 | 15519.3496 | 15103.9535 | 415.3962 | 0.027502 | FALSE | 0.058254 | FALSE | FALSE | 0.058254 | FALSE | -488.6612 | FALSE | FALSE | -488.6612 | 415.3962 | 35.9745 | 0.0023818 | 0.0023073 | FALSE | 0.0022989 | FALSE | FALSE | 0.0022989 | FALSE | 0.21425 | FALSE | FALSE | 0.21425 | 35.9745
2017-02-10 07:00 | 15924.7062 | 36.8237 | 15887.8825 | 15451.018 | 436.8645 | 0.028274 | FALSE | 0.058254 | FALSE | FALSE | 0.058254 | FALSE | -488.6612 | FALSE | FALSE | -488.6612 | 436.8645 | 36.8237 | 0.0023833 | 0.002307 | FALSE | 0.0022989 | FALSE | FALSE | 0.0022989 | FALSE | 0.21425 | FALSE | FALSE | 0.21425 | 36.8237
2017-02-10 08:00 | 15374.8497 | 35.5597 | 15339.29 | 14934.383 | 404.9071 | 0.027112 | FALSE | 0.058254 | FALSE | FALSE | 0.058254 | FALSE | -488.6612 | FALSE | FALSE | -488.6612 | 404.9071 | 35.5597 | 0.0023811 | 0.0023075 | FALSE | 0.0022989 | FALSE | FALSE | 0.0022989 | FALSE | 0.21425 | FALSE | FALSE | 0.21425 | 35.5597
2017-02-10 09:00 | 14483.9 | 33.5114 | 14450.3886 | 14097.2632 | 353.1254 | 0.025049 | FALSE | 0.058254 | FALSE | FALSE | 0.058254 | FALSE | -488.6612 | FALSE | FALSE | -488.6612 | 353.1254 | 33.5114 | 0.0023772 | 0.0023084 | FALSE | 0.0022989 | FALSE | FALSE | 0.0022989 | FALSE | 0.21425 | FALSE | FALSE | 0.21425 | 33.5114
2017-02-10 10:00 | 13605.0659 | 31.4911 | 13573.5748 | 13271.5269 | 302.0479 | 0.022759 | FALSE | 0.058254 | FALSE | FALSE | 0.058254 | FALSE | -488.6612 | FALSE | FALSE | -488.6612 | 302.0479 | 31.4911 | 0.0023728 | 0.0023093 | FALSE | 0.0022989 | FALSE | FALSE | 0.0022989 | FALSE | 0.21425 | FALSE | FALSE | 0.21425 | 31.4911
2017-02-10 11:00 | 12897.3885 | 30.6384 | 12866.7501 | 12595.76 | 270.9901 | 0.021514 | FALSE | FALSE | 0.025314 | FALSE | 0.025314 | FALSE | FALSE | -54.7212 | FALSE | -54.7212 | 270.9901 | 30.6384 | 0.0024324 | 0.0023699 | FALSE | FALSE | 0.00090467 | FALSE | 0.00090467 | FALSE | FALSE | 18.9705 | FALSE | 18.9705 | 30.6384
2017-02-10 12:00 | 12380.0756 | 30.1704 | 12349.9052 | 12091.9986 | 257.9066 | 0.021329 | FALSE | FALSE | 0.025314 | FALSE | 0.025314 | FALSE | FALSE | -54.7212 | FALSE | -54.7212 | 257.9066 | 30.1704 | 0.0024951 | 0.0024311 | FALSE | FALSE | 0.00090467 | FALSE | 0.00090467 | FALSE | FALSE | 18.9705 | FALSE | 18.9705 | 30.1704
2017-02-10 13:00 | 11973.39 | 29.8025 | 11943.5875 | 11695.9665 | 247.621 | 0.021171 | FALSE | FALSE | 0.025314 | FALSE | 0.025314 | FALSE | FALSE | -54.7212 | FALSE | -54.7212 | 247.621 | 29.8025 | 0.0025481 | 0.0024829 | FALSE | FALSE | 0.00090467 | FALSE | 0.00090467 | FALSE | FALSE | 18.9705 | FALSE | 18.9705 | 29.8025
2017-02-10 14:00 | 11588.4106 | 29.4542 | 11558.9564 | 11321.072 | 237.8844 | 0.021013 | FALSE | FALSE | 0.025314 | FALSE | 0.025314 | FALSE | FALSE | -54.7212 | FALSE | -54.7212 | 237.8844 | 29.4542 | 0.0026017 | 0.0025352 | FALSE | FALSE | 0.00090467 | FALSE | 0.00090467 | FALSE | FALSE | 18.9705 | FALSE | 18.9705 | 29.4542
2017-02-10 15:00 | 11310.1831 | 29.2025 | 11280.9807 | 11050.133 | 230.8477 | 0.020891 | FALSE | FALSE | 0.025314 | FALSE | 0.025314 | FALSE | FALSE | -54.7212 | FALSE | -54.7212 | 230.8477 | 29.2025 | 0.0026427 | 0.0025753 | FALSE | FALSE | 0.00090467 | FALSE | 0.00090467 | FALSE | FALSE | 18.9705 | FALSE | 18.9705 | 29.2025
2017-02-10 16:00 | 11330.4153 | 29.2208 | 11301.1946 | 11069.8352 | 231.3594 | 0.0209 | FALSE | FALSE | 0.025314 | FALSE | 0.025314 | FALSE | FALSE | -54.7212 | FALSE | -54.7212 | 231.3594 | 29.2208 | 0.0026397 | 0.0025723 | FALSE | FALSE | 0.00090467 | FALSE | 0.00090467 | FALSE | FALSE | 18.9705 | FALSE | 18.9705 | 29.2208
2017-02-10 17:00 | 11767.6929 | 29.6164 | 11738.0765 | 11495.6578 | 242.4187 | 0.021088 | FALSE | FALSE | 0.025314 | FALSE | 0.025314 | FALSE | FALSE | -54.7212 | FALSE | -54.7212 | 242.4187 | 29.6164 | 0.0025763 | 0.0025104 | FALSE | FALSE | 0.00090467 | FALSE | 0.00090467 | FALSE | FALSE | 18.9705 | FALSE | 18.9705 | 29.6164
2017-02-10 18:00 | 12639.4514 | 30.405 | 12609.0463 | 12344.5798 | 264.4666 | 0.021424 | FALSE | FALSE | 0.025314 | FALSE | 0.025314 | FALSE | FALSE | -54.7212 | FALSE | -54.7212 | 264.4666 | 30.405 | 0.002463 | 0.0023998 | FALSE | FALSE | 0.00090467 | FALSE | 0.00090467 | FALSE | FALSE | 18.9705 | FALSE | 18.9705 | 30.405
2017-02-10 19:00 | 12809.4952 | 30.5589 | 12778.9364 | 12510.1692 | 268.7672 | 0.021484 | FALSE | FALSE | 0.025314 | FALSE | 0.025314 | FALSE | FALSE | -54.7212 | FALSE | -54.7212 | 268.7672 | 30.5589 | 0.0024427 | 0.00238 | FALSE | FALSE | 0.00090467 | FALSE | 0.00090467 | FALSE | FALSE | 18.9705 | FALSE | 18.9705 | 30.5589
2017-02-10 20:00 | 12712.0574 | 30.4707 | 12681.5867 | 12415.2838 | 266.3029 | 0.02145 | FALSE | FALSE | 0.025314 | FALSE | 0.025314 | FALSE | FALSE | -54.7212 | FALSE | -54.7212 | 266.3029 | 30.4707 | 0.0024543 | 0.0023913 | FALSE | FALSE | 0.00090467 | FALSE | 0.00090467 | FALSE | FALSE | 18.9705 | FALSE | 18.9705 | 30.4707
2017-02-10 21:00 | 12430.6991 | 30.2162 | 12400.4829 | 12141.296 | 259.187 | 0.021348 | FALSE | FALSE | 0.025314 | FALSE | 0.025314 | FALSE | FALSE | -54.7212 | FALSE | -54.7212 | 259.187 | 30.2162 | 0.0024887 | 0.0024249 | FALSE | FALSE | 0.00090467 | FALSE | 0.00090467 | FALSE | FALSE | 18.9705 | FALSE | 18.9705 | 30.2162
2017-02-10 22:00 | 11899.4773 | 29.7356 | 11869.7417 | 11623.99 | 245.7517 | 0.021142 | FALSE | FALSE | 0.025314 | FALSE | 0.025314 | FALSE | FALSE | -54.7212 | FALSE | -54.7212 | 245.7517 | 29.7356 | 0.0025581 | 0.0024927 | FALSE | FALSE | 0.00090467 | FALSE | 0.00090467 | FALSE | FALSE | 18.9705 | FALSE | 18.9705 | 29.7356
2017-02-10 23:00 | 11294.5792 | 29.1884 | 11265.3908 | 11034.9378 | 230.453 | 0.020884 | FALSE | FALSE | 0.025314 | FALSE | 0.025314 | FALSE | FALSE | -54.7212 | FALSE | -54.7212 | 230.453 | 29.1884 | 0.0026451 | 0.0025776 | FALSE | FALSE | 0.00090467 | FALSE | 0.00090467 | FALSE | FALSE | 18.9705 | FALSE | 18.9705 | 29.1884
2017-02-11 | 10805.7936 | 28.7462 | 10777.0474 | 10558.9564 | 218.091 | 0.020655 | FALSE | FALSE | 0.025314 | FALSE | 0.025314 | FALSE | FALSE | -54.7212 | FALSE | -54.7212 | 218.091 | 28.7462 | 0.0027224 | 0.0026532 | FALSE | FALSE | 0.00090467 | FALSE | 0.00090467 | FALSE | FALSE | 18.9705 | FALSE | 18.9705 | 28.7462
2017-02-11 01:00 | 10542.5316 | 28.508 | 10514.0236 | 10302.5908 | 211.4328 | 0.020522 | FALSE | FALSE | 0.025314 | FALSE | 0.025314 | FALSE | FALSE | -54.7212 | FALSE | -54.7212 | 211.4328 | 28.508 | 0.0027671 | 0.0026968 | FALSE | FALSE | 0.00090467 | FALSE | 0.00090467 | FALSE | FALSE | 18.9705 | FALSE | 18.9705 | 28.508
2017-02-11 02:00 | 10413.3855 | 28.3912 | 10384.9943 | 10176.8278 | 208.1665 | 0.020455 | FALSE | FALSE | 0.025314 | FALSE | 0.025314 | FALSE | FALSE | -54.7212 | FALSE | -54.7212 | 208.1665 | 28.3912 | 0.0027898 | 0.002719 | FALSE | FALSE | 0.00090467 | FALSE | 0.00090467 | FALSE | FALSE | 18.9705 | FALSE | 18.9705 | 28.3912
2017-02-11 03:00 | 10361.3299 | 28.3441 | 10332.9858 | 10126.1359 | 206.85 | 0.020427 | FALSE | FALSE | 0.025314 | FALSE | 0.025314 | FALSE | FALSE | -54.7212 | FALSE | -54.7212 | 206.85 | 28.3441 | 0.0027991 | 0.0027281 | FALSE | FALSE | 0.00090467 | FALSE | 0.00090467 | FALSE | FALSE | 18.9705 | FALSE | 18.9705 | 28.3441
2017-02-11 04:00 | 10446.7107 | 28.4213 | 10418.2894 | 10209.28 | 209.0093 | 0.020472 | FALSE | FALSE | 0.025314 | FALSE | 0.025314 | FALSE | FALSE | -54.7212 | FALSE | -54.7212 | 209.0093 | 28.4213 | 0.0027839 | 0.0027132 | FALSE | FALSE | 0.00090467 | FALSE | 0.00090467 | FALSE | FALSE | 18.9705 | FALSE | 18.9705 | 28.4213
2017-02-11 05:00 | 10690.4565 | 28.6418 | 10661.8147 | 10446.6407 | 215.174 | 0.020597 | FALSE | FALSE | 0.025314 | FALSE | 0.025314 | FALSE | FALSE | -54.7212 | FALSE | -54.7212 | 215.174 | 28.6418 | 0.0027417 | 0.002672 | FALSE | FALSE | 0.00090467 | FALSE | 0.00090467 | FALSE | FALSE | 18.9705 | FALSE | 18.9705 | 28.6418
2017-02-11 06:00 | 11102.1948 | 29.0143 | 11073.1805 | 10847.5931 | 225.5874 | 0.020796 | FALSE | FALSE | 0.025314 | FALSE | 0.025314 | FALSE | FALSE | -54.7212 | FALSE | -54.7212 | 225.5874 | 29.0143 | 0.0026747 | 0.0026066 | FALSE | FALSE | 0.00090467 | FALSE | 0.00090467 | FALSE | FALSE | 18.9705 | FALSE | 18.9705 | 29.0143
2017-02-11 07:00 | 11401.879 | 29.2854 | 11372.5936 | 11139.4268 | 233.1668 | 0.020932 | FALSE | FALSE | 0.025314 | FALSE | 0.025314 | FALSE | FALSE | -54.7212 | FALSE | -54.7212 | 233.1668 | 29.2854 | 0.002629 | 0.0025619 | FALSE | FALSE | 0.00090467 | FALSE | 0.00090467 | FALSE | FALSE | 18.9705 | FALSE | 18.9705 | 29.2854
2017-02-11 08:00 | 11581.9736 | 29.4484 | 11552.5252 | 11314.8036 | 237.7216 | 0.02101 | FALSE | FALSE | 0.025314 | FALSE | 0.025314 | FALSE | FALSE | -54.7212 | FALSE | -54.7212 | 237.7216 | 29.4484 | 0.0026026 | 0.0025362 | FALSE | FALSE | 0.00090467 | FALSE | 0.00090467 | FALSE | FALSE | 18.9705 | FALSE | 18.9705 | 29.4484
2017-02-11 09:00 | 11240.0088 | 29.139 | 11210.8698 | 10981.7969 | 229.0729 | 0.020859 | FALSE | FALSE | 0.025314 | FALSE | 0.025314 | FALSE | FALSE | -54.7212 | FALSE | -54.7212 | 229.0729 | 29.139 | 0.0026534 | 0.0025857 | FALSE | FALSE | 0.00090467 | FALSE | 0.00090467 | FALSE | FALSE | 18.9705 | FALSE | 18.9705 | 29.139
2017-02-11 10:00 | 10721.9071 | 28.6703 | 10693.2368 | 10477.2674 | 215.9694 | 0.020613 | FALSE | FALSE | 0.025314 | FALSE | 0.025314 | FALSE | FALSE | -54.7212 | FALSE | -54.7212 | 215.9694 | 28.6703 | 0.0027364 | 0.0026669 | FALSE | FALSE | 0.00090467 | FALSE | 0.00090467 | FALSE | FALSE | 18.9705 | FALSE | 18.9705 | 28.6703
2017-02-11 11:00 | 10207.7791 | 28.2052 | 10179.574 | 9976.6075 | 202.9665 | 0.020344 | FALSE | FALSE | 0.025314 | FALSE | 0.025314 | FALSE | FALSE | -54.7212 | FALSE | -54.7212 | 202.9665 | 28.2052 | 0.0028271 | 0.0027555 | FALSE | FALSE | 0.00090467 | FALSE | 0.00090467 | FALSE | FALSE | 18.9705 | FALSE | 18.9705 | 28.2052
2017-02-11 12:00 | 9789.726 | 27.827 | 9761.899 | 9569.5057 | 192.3934 | 0.020105 | FALSE | FALSE | 0.025314 | FALSE | 0.025314 | FALSE | FALSE | -54.7212 | FALSE | -54.7212 | 192.3934 | 27.827 | 0.0029079 | 0.0028344 | FALSE | FALSE | 0.00090467 | FALSE | 0.00090467 | FALSE | FALSE | 18.9705 | FALSE | 18.9705 | 27.827
2017-02-11 13:00 | 9510.7523 | 27.5746 | 9483.1777 | 9297.84 | 185.3377 | 0.019933 | FALSE | FALSE | 0.025314 | FALSE | 0.025314 | FALSE | FALSE | -54.7212 | FALSE | -54.7212 | 185.3377 | 27.5746 | 0.0029657 | 0.0028909 | FALSE | FALSE | 0.00090467 | FALSE | 0.00090467 | FALSE | FALSE | 18.9705 | FALSE | 18.9705 | 27.5746
2017-02-11 14:00 | 9384.7447 | 27.4606 | 9357.2841 | 9175.1333 | 182.1509 | 0.019853 | FALSE | FALSE | 0.025314 | FALSE | 0.025314 | FALSE | FALSE | -54.7212 | FALSE | -54.7212 | 182.1509 | 27.4606 | 0.0029929 | 0.0029176 | FALSE | FALSE | 0.00090467 | FALSE | 0.00090467 | FALSE | FALSE | 18.9705 | FALSE | 18.9705 | 27.4606
2017-02-11 15:00 | 9422.099 | 27.4944 | 9394.6046 | 9211.509 | 183.0956 | 0.019877 | FALSE | FALSE | 0.025314 | FALSE | 0.025314 | FALSE | FALSE | -54.7212 | FALSE | -54.7212 | 183.0956 | 27.4944 | 0.0029848 | 0.0029096 | FALSE | FALSE | 0.00090467 | FALSE | 0.00090467 | FALSE | FALSE | 18.9705 | FALSE | 18.9705 | 27.4944
2017-02-11 16:00 | 9559.2427 | 27.6185 | 9531.6243 | 9345.0602 | 186.5641 | 0.019964 | FALSE | FALSE | 0.025314 | FALSE | 0.025314 | FALSE | FALSE | -54.7212 | FALSE | -54.7212 | 186.5641 | 27.6185 | 0.0029554 | 0.0028809 | FALSE | FALSE | 0.00090467 | FALSE | 0.00090467 | FALSE | FALSE | 18.9705 | FALSE | 18.9705 | 27.6185
2017-02-11 17:00 | 9775.9163 | 27.8145 | 9748.1018 | 9556.0577 | 192.0441 | 0.020097 | FALSE | FALSE | 0.025314 | FALSE | 0.025314 | FALSE | FALSE | -54.7212 | FALSE | -54.7212 | 192.0441 | 27.8145 | 0.0029107 | 0.0028371 | FALSE | FALSE | 0.00090467 | FALSE | 0.00090467 | FALSE | FALSE | 18.9705 | FALSE | 18.9705 | 27.8145
2017-02-11 18:00 | 10339.6894 | 28.3245 | 10311.3649 | 10105.0623 | 206.3026 | 0.020416 | FALSE | FALSE | 0.025314 | FALSE | 0.025314 | FALSE | FALSE | -54.7212 | FALSE | -54.7212 | 206.3026 | 28.3245 | 0.002803 | 0.0027319 | FALSE | FALSE | 0.00090467 | FALSE | 0.00090467 | FALSE | FALSE | 18.9705 | FALSE | 18.9705 | 28.3245
2017-02-11 19:00 | 10364.8954 | 28.3473 | 10336.5481 | 10129.6079 | 206.9401 | 0.020429 | FALSE | FALSE | 0.025314 | FALSE | 0.025314 | FALSE | FALSE | -54.7212 | FALSE | -54.7212 | 206.9401 | 28.3473 | 0.0027985 | 0.0027275 | FALSE | FALSE | 0.00090467 | FALSE | 0.00090467 | FALSE | FALSE | 18.9705 | FALSE | 18.9705 | 28.3473
2017-02-11 20:00 | 10130.0045 | 28.1348 | 10101.8697 | 9900.8703 | 200.9994 | 0.020301 | FALSE | FALSE | 0.025314 | FALSE | 0.025314 | FALSE | FALSE | -54.7212 | FALSE | -54.7212 | 200.9994 | 28.1348 | 0.0028416 | 0.0027697 | FALSE | FALSE | 0.00090467 | FALSE | 0.00090467 | FALSE | FALSE | 18.9705 | FALSE | 18.9705 | 28.1348
2017-02-11 21:00 | 9741.8516 | 27.7837 | 9714.0679 | 9522.8854 | 191.1825 | 0.020076 | FALSE | FALSE | 0.025314 | FALSE | 0.025314 | FALSE | FALSE | -54.7212 | FALSE | -54.7212 | 191.1825 | 27.7837 | 0.0029176 | 0.0028439 | FALSE | FALSE | 0.00090467 | FALSE | 0.00090467 | FALSE | FALSE | 18.9705 | FALSE | 18.9705 | 27.7837
2017-02-11 22:00 | 9250.9937 | 27.3396 | 9223.6541 | 9044.886 | 178.7681 | 0.019765 | FALSE | FALSE | 0.025314 | FALSE | 0.025314 | FALSE | FALSE | -54.7212 | FALSE | -54.7212 | 178.7681 | 27.3396 | 0.0030227 | 0.0029466 | FALSE | FALSE | 0.00090467 | FALSE | 0.00090467 | FALSE | FALSE | 18.9705 | FALSE | 18.9705 | 27.3396
2017-02-11 23:00 | 8675.2497 | 26.8351 | 8648.4146 | 8483.2516 | 165.163 | 0.019469 | FALSE | FALSE | FALSE | 0.022796 | 0.022796 | FALSE | FALSE | FALSE | -31.9845 | -31.9845 | 165.163 | 26.8351 | 0.0031633 | 0.0030838 | FALSE | FALSE | FALSE | 0.00087361 | 0.00087361 | FALSE | FALSE | FALSE | 19.2563 | 19.2563 | 26.8351
2017-02-12 | 8166.3554 | 26.3905 | 8139.9649 | 7986.3924 | 153.5725 | 0.019229 | FALSE | FALSE | FALSE | 0.022796 | 0.022796 | FALSE | FALSE | FALSE | -31.9845 | -31.9845 | 153.5725 | 26.3905 | 0.0033044 | 0.0032212 | FALSE | FALSE | FALSE | 0.00087361 | 0.00087361 | FALSE | FALSE | FALSE | 19.2563 | 19.2563 | 26.3905
2017-02-12 01:00 | 7838.678 | 26.1043 | 7812.5738 | 7666.4645 | 146.1093 | 0.019058 | FALSE | FALSE | FALSE | 0.022796 | 0.022796 | FALSE | FALSE | FALSE | -31.9845 | -31.9845 | 146.1093 | 26.1043 | 0.003405 | 0.0033191 | FALSE | FALSE | FALSE | 0.00087361 | 0.00087361 | FALSE | FALSE | FALSE | 19.2563 | 19.2563 | 26.1043
2017-02-12 02:00 | 7668.0957 | 25.9552 | 7642.1404 | 7499.9163 | 142.2242 | 0.018963 | FALSE | FALSE | FALSE | 0.022796 | 0.022796 | FALSE | FALSE | FALSE | -31.9845 | -31.9845 | 142.2242 | 25.9552 | 0.0034607 | 0.0033734 | FALSE | FALSE | FALSE | 0.00087361 | 0.00087361 | FALSE | FALSE | FALSE | 19.2563 | 19.2563 | 25.9552
2017-02-12 03:00 | 7595.3143 | 25.8917 | 7569.4226 | 7428.8561 | 140.5665 | 0.018922 | FALSE | FALSE | FALSE | 0.022796 | 0.022796 | FALSE | FALSE | FALSE | -31.9845 | -31.9845 | 140.5665 | 25.8917 | 0.0034853 | 0.0033973 | FALSE | FALSE | FALSE | 0.00087361 | 0.00087361 | FALSE | FALSE | FALSE | 19.2563 | 19.2563 | 25.8917
2017-02-12 04:00 | 7612.0464 | 25.9063 | 7586.1401 | 7445.1925 | 140.9476 | 0.018931 | FALSE | FALSE | FALSE | 0.022796 | 0.022796 | FALSE | FALSE | FALSE | -31.9845 | -31.9845 | 140.9476 | 25.9063 | 0.0034796 | 0.0033918 | FALSE | FALSE | FALSE | 0.00087361 | 0.00087361 | FALSE | FALSE | FALSE | 19.2563 | 19.2563 | 25.9063
2017-02-12 05:00 | 7766.8431 | 26.0415 | 7740.8016 | 7596.3284 | 144.4732 | 0.019019 | FALSE | FALSE | FALSE | 0.022796 | 0.022796 | FALSE | FALSE | FALSE | -31.9845 | -31.9845 | 144.4732 | 26.0415 | 0.0034282 | 0.0033417 | FALSE | FALSE | FALSE | 0.00087361 | 0.00087361 | FALSE | FALSE | FALSE | 19.2563 | 19.2563 | 26.0415
2017-02-12 06:00 | 8088.639 | 26.3226 | 8062.3163 | 7910.5139 | 151.8024 | 0.01919 | FALSE | FALSE | FALSE | 0.022796 | 0.022796 | FALSE | FALSE | FALSE | -31.9845 | -31.9845 | 151.8024 | 26.3226 | 0.0033275 | 0.0032437 | FALSE | FALSE | FALSE | 0.00087361 | 0.00087361 | FALSE | FALSE | FALSE | 19.2563 | 19.2563 | 26.3226
2017-02-12 07:00 | 8403.6622 | 26.5978 | 8377.0643 | 8218.087 | 158.9773 | 0.019345 | FALSE | FALSE | FALSE | 0.022796 | 0.022796 | FALSE | FALSE | FALSE | -31.9845 | -31.9845 | 158.9773 | 26.5978 | 0.0032365 | 0.003155 | FALSE | FALSE | FALSE | 0.00087361 | 0.00087361 | FALSE | FALSE | FALSE | 19.2563 | 19.2563 | 26.5978
2017-02-12 08:00 | 8952.3673 | 27.0772 | 8925.2901 | 8753.8155 | 171.4746 | 0.019589 | FALSE | FALSE | FALSE | 0.022796 | 0.022796 | FALSE | FALSE | FALSE | -31.9845 | -31.9845 | 171.4746 | 27.0772 | 0.0030932 | 0.0030155 | FALSE | FALSE | FALSE | 0.00087361 | 0.00087361 | FALSE | FALSE | FALSE | 19.2563 | 19.2563 | 27.0772
2017-02-12 09:00 | 9213.4156 | 27.3052 | 9186.1103 | 9008.2926 | 177.8177 | 0.019739 | FALSE | FALSE | 0.025314 | FALSE | 0.025314 | FALSE | FALSE | -54.7212 | FALSE | -54.7212 | 177.8177 | 27.3052 | 0.0030311 | 0.0029549 | FALSE | FALSE | FALSE | 0.00087361 | 0.00087361 | FALSE | FALSE | FALSE | 19.2563 | 19.2563 | 27.3052
2017-02-12 10:00 | 9177.1234 | 27.2735 | 9149.8499 | 8972.95 | 176.8998 | 0.019715 | FALSE | FALSE | 0.025314 | FALSE | 0.025314 | FALSE | FALSE | -54.7212 | FALSE | -54.7212 | 176.8998 | 27.2735 | 0.0030395 | 0.0029631 | FALSE | FALSE | FALSE | 0.00087361 | 0.00087361 | FALSE | FALSE | FALSE | 19.2563 | 19.2563 | 27.2735
2017-02-12 11:00 | 9151.824 | 27.2514 | 9124.5726 | 8948.3126 | 176.26 | 0.019698 | FALSE | FALSE | 0.025314 | FALSE | 0.025314 | FALSE | FALSE | -54.7212 | FALSE | -54.7212 | 176.26 | 27.2514 | 0.0030454 | 0.0029689 | FALSE | FALSE | FALSE | 0.00087361 | 0.00087361 | FALSE | FALSE | FALSE | 19.2563 | 19.2563 | 27.2514
2017-02-12 12:00 | 9278.7133 | 27.3647 | 9251.3486 | 9071.8794 | 179.4692 | 0.019783 | FALSE | FALSE | 0.025314 | FALSE | 0.025314 | FALSE | FALSE | -54.7212 | FALSE | -54.7212 | 179.4692 | 27.3647 | 0.0030164 | 0.0029405 | FALSE | FALSE | 0.00090467 | FALSE | 0.00090467 | FALSE | FALSE | 18.9705 | FALSE | 18.9705 | 27.3647
2017-02-12 13:00 | 9427.7933 | 27.4995 | 9400.2937 | 9217.0541 | 183.2396 | 0.01988 | FALSE | FALSE | 0.025314 | FALSE | 0.025314 | FALSE | FALSE | -54.7212 | FALSE | -54.7212 | 183.2396 | 27.4995 | 0.0029835 | 0.0029084 | FALSE | FALSE | 0.00090467 | FALSE | 0.00090467 | FALSE | FALSE | 18.9705 | FALSE | 18.9705 | 27.4995
2017-02-12 14:00 | 9559.327 | 27.6185 | 9531.7085 | 9345.1422 | 186.5663 | 0.019964 | FALSE | FALSE | 0.025314 | FALSE | 0.025314 | FALSE | FALSE | -54.7212 | FALSE | -54.7212 | 186.5663 | 27.6185 | 0.0029554 | 0.0028808 | FALSE | FALSE | 0.00090467 | FALSE | 0.00090467 | FALSE | FALSE | 18.9705 | FALSE | 18.9705 | 27.6185
2017-02-12 15:00 | 9719.0912 | 27.7631 | 9691.3282 | 9500.7213 | 190.6069 | 0.020062 | FALSE | FALSE | 0.025314 | FALSE | 0.025314 | FALSE | FALSE | -54.7212 | FALSE | -54.7212 | 190.6069 | 27.7631 | 0.0029222 | 0.0028484 | FALSE | FALSE | 0.00090467 | FALSE | 0.00090467 | FALSE | FALSE | 18.9705 | FALSE | 18.9705 | 27.7631
2017-02-12 16:00 | 9982.5011 | 28.0014 | 9954.4997 | 9757.2308 | 197.2689 | 0.020218 | FALSE | FALSE | 0.025314 | FALSE | 0.025314 | FALSE | FALSE | -54.7212 | FALSE | -54.7212 | 197.2689 | 28.0014 | 0.0028698 | 0.0027972 | FALSE | FALSE | 0.00090467 | FALSE | 0.00090467 | FALSE | FALSE | 18.9705 | FALSE | 18.9705 | 28.0014
2017-02-12 17:00 | 10312.1964 | 28.2996 | 10283.8968 | 10078.2895 | 205.6073 | 0.020401 | FALSE | FALSE | 0.025314 | FALSE | 0.025314 | FALSE | FALSE | -54.7212 | FALSE | -54.7212 | 205.6073 | 28.2996 | 0.002808 | 0.0027368 | FALSE | FALSE | 0.00090467 | FALSE | 0.00090467 | FALSE | FALSE | 18.9705 | FALSE | 18.9705 | 28.2996
2017-02-12 18:00 | 11020.4533 | 28.9404 | 10991.5129 | 10767.9929 | 223.52 | 0.020758 | FALSE | FALSE | 0.025314 | FALSE | 0.025314 | FALSE | FALSE | -54.7212 | FALSE | -54.7212 | 223.52 | 28.9404 | 0.0026876 | 0.0026192 | FALSE | FALSE | 0.00090467 | FALSE | 0.00090467 | FALSE | FALSE | 18.9705 | FALSE | 18.9705 | 28.9404
2017-02-12 19:00 | 11168.857 | 29.0746 | 11139.7824 | 10912.509 | 227.2733 | 0.020827 | FALSE | FALSE | 0.025314 | FALSE | 0.025314 | FALSE | FALSE | -54.7212 | FALSE | -54.7212 | 227.2733 | 29.0746 | 0.0026643 | 0.0025964 | FALSE | FALSE | 0.00090467 | FALSE | 0.00090467 | FALSE | FALSE | 18.9705 | FALSE | 18.9705 | 29.0746
2017-02-12 20:00 | 10861.4534 | 28.7965 | 10832.6569 | 10613.1582 | 219.4987 | 0.020682 | FALSE | FALSE | 0.025314 | FALSE | 0.025314 | FALSE | FALSE | -54.7212 | FALSE | -54.7212 | 219.4987 | 28.7965 | 0.0027133 | 0.0026442 | FALSE | FALSE | 0.00090467 | FALSE | 0.00090467 | FALSE | FALSE | 18.9705 | FALSE | 18.9705 | 28.7965
2017-02-12 21:00 | 10246.1057 | 28.2398 | 10217.8659 | 10013.9301 | 203.9358 | 0.020365 | FALSE | FALSE | 0.025314 | FALSE | 0.025314 | FALSE | FALSE | -54.7212 | FALSE | -54.7212 | 203.9358 | 28.2398 | 0.0028201 | 0.0027486 | FALSE | FALSE | 0.00090467 | FALSE | 0.00090467 | FALSE | FALSE | 18.9705 | FALSE | 18.9705 | 28.2398
2017-02-12 22:00 | 9473.9055 | 27.5413 | 9446.3642 | 9261.9584 | 184.4058 | 0.01991 | FALSE | FALSE | 0.025314 | FALSE | 0.025314 | FALSE | FALSE | -54.7212 | FALSE | -54.7212 | 184.4058 | 27.5413 | 0.0029736 | 0.0028986 | FALSE | FALSE | 0.00090467 | FALSE | 0.00090467 | FALSE | FALSE | 18.9705 | FALSE | 18.9705 | 27.5413
2017-02-12 23:00 | 8745.1998 | 26.8962 | 8718.3036 | 8551.5475 | 166.7562 | 0.0195 | FALSE | FALSE | FALSE | 0.022796 | 0.022796 | FALSE | FALSE | FALSE | -31.9845 | -31.9845 | 166.7562 | 26.8962 | 0.0031452 | 0.0030661 | FALSE | FALSE | FALSE | 0.00087361 | 0.00087361 | FALSE | FALSE | FALSE | 19.2563 | 19.2563 | 26.8962
2017-02-13 | 8190.0543 | 26.4112 | 8163.643 | 8009.5308 | 154.1122 | 0.019241 | FALSE | FALSE | FALSE | 0.022796 | 0.022796 | FALSE | FALSE | FALSE | -31.9845 | -31.9845 | 154.1122 | 26.4112 | 0.0032975 | 0.0032144 | FALSE | FALSE | FALSE | 0.00087361 | 0.00087361 | FALSE | FALSE | FALSE | 19.2563 | 19.2563 | 26.4112
2017-02-13 01:00 | 7881.0378 | 26.1413 | 7854.8966 | 7707.8224 | 147.0741 | 0.019081 | FALSE | FALSE | FALSE | 0.022796 | 0.022796 | FALSE | FALSE | FALSE | -31.9845 | -31.9845 | 147.0741 | 26.1413 | 0.0033915 | 0.003306 | FALSE | FALSE | FALSE | 0.00087361 | 0.00087361 | FALSE | FALSE | FALSE | 19.2563 | 19.2563 | 26.1413
2017-02-13 02:00 | 7786.0878 | 26.0583 | 7760.0295 | 7615.1179 | 144.9115 | 0.019029 | FALSE | FALSE | FALSE | 0.022796 | 0.022796 | FALSE | FALSE | FALSE | -31.9845 | -31.9845 | 144.9115 | 26.0583 | 0.0034219 | 0.0033356 | FALSE | FALSE | FALSE | 0.00087361 | 0.00087361 | FALSE | FALSE | FALSE | 19.2563 | 19.2563 | 26.0583
2017-02-13 03:00 | 7881.2958 | 26.1415 | 7855.1544 | 7708.0744 | 147.08 | 0.019081 | FALSE | FALSE | FALSE | 0.022796 | 0.022796 | FALSE | FALSE | FALSE | -31.9845 | -31.9845 | 147.08 | 26.1415 | 0.0033914 | 0.0033059 | FALSE | FALSE | FALSE | 0.00087361 | 0.00087361 | FALSE | FALSE | FALSE | 19.2563 | 19.2563 | 26.1415
2017-02-13 04:00 | 8250.3182 | 26.4639 | 8223.8543 | 8068.3695 | 155.4848 | 0.019271 | FALSE | FALSE | FALSE | 0.022796 | 0.022796 | FALSE | FALSE | FALSE | -31.9845 | -31.9845 | 155.4848 | 26.4639 | 0.00328 | 0.0031974 | FALSE | FALSE | FALSE | 0.00087361 | 0.00087361 | FALSE | FALSE | FALSE | 19.2563 | 19.2563 | 26.4639
2017-02-13 05:00 | 9170.7354 | 27.268 | 9143.4675 | 8966.7292 | 176.7383 | 0.01971 | FALSE | FALSE | 0.025314 | FALSE | 0.025314 | FALSE | FALSE | -54.7212 | FALSE | -54.7212 | 176.7383 | 27.268 | 0.003041 | 0.0029646 | FALSE | FALSE | FALSE | 0.00087361 | 0.00087361 | FALSE | FALSE | FALSE | 19.2563 | 19.2563 | 27.268
2017-02-13 06:00 | 10876.8629 | 28.8105 | 10848.0524 | 10628.164 | 219.8884 | 0.020689 | FALSE | FALSE | 0.025314 | FALSE | 0.025314 | FALSE | FALSE | -54.7212 | FALSE | -54.7212 | 219.8884 | 28.8105 | 0.0027108 | 0.0026418 | FALSE | FALSE | 0.00090467 | FALSE | 0.00090467 | FALSE | FALSE | 18.9705 | FALSE | 18.9705 | 28.8105
2017-02-13 07:00 | 11635.9785 | 29.4972 | 11606.4813 | 11367.3938 | 239.0875 | 0.021033 | FALSE | FALSE | 0.025314 | FALSE | 0.025314 | FALSE | FALSE | -54.7212 | FALSE | -54.7212 | 239.0875 | 29.4972 | 0.0025949 | 0.0025286 | FALSE | FALSE | 0.00090467 | FALSE | 0.00090467 | FALSE | FALSE | 18.9705 | FALSE | 18.9705 | 29.4972
2017-02-13 08:00 | 11528.3741 | 29.3999 | 11498.9742 | 11262.6082 | 236.366 | 0.020987 | FALSE | FALSE | 0.025314 | FALSE | 0.025314 | FALSE | FALSE | -54.7212 | FALSE | -54.7212 | 236.366 | 29.3999 | 0.0026104 | 0.0025437 | FALSE | FALSE | 0.00090467 | FALSE | 0.00090467 | FALSE | FALSE | 18.9705 | FALSE | 18.9705 | 29.3999
2017-02-13 09:00 | 11257.4568 | 29.1548 | 11228.3021 | 10998.7879 | 229.5142 | 0.020867 | FALSE | FALSE | 0.025314 | FALSE | 0.025314 | FALSE | FALSE | -54.7212 | FALSE | -54.7212 | 229.5142 | 29.1548 | 0.0026507 | 0.0025831 | FALSE | FALSE | 0.00090467 | FALSE | 0.00090467 | FALSE | FALSE | 18.9705 | FALSE | 18.9705 | 29.1548
2017-02-13 10:00 | 11060.7799 | 28.9769 | 11031.8031 | 10807.2631 | 224.5399 | 0.020777 | FALSE | FALSE | 0.025314 | FALSE | 0.025314 | FALSE | FALSE | -54.7212 | FALSE | -54.7212 | 224.5399 | 28.9769 | 0.0026812 | 0.0026129 | FALSE | FALSE | 0.00090467 | FALSE | 0.00090467 | FALSE | FALSE | 18.9705 | FALSE | 18.9705 | 28.9769
2017-02-13 11:00 | 10853.6329 | 28.7895 | 10824.8435 | 10605.5426 | 219.3009 | 0.020678 | FALSE | FALSE | 0.025314 | FALSE | 0.025314 | FALSE | FALSE | -54.7212 | FALSE | -54.7212 | 219.3009 | 28.7895 | 0.0027146 | 0.0026455 | FALSE | FALSE | 0.00090467 | FALSE | 0.00090467 | FALSE | FALSE | 18.9705 | FALSE | 18.9705 | 28.7895
2017-02-13 12:00 | 10640.4944 | 28.5966 | 10611.8978 | 10397.9874 | 213.9104 | 0.020572 | FALSE | FALSE | 0.025314 | FALSE | 0.025314 | FALSE | FALSE | -54.7212 | FALSE | -54.7212 | 213.9104 | 28.5966 | 0.0027502 | 0.0026803 | FALSE | FALSE | 0.00090467 | FALSE | 0.00090467 | FALSE | FALSE | 18.9705 | FALSE | 18.9705 | 28.5966
2017-02-13 13:00 | 10518.0437 | 28.4859 | 10489.5578 | 10278.7444 | 210.8134 | 0.02051 | FALSE | FALSE | 0.025314 | FALSE | 0.025314 | FALSE | FALSE | -54.7212 | FALSE | -54.7212 | 210.8134 | 28.4859 | 0.0027713 | 0.002701 | FALSE | FALSE | 0.00090467 | FALSE | 0.00090467 | FALSE | FALSE | 18.9705 | FALSE | 18.9705 | 28.4859
2017-02-13 14:00 | 10368.3491 | 28.3504 | 10339.9987 | 10132.9712 | 207.0275 | 0.020431 | FALSE | FALSE | 0.025314 | FALSE | 0.025314 | FALSE | FALSE | -54.7212 | FALSE | -54.7212 | 207.0275 | 28.3504 | 0.0027978 | 0.0027269 | FALSE | FALSE | 0.00090467 | FALSE | 0.00090467 | FALSE | FALSE | 18.9705 | FALSE | 18.9705 | 28.3504
2017-02-13 15:00 | 10344.6114 | 28.329 | 10316.2824 | 10109.8553 | 206.4271 | 0.020418 | FALSE | FALSE | 0.025314 | FALSE | 0.025314 | FALSE | FALSE | -54.7212 | FALSE | -54.7212 | 206.4271 | 28.329 | 0.0028021 | 0.002731 | FALSE | FALSE | 0.00090467 | FALSE | 0.00090467 | FALSE | FALSE | 18.9705 | FALSE | 18.9705 | 28.329
2017-02-13 16:00 | 10463.9255 | 28.4369 | 10435.4886 | 10226.0438 | 209.4447 | 0.020482 | FALSE | FALSE | 0.025314 | FALSE | 0.025314 | FALSE | FALSE | -54.7212 | FALSE | -54.7212 | 209.4447 | 28.4369 | 0.0027808 | 0.0027102 | FALSE | FALSE | 0.00090467 | FALSE | 0.00090467 | FALSE | FALSE | 18.9705 | FALSE | 18.9705 | 28.4369
2017-02-13 17:00 | 10776.8552 | 28.72 | 10748.1352 | 10530.7761 | 217.3591 | 0.02064 | FALSE | FALSE | 0.025314 | FALSE | 0.025314 | FALSE | FALSE | -54.7212 | FALSE | -54.7212 | 217.3591 | 28.72 | 0.0027272 | 0.0026579 | FALSE | FALSE | 0.00090467 | FALSE | 0.00090467 | FALSE | FALSE | 18.9705 | FALSE | 18.9705 | 28.72
2017-02-13 18:00 | 11721.4623 | 29.5746 | 11691.8878 | 11450.6383 | 241.2494 | 0.021069 | FALSE | FALSE | 0.025314 | FALSE | 0.025314 | FALSE | FALSE | -54.7212 | FALSE | -54.7212 | 241.2494 | 29.5746 | 0.0025828 | 0.0025168 | FALSE | FALSE | 0.00090467 | FALSE | 0.00090467 | FALSE | FALSE | 18.9705 | FALSE | 18.9705 | 29.5746
2017-02-13 19:00 | 12077.2024 | 29.8964 | 12047.306 | 11797.0594 | 250.2466 | 0.021213 | FALSE | FALSE | 0.025314 | FALSE | 0.025314 | FALSE | FALSE | -54.7212 | FALSE | -54.7212 | 250.2466 | 29.8964 | 0.0025342 | 0.0024693 | FALSE | FALSE | 0.00090467 | FALSE | 0.00090467 | FALSE | FALSE | 18.9705 | FALSE | 18.9705 | 29.8964
2017-02-13 20:00 | 12013.8653 | 29.8391 | 11984.0262 | 11735.3815 | 248.6447 | 0.021188 | FALSE | FALSE | 0.025314 | FALSE | 0.025314 | FALSE | FALSE | -54.7212 | FALSE | -54.7212 | 248.6447 | 29.8391 | 0.0025427 | 0.0024776 | FALSE | FALSE | 0.00090467 | FALSE | 0.00090467 | FALSE | FALSE | 18.9705 | FALSE | 18.9705 | 29.8391
2017-02-13 21:00 | 11672.7554 | 29.5305 | 11643.2249 | 11403.2073 | 240.0176 | 0.021048 | FALSE | FALSE | 0.025314 | FALSE | 0.025314 | FALSE | FALSE | -54.7212 | FALSE | -54.7212 | 240.0176 | 29.5305 | 0.0025897 | 0.0025235 | FALSE | FALSE | 0.00090467 | FALSE | 0.00090467 | FALSE | FALSE | 18.9705 | FALSE | 18.9705 | 29.5305
2017-02-13 22:00 | 11094.5927 | 29.0074 | 11065.5852 | 10840.1901 | 225.3951 | 0.020793 | FALSE | FALSE | 0.025314 | FALSE | 0.025314 | FALSE | FALSE | -54.7212 | FALSE | -54.7212 | 225.3951 | 29.0074 | 0.0026759 | 0.0026077 | FALSE | FALSE | 0.00090467 | FALSE | 0.00090467 | FALSE | FALSE | 18.9705 | FALSE | 18.9705 | 29.0074
2017-02-13 23:00 | 10532.6759 | 28.4991 | 10504.1768 | 10292.9933 | 211.1835 | 0.020517 | FALSE | FALSE | 0.025314 | FALSE | 0.025314 | FALSE | FALSE | -54.7212 | FALSE | -54.7212 | 211.1835 | 28.4991 | 0.0027688 | 0.0026985 | FALSE | FALSE | 0.00090467 | FALSE | 0.00090467 | FALSE | FALSE | 18.9705 | FALSE | 18.9705 | 28.4991
2017-02-14 | 10241.7664 | 28.2359 | 10213.5305 | 10009.7044 | 203.826 | 0.020363 | FALSE | FALSE | 0.025314 | FALSE | 0.025314 | FALSE | FALSE | -54.7212 | FALSE | -54.7212 | 203.826 | 28.2359 | 0.0028209 | 0.0027494 | FALSE | FALSE | 0.00090467 | FALSE | 0.00090467 | FALSE | FALSE | 18.9705 | FALSE | 18.9705 | 28.2359
2017-02-14 01:00 | 10195.614 | 28.1942 | 10167.4198 | 9964.761 | 202.6588 | 0.020338 | FALSE | FALSE | 0.025314 | FALSE | 0.025314 | FALSE | FALSE | -54.7212 | FALSE | -54.7212 | 202.6588 | 28.1942 | 0.0028294 | 0.0027577 | FALSE | FALSE | 0.00090467 | FALSE | 0.00090467 | FALSE | FALSE | 18.9705 | FALSE | 18.9705 | 28.1942
2017-02-14 02:00 | 10275.1287 | 28.2661 | 10246.8626 | 10042.1928 | 204.6698 | 0.020381 | FALSE | FALSE | 0.025314 | FALSE | 0.025314 | FALSE | FALSE | -54.7212 | FALSE | -54.7212 | 204.6698 | 28.2661 | 0.0028147 | 0.0027434 | FALSE | FALSE | 0.00090467 | FALSE | 0.00090467 | FALSE | FALSE | 18.9705 | FALSE | 18.9705 | 28.2661
2017-02-14 03:00 | 10487.1468 | 28.4579 | 10458.6889 | 10248.6569 | 210.032 | 0.020494 | FALSE | FALSE | 0.025314 | FALSE | 0.025314 | FALSE | FALSE | -54.7212 | FALSE | -54.7212 | 210.032 | 28.4579 | 0.0027767 | 0.0027063 | FALSE | FALSE | 0.00090467 | FALSE | 0.00090467 | FALSE | FALSE | 18.9705 | FALSE | 18.9705 | 28.4579
2017-02-14 04:00 | 10972.115 | 28.8966 | 10943.2183 | 10720.9208 | 222.2975 | 0.020735 | FALSE | FALSE | 0.025314 | FALSE | 0.025314 | FALSE | FALSE | -54.7212 | FALSE | -54.7212 | 222.2975 | 28.8966 | 0.0026954 | 0.0026267 | FALSE | FALSE | 0.00090467 | FALSE | 0.00090467 | FALSE | FALSE | 18.9705 | FALSE | 18.9705 | 28.8966
2017-02-14 05:00 | 12025.4526 | 29.8496 | 11995.6031 | 11746.6653 | 248.9378 | 0.021192 | FALSE | FALSE | 0.025314 | FALSE | 0.025314 | FALSE | FALSE | -54.7212 | FALSE | -54.7212 | 248.9378 | 29.8496 | 0.0025411 | 0.0024761 | FALSE | FALSE | 0.00090467 | FALSE | 0.00090467 | FALSE | FALSE | 18.9705 | FALSE | 18.9705 | 29.8496
2017-02-14 06:00 | 13783.0001 | 31.9001 | 13751.1 | 13438.7107 | 312.3893 | 0.023245 | FALSE | 0.058254 | FALSE | FALSE | 0.058254 | FALSE | -488.6612 | FALSE | FALSE | -488.6612 | 312.3893 | 31.9001 | 0.0023737 | 0.0023091 | FALSE | 0.0022989 | FALSE | FALSE | 0.0022989 | FALSE | 0.21425 | FALSE | FALSE | 0.21425 | 31.9001
2017-02-14 07:00 | 14365.9946 | 33.2404 | 14332.7542 | 13986.4814 | 346.2728 | 0.024758 | FALSE | 0.058254 | FALSE | FALSE | 0.058254 | FALSE | -488.6612 | FALSE | FALSE | -488.6612 | 346.2728 | 33.2404 | 0.0023766 | 0.0023085 | FALSE | 0.0022989 | FALSE | FALSE | 0.0022989 | FALSE | 0.21425 | FALSE | FALSE | 0.21425 | 33.2404
2017-02-14 08:00 | 13695.63 | 31.6993 | 13663.9307 | 13356.6193 | 307.3114 | 0.023008 | FALSE | 0.058254 | FALSE | FALSE | 0.058254 | FALSE | -488.6612 | FALSE | FALSE | -488.6612 | 307.3114 | 31.6993 | 0.0023733 | 0.0023092 | FALSE | 0.0022989 | FALSE | FALSE | 0.0022989 | FALSE | 0.21425 | FALSE | FALSE | 0.21425 | 31.6993
2017-02-14 09:00 | 12778.0255 | 30.5304 | 12747.4951 | 12479.5239 | 267.9713 | 0.021473 | FALSE | FALSE | 0.025314 | FALSE | 0.025314 | FALSE | FALSE | -54.7212 | FALSE | -54.7212 | 267.9713 | 30.5304 | 0.0024464 | 0.0023836 | FALSE | FALSE | 0.00090467 | FALSE | 0.00090467 | FALSE | FALSE | 18.9705 | FALSE | 18.9705 | 30.5304
2017-02-14 10:00 | 12040.3457 | 29.863 | 12010.4826 | 11761.1682 | 249.3144 | 0.021198 | FALSE | FALSE | 0.025314 | FALSE | 0.025314 | FALSE | FALSE | -54.7212 | FALSE | -54.7212 | 249.3144 | 29.863 | 0.0025391 | 0.0024741 | FALSE | FALSE | 0.00090467 | FALSE | 0.00090467 | FALSE | FALSE | 18.9705 | FALSE | 18.9705 | 29.863
2017-02-14 11:00 | 11432.6278 | 29.3133 | 11403.3146 | 11169.3701 | 233.9445 | 0.020945 | FALSE | FALSE | 0.025314 | FALSE | 0.025314 | FALSE | FALSE | -54.7212 | FALSE | -54.7212 | 233.9445 | 29.3133 | 0.0026244 | 0.0025574 | FALSE | FALSE | 0.00090467 | FALSE | 0.00090467 | FALSE | FALSE | 18.9705 | FALSE | 18.9705 | 29.3133
2017-02-14 12:00 | 10978.0265 | 28.902 | 10949.1245 | 10726.6775 | 222.447 | 0.020738 | FALSE | FALSE | 0.025314 | FALSE | 0.025314 | FALSE | FALSE | -54.7212 | FALSE | -54.7212 | 222.447 | 28.902 | 0.0026944 | 0.0026258 | FALSE | FALSE | 0.00090467 | FALSE | 0.00090467 | FALSE | FALSE | 18.9705 | FALSE | 18.9705 | 28.902
2017-02-14 13:00 | 10766.469 | 28.7106 | 10737.7584 | 10520.6619 | 217.0964 | 0.020635 | FALSE | FALSE | 0.025314 | FALSE | 0.025314 | FALSE | FALSE | -54.7212 | FALSE | -54.7212 | 217.0964 | 28.7106 | 0.002729 | 0.0026596 | FALSE | FALSE | 0.00090467 | FALSE | 0.00090467 | FALSE | FALSE | 18.9705 | FALSE | 18.9705 | 28.7106
2017-02-14 14:00 | 10647.99 | 28.6034 | 10619.3866 | 10405.2866 | 214.1 | 0.020576 | FALSE | FALSE | 0.025314 | FALSE | 0.025314 | FALSE | FALSE | -54.7212 | FALSE | -54.7212 | 214.1 | 28.6034 | 0.0027489 | 0.0026791 | FALSE | FALSE | 0.00090467 | FALSE | 0.00090467 | FALSE | FALSE | 18.9705 | FALSE | 18.9705 | 28.6034
2017-02-14 15:00 | 10661.4874 | 28.6156 | 10632.8718 | 10418.4304 | 214.4413 | 0.020583 | FALSE | FALSE | 0.025314 | FALSE | 0.025314 | FALSE | FALSE | -54.7212 | FALSE | -54.7212 | 214.4413 | 28.6156 | 0.0027466 | 0.0026768 | FALSE | FALSE | 0.00090467 | FALSE | 0.00090467 | FALSE | FALSE | 18.9705 | FALSE | 18.9705 | 28.6156
2017-02-14 16:00 | 10835.0429 | 28.7726 | 10806.2703 | 10587.4395 | 218.8308 | 0.020669 | FALSE | FALSE | 0.025314 | FALSE | 0.025314 | FALSE | FALSE | -54.7212 | FALSE | -54.7212 | 218.8308 | 28.7726 | 0.0027176 | 0.0026485 | FALSE | FALSE | 0.00090467 | FALSE | 0.00090467 | FALSE | FALSE | 18.9705 | FALSE | 18.9705 | 28.7726
2017-02-14 17:00 | 11155.5342 | 29.0626 | 11126.4717 | 10899.5353 | 226.9364 | 0.020821 | FALSE | FALSE | 0.025314 | FALSE | 0.025314 | FALSE | FALSE | -54.7212 | FALSE | -54.7212 | 226.9364 | 29.0626 | 0.0026664 | 0.0025984 | FALSE | FALSE | 0.00090467 | FALSE | 0.00090467 | FALSE | FALSE | 18.9705 | FALSE | 18.9705 | 29.0626
2017-02-14 18:00 | 11903.7386 | 29.7395 | 11873.9992 | 11628.1397 | 245.8595 | 0.021143 | FALSE | FALSE | 0.025314 | FALSE | 0.025314 | FALSE | FALSE | -54.7212 | FALSE | -54.7212 | 245.8595 | 29.7395 | 0.0025575 | 0.0024921 | FALSE | FALSE | 0.00090467 | FALSE | 0.00090467 | FALSE | FALSE | 18.9705 | FALSE | 18.9705 | 29.7395
2017-02-14 19:00 | 11936.6598 | 29.7692 | 11906.8906 | 11660.1985 | 246.6921 | 0.021157 | FALSE | FALSE | 0.025314 | FALSE | 0.025314 | FALSE | FALSE | -54.7212 | FALSE | -54.7212 | 246.6921 | 29.7692 | 0.0025531 | 0.0024877 | FALSE | FALSE | 0.00090467 | FALSE | 0.00090467 | FALSE | FALSE | 18.9705 | FALSE | 18.9705 | 29.7692
2017-02-14 20:00 | 11680.9047 | 29.5379 | 11651.3668 | 11411.1431 | 240.2237 | 0.021052 | FALSE | FALSE | 0.025314 | FALSE | 0.025314 | FALSE | FALSE | -54.7212 | FALSE | -54.7212 | 240.2237 | 29.5379 | 0.0025885 | 0.0025224 | FALSE | FALSE | 0.00090467 | FALSE | 0.00090467 | FALSE | FALSE | 18.9705 | FALSE | 18.9705 | 29.5379
2017-02-14 21:00 | 11131.5361 | 29.0409 | 11102.4953 | 10876.1658 | 226.3295 | 0.02081 | FALSE | FALSE | 0.025314 | FALSE | 0.025314 | FALSE | FALSE | -54.7212 | FALSE | -54.7212 | 226.3295 | 29.0409 | 0.0026701 | 0.0026021 | FALSE | FALSE | 0.00090467 | FALSE | 0.00090467 | FALSE | FALSE | 18.9705 | FALSE | 18.9705 | 29.0409
2017-02-14 22:00 | 10412.1191 | 28.39 | 10383.7291 | 10175.5946 | 208.1345 | 0.020454 | FALSE | FALSE | 0.025314 | FALSE | 0.025314 | FALSE | FALSE | -54.7212 | FALSE | -54.7212 | 208.1345 | 28.39 | 0.00279 | 0.0027192 | FALSE | FALSE | 0.00090467 | FALSE | 0.00090467 | FALSE | FALSE | 18.9705 | FALSE | 18.9705 | 28.39
2017-02-14 23:00 | 9743.2215 | 27.7849 | 9715.4366 | 9524.2194 | 191.2172 | 0.020077 | FALSE | FALSE | 0.025314 | FALSE | 0.025314 | FALSE | FALSE | -54.7212 | FALSE | -54.7212 | 191.2172 | 27.7849 | 0.0029173 | 0.0028436 | FALSE | FALSE | 0.00090467 | FALSE | 0.00090467 | FALSE | FALSE | 18.9705 | FALSE | 18.9705 | 27.7849
2017-02-15 | 9307.1106 | 27.3904 | 9279.7203 | 9099.5329 | 180.1874 | 0.019802 | FALSE | FALSE | 0.025314 | FALSE | 0.025314 | FALSE | FALSE | -54.7212 | FALSE | -54.7212 | 180.1874 | 27.3904 | 0.0030101 | 0.0029343 | FALSE | FALSE | 0.00090467 | FALSE | 0.00090467 | FALSE | FALSE | 18.9705 | FALSE | 18.9705 | 27.3904
2017-02-15 01:00 | 9113.4 | 27.2179 | 9086.1821 | 8910.894 | 175.2881 | 0.019671 | FALSE | FALSE | 0.025314 | FALSE | 0.025314 | FALSE | FALSE | -54.7212 | FALSE | -54.7212 | 175.2881 | 27.2179 | 0.0030544 | 0.0029777 | FALSE | FALSE | FALSE | 0.00087361 | 0.00087361 | FALSE | FALSE | FALSE | 19.2563 | 19.2563 | 27.2179
2017-02-15 02:00 | 9039.8527 | 27.1536 | 9012.6991 | 8839.232 | 173.4671 | 0.019625 | FALSE | FALSE | FALSE | 0.022796 | 0.022796 | FALSE | FALSE | FALSE | -31.9845 | -31.9845 | 173.4671 | 27.1536 | 0.0030719 | 0.0029948 | FALSE | FALSE | FALSE | 0.00087361 | 0.00087361 | FALSE | FALSE | FALSE | 19.2563 | 19.2563 | 27.1536
2017-02-15 03:00 | 9079.1992 | 27.188 | 9052.0112 | 8877.5881 | 174.4231 | 0.019648 | FALSE | FALSE | 0.025314 | FALSE | 0.025314 | FALSE | FALSE | -54.7212 | FALSE | -54.7212 | 174.4231 | 27.188 | 0.0030625 | 0.0029856 | FALSE | FALSE | FALSE | 0.00087361 | 0.00087361 | FALSE | FALSE | FALSE | 19.2563 | 19.2563 | 27.188
2017-02-15 04:00 | 9330.3207 | 27.4114 | 9302.9093 | 9122.1349 | 180.7744 | 0.019817 | FALSE | FALSE | 0.025314 | FALSE | 0.025314 | FALSE | FALSE | -54.7212 | FALSE | -54.7212 | 180.7744 | 27.4114 | 0.0030049 | 0.0029293 | FALSE | FALSE | 0.00090467 | FALSE | 0.00090467 | FALSE | FALSE | 18.9705 | FALSE | 18.9705 | 27.4114
2017-02-15 05:00 | 10077.2626 | 28.0871 | 10049.1755 | 9849.51 | 199.6655 | 0.020272 | FALSE | FALSE | 0.025314 | FALSE | 0.025314 | FALSE | FALSE | -54.7212 | FALSE | -54.7212 | 199.6655 | 28.0871 | 0.0028516 | 0.0027794 | FALSE | FALSE | 0.00090467 | FALSE | 0.00090467 | FALSE | FALSE | 18.9705 | FALSE | 18.9705 | 28.0871
2017-02-15 06:00 | 11433.7124 | 29.3142 | 11404.3982 | 11170.4263 | 233.9719 | 0.020946 | FALSE | FALSE | 0.025314 | FALSE | 0.025314 | FALSE | FALSE | -54.7212 | FALSE | -54.7212 | 233.9719 | 29.3142 | 0.0026243 | 0.0025573 | FALSE | FALSE | 0.00090467 | FALSE | 0.00090467 | FALSE | FALSE | 18.9705 | FALSE | 18.9705 | 29.3142
2017-02-15 07:00 | 12153.5372 | 29.9654 | 12123.5718 | 11871.3946 | 252.1772 | 0.021242 | FALSE | FALSE | 0.025314 | FALSE | 0.025314 | FALSE | FALSE | -54.7212 | FALSE | -54.7212 | 252.1772 | 29.9654 | 0.0025242 | 0.0024595 | FALSE | FALSE | 0.00090467 | FALSE | 0.00090467 | FALSE | FALSE | 18.9705 | FALSE | 18.9705 | 29.9654
2017-02-15 08:00 | 12099.8806 | 29.9169 | 12069.9637 | 11819.1435 | 250.8201 | 0.021222 | FALSE | FALSE | 0.025314 | FALSE | 0.025314 | FALSE | FALSE | -54.7212 | FALSE | -54.7212 | 250.8201 | 29.9169 | 0.0025312 | 0.0024664 | FALSE | FALSE | 0.00090467 | FALSE | 0.00090467 | FALSE | FALSE | 18.9705 | FALSE | 18.9705 | 29.9169
2017-02-15 09:00 | 12065.7262 | 29.886 | 12035.8402 | 11785.8839 | 249.9563 | 0.021208 | FALSE | FALSE | 0.025314 | FALSE | 0.025314 | FALSE | FALSE | -54.7212 | FALSE | -54.7212 | 249.9563 | 29.886 | 0.0025357 | 0.0024708 | FALSE | FALSE | 0.00090467 | FALSE | 0.00090467 | FALSE | FALSE | 18.9705 | FALSE | 18.9705 | 29.886
2017-02-15 10:00 | 11882.0519 | 29.7198 | 11852.3321 | 11607.0211 | 245.311 | 0.021135 | FALSE | FALSE | 0.025314 | FALSE | 0.025314 | FALSE | FALSE | -54.7212 | FALSE | -54.7212 | 245.311 | 29.7198 | 0.0025605 | 0.002495 | FALSE | FALSE | 0.00090467 | FALSE | 0.00090467 | FALSE | FALSE | 18.9705 | FALSE | 18.9705 | 29.7198
2017-02-15 11:00 | 11479.0809 | 29.3553 | 11449.7257 | 11214.6063 | 235.1193 | 0.020965 | FALSE | FALSE | 0.025314 | FALSE | 0.025314 | FALSE | FALSE | -54.7212 | FALSE | -54.7212 | 235.1193 | 29.3553 | 0.0026176 | 0.0025508 | FALSE | FALSE | 0.00090467 | FALSE | 0.00090467 | FALSE | FALSE | 18.9705 | FALSE | 18.9705 | 29.3553
2017-02-15 12:00 | 11126.8702 | 29.0366 | 11097.8336 | 10871.6221 | 226.2114 | 0.020808 | FALSE | FALSE | 0.025314 | FALSE | 0.025314 | FALSE | FALSE | -54.7212 | FALSE | -54.7212 | 226.2114 | 29.0366 | 0.0026709 | 0.0026028 | FALSE | FALSE | 0.00090467 | FALSE | 0.00090467 | FALSE | FALSE | 18.9705 | FALSE | 18.9705 | 29.0366
2017-02-15 13:00 | 10971.3021 | 28.8959 | 10942.4062 | 10720.1293 | 222.2769 | 0.020735 | FALSE | FALSE | 0.025314 | FALSE | 0.025314 | FALSE | FALSE | -54.7212 | FALSE | -54.7212 | 222.2769 | 28.8959 | 0.0026955 | 0.0026269 | FALSE | FALSE | 0.00090467 | FALSE | 0.00090467 | FALSE | FALSE | 18.9705 | FALSE | 18.9705 | 28.8959
2017-02-15 14:00 | 10760.1893 | 28.7049 | 10731.4844 | 10514.5468 | 216.9376 | 0.020632 | FALSE | FALSE | 0.025314 | FALSE | 0.025314 | FALSE | FALSE | -54.7212 | FALSE | -54.7212 | 216.9376 | 28.7049 | 0.00273 | 0.0026606 | FALSE | FALSE | 0.00090467 | FALSE | 0.00090467 | FALSE | FALSE | 18.9705 | FALSE | 18.9705 | 28.7049
2017-02-15 15:00 | 10674.4647 | 28.6274 | 10645.8374 | 10431.0678 | 214.7695 | 0.020589 | FALSE | FALSE | 0.025314 | FALSE | 0.025314 | FALSE | FALSE | -54.7212 | FALSE | -54.7212 | 214.7695 | 28.6274 | 0.0027444 | 0.0026747 | FALSE | FALSE | 0.00090467 | FALSE | 0.00090467 | FALSE | FALSE | 18.9705 | FALSE | 18.9705 | 28.6274
2017-02-15 16:00 | 10822.2219 | 28.761 | 10793.4609 | 10574.9544 | 218.5065 | 0.020663 | FALSE | FALSE | 0.025314 | FALSE | 0.025314 | FALSE | FALSE | -54.7212 | FALSE | -54.7212 | 218.5065 | 28.761 | 0.0027197 | 0.0026505 | FALSE | FALSE | 0.00090467 | FALSE | 0.00090467 | FALSE | FALSE | 18.9705 | FALSE | 18.9705 | 28.761
2017-02-15 17:00 | 11272.9435 | 29.1688 | 11243.7747 | 11013.8689 | 229.9058 | 0.020874 | FALSE | FALSE | 0.025314 | FALSE | 0.025314 | FALSE | FALSE | -54.7212 | FALSE | -54.7212 | 229.9058 | 29.1688 | 0.0026484 | 0.0025808 | FALSE | FALSE | 0.00090467 | FALSE | 0.00090467 | FALSE | FALSE | 18.9705 | FALSE | 18.9705 | 29.1688
2017-02-15 18:00 | 12289.9266 | 30.0888 | 12259.8378 | 12004.2111 | 255.6266 | 0.021295 | FALSE | FALSE | 0.025314 | FALSE | 0.025314 | FALSE | FALSE | -54.7212 | FALSE | -54.7212 | 255.6266 | 30.0888 | 0.0025065 | 0.0024423 | FALSE | FALSE | 0.00090467 | FALSE | 0.00090467 | FALSE | FALSE | 18.9705 | FALSE | 18.9705 | 30.0888
2017-02-15 19:00 | 12640.289 | 30.4058 | 12609.8832 | 12345.3955 | 264.4878 | 0.021424 | FALSE | FALSE | 0.025314 | FALSE | 0.025314 | FALSE | FALSE | -54.7212 | FALSE | -54.7212 | 264.4878 | 30.4058 | 0.0024629 | 0.0023997 | FALSE | FALSE | 0.00090467 | FALSE | 0.00090467 | FALSE | FALSE | 18.9705 | FALSE | 18.9705 | 30.4058
2017-02-15 20:00 | 12602.9168 | 30.372 | 12572.5448 | 12309.0022 | 263.5426 | 0.021411 | FALSE | FALSE | 0.025314 | FALSE | 0.025314 | FALSE | FALSE | -54.7212 | FALSE | -54.7212 | 263.5426 | 30.372 | 0.0024675 | 0.0024041 | FALSE | FALSE | 0.00090467 | FALSE | 0.00090467 | FALSE | FALSE | 18.9705 | FALSE | 18.9705 | 30.372
2017-02-15 21:00 | 12274.2758 | 30.0747 | 12244.2011 | 11988.9703 | 255.2308 | 0.021289 | FALSE | FALSE | 0.025314 | FALSE | 0.025314 | FALSE | FALSE | -54.7212 | FALSE | -54.7212 | 255.2308 | 30.0747 | 0.0025085 | 0.0024442 | FALSE | FALSE | 0.00090467 | FALSE | 0.00090467 | FALSE | FALSE | 18.9705 | FALSE | 18.9705 | 30.0747
2017-02-15 22:00 | 11693.4514 | 29.5492 | 11663.9022 | 11423.3612 | 240.541 | 0.021057 | FALSE | FALSE | 0.025314 | FALSE | 0.025314 | FALSE | FALSE | -54.7212 | FALSE | -54.7212 | 240.541 | 29.5492 | 0.0025867 | 0.0025206 | FALSE | FALSE | 0.00090467 | FALSE | 0.00090467 | FALSE | FALSE | 18.9705 | FALSE | 18.9705 | 29.5492
2017-02-15 23:00 | 11118.8312 | 29.0294 | 11089.8018 | 10863.7937 | 226.0081 | 0.020804 | FALSE | FALSE | 0.025314 | FALSE | 0.025314 | FALSE | FALSE | -54.7212 | FALSE | -54.7212 | 226.0081 | 29.0294 | 0.0026721 | 0.002604 | FALSE | FALSE | 0.00090467 | FALSE | 0.00090467 | FALSE | FALSE | 18.9705 | FALSE | 18.9705 | 29.0294
2017-02-16 | 10813.2593 | 28.7529 | 10784.5064 | 10566.2266 | 218.2798 | 0.020658 | FALSE | FALSE | 0.025314 | FALSE | 0.025314 | FALSE | FALSE | -54.7212 | FALSE | -54.7212 | 218.2798 | 28.7529 | 0.0027212 | 0.002652 | FALSE | FALSE | 0.00090467 | FALSE | 0.00090467 | FALSE | FALSE | 18.9705 | FALSE | 18.9705 | 28.7529
2017-02-16 01:00 | 10765.3189 | 28.7096 | 10736.6094 | 10519.542 | 217.0674 | 0.020635 | FALSE | FALSE | 0.025314 | FALSE | 0.025314 | FALSE | FALSE | -54.7212 | FALSE | -54.7212 | 217.0674 | 28.7096 | 0.0027292 | 0.0026598 | FALSE | FALSE | 0.00090467 | FALSE | 0.00090467 | FALSE | FALSE | 18.9705 | FALSE | 18.9705 | 28.7096
2017-02-16 02:00 | 10869.5659 | 28.8039 | 10840.7621 | 10621.0582 | 219.7039 | 0.020686 | FALSE | FALSE | 0.025314 | FALSE | 0.025314 | FALSE | FALSE | -54.7212 | FALSE | -54.7212 | 219.7039 | 28.8039 | 0.002712 | 0.002643 | FALSE | FALSE | 0.00090467 | FALSE | 0.00090467 | FALSE | FALSE | 18.9705 | FALSE | 18.9705 | 28.8039
2017-02-16 03:00 | 11082.4692 | 28.9965 | 11053.4728 | 10828.3843 | 225.0885 | 0.020787 | FALSE | FALSE | 0.025314 | FALSE | 0.025314 | FALSE | FALSE | -54.7212 | FALSE | -54.7212 | 225.0885 | 28.9965 | 0.0026778 | 0.0026096 | FALSE | FALSE | 0.00090467 | FALSE | 0.00090467 | FALSE | FALSE | 18.9705 | FALSE | 18.9705 | 28.9965
2017-02-16 04:00 | 11564.1239 | 29.4322 | 11534.6916 | 11297.4215 | 237.2702 | 0.021002 | FALSE | FALSE | 0.025314 | FALSE | 0.025314 | FALSE | FALSE | -54.7212 | FALSE | -54.7212 | 237.2702 | 29.4322 | 0.0026052 | 0.0025387 | FALSE | FALSE | 0.00090467 | FALSE | 0.00090467 | FALSE | FALSE | 18.9705 | FALSE | 18.9705 | 29.4322
2017-02-16 05:00 | 12552.082 | 30.326 | 12521.756 | 12259.4991 | 262.2569 | 0.021392 | FALSE | FALSE | 0.025314 | FALSE | 0.025314 | FALSE | FALSE | -54.7212 | FALSE | -54.7212 | 262.2569 | 30.326 | 0.0024737 | 0.0024102 | FALSE | FALSE | 0.00090467 | FALSE | 0.00090467 | FALSE | FALSE | 18.9705 | FALSE | 18.9705 | 30.326
2017-02-16 06:00 | 14126.1417 | 32.689 | 14093.4528 | 13761.1201 | 332.3326 | 0.02415 | FALSE | 0.058254 | FALSE | FALSE | 0.058254 | FALSE | -488.6612 | FALSE | FALSE | -488.6612 | 332.3326 | 32.689 | 0.0023755 | 0.0023087 | FALSE | 0.0022989 | FALSE | FALSE | 0.0022989 | FALSE | 0.21425 | FALSE | FALSE | 0.21425 | 32.689
2017-02-16 07:00 | 14642.3468 | 33.8757 | 14608.4711 | 14246.1369 | 362.3343 | 0.025434 | FALSE | 0.058254 | FALSE | FALSE | 0.058254 | FALSE | -488.6612 | FALSE | FALSE | -488.6612 | 362.3343 | 33.8757 | 0.0023779 | 0.0023082 | FALSE | 0.0022989 | FALSE | FALSE | 0.0022989 | FALSE | 0.21425 | FALSE | FALSE | 0.21425 | 33.8757
2017-02-16 08:00 | 14009.0483 | 32.4198 | 13976.6285 | 13651.1013 | 325.5272 | 0.023846 | FALSE | 0.058254 | FALSE | FALSE | 0.058254 | FALSE | -488.6612 | FALSE | FALSE | -488.6612 | 325.5272 | 32.4198 | 0.0023749 | 0.0023089 | FALSE | 0.0022989 | FALSE | FALSE | 0.0022989 | FALSE | 0.21425 | FALSE | FALSE | 0.21425 | 32.4198
2017-02-16 09:00 | 13129.6317 | 30.8485 | 13098.7832 | 12821.9193 | 276.8639 | 0.021593 | FALSE | FALSE | 0.025314 | FALSE | 0.025314 | FALSE | FALSE | -54.7212 | FALSE | -54.7212 | 276.8639 | 30.8485 | 0.0024059 | 0.002344 | FALSE | FALSE | 0.00090467 | FALSE | 0.00090467 | FALSE | FALSE | 18.9705 | FALSE | 18.9705 | 30.8485
2017-02-16 10:00 | 12517.7473 | 30.2949 | 12487.4524 | 12226.0638 | 261.3885 | 0.02138 | FALSE | FALSE | 0.025314 | FALSE | 0.025314 | FALSE | FALSE | -54.7212 | FALSE | -54.7212 | 261.3885 | 30.2949 | 0.0024779 | 0.0024143 | FALSE | FALSE | 0.00090467 | FALSE | 0.00090467 | FALSE | FALSE | 18.9705 | FALSE | 18.9705 | 30.2949
2017-02-16 11:00 | 11967.202 | 29.7969 | 11937.4051 | 11689.9406 | 247.4645 | 0.021169 | FALSE | FALSE | 0.025314 | FALSE | 0.025314 | FALSE | FALSE | -54.7212 | FALSE | -54.7212 | 247.4645 | 29.7969 | 0.0025489 | 0.0024837 | FALSE | FALSE | 0.00090467 | FALSE | 0.00090467 | FALSE | FALSE | 18.9705 | FALSE | 18.9705 | 29.7969
2017-02-16 12:00 | 11516.4013 | 29.389 | 11487.0122 | 11250.949 | 236.0632 | 0.020982 | FALSE | FALSE | 0.025314 | FALSE | 0.025314 | FALSE | FALSE | -54.7212 | FALSE | -54.7212 | 236.0632 | 29.389 | 0.0026121 | 0.0025454 | FALSE | FALSE | 0.00090467 | FALSE | 0.00090467 | FALSE | FALSE | 18.9705 | FALSE | 18.9705 | 29.389
2017-02-16 13:00 | 11233.7885 | 29.1334 | 11204.6551 | 10975.7396 | 228.9156 | 0.020857 | FALSE | FALSE | 0.025314 | FALSE | 0.025314 | FALSE | FALSE | -54.7212 | FALSE | -54.7212 | 228.9156 | 29.1334 | 0.0026543 | 0.0025867 | FALSE | FALSE | 0.00090467 | FALSE | 0.00090467 | FALSE | FALSE | 18.9705 | FALSE | 18.9705 | 29.1334
2017-02-16 14:00 | 10938.8858 | 28.8666 | 10910.0193 | 10688.5622 | 221.4571 | 0.020719 | FALSE | FALSE | 0.025314 | FALSE | 0.025314 | FALSE | FALSE | -54.7212 | FALSE | -54.7212 | 221.4571 | 28.8666 | 0.0027007 | 0.002632 | FALSE | FALSE | 0.00090467 | FALSE | 0.00090467 | FALSE | FALSE | 18.9705 | FALSE | 18.9705 | 28.8666
2017-02-16 15:00 | 10865.7802 | 28.8004 | 10836.9797 | 10617.3716 | 219.6081 | 0.020684 | FALSE | FALSE | 0.025314 | FALSE | 0.025314 | FALSE | FALSE | -54.7212 | FALSE | -54.7212 | 219.6081 | 28.8004 | 0.0027126 | 0.0026436 | FALSE | FALSE | 0.00090467 | FALSE | 0.00090467 | FALSE | FALSE | 18.9705 | FALSE | 18.9705 | 28.8004
2017-02-16 16:00 | 11003.7468 | 28.9253 | 10974.8216 | 10751.7241 | 223.0975 | 0.02075 | FALSE | FALSE | 0.025314 | FALSE | 0.025314 | FALSE | FALSE | -54.7212 | FALSE | -54.7212 | 223.0975 | 28.9253 | 0.0026903 | 0.0026218 | FALSE | FALSE | 0.00090467 | FALSE | 0.00090467 | FALSE | FALSE | 18.9705 | FALSE | 18.9705 | 28.9253
2017-02-16 17:00 | 11428.8459 | 29.3098 | 11399.5361 | 11165.6873 | 233.8488 | 0.020944 | FALSE | FALSE | 0.025314 | FALSE | 0.025314 | FALSE | FALSE | -54.7212 | FALSE | -54.7212 | 233.8488 | 29.3098 | 0.002625 | 0.002558 | FALSE | FALSE | 0.00090467 | FALSE | 0.00090467 | FALSE | FALSE | 18.9705 | FALSE | 18.9705 | 29.3098
2017-02-16 18:00 | 12413.9104 | 30.201 | 12383.7094 | 12124.947 | 258.7624 | 0.021341 | FALSE | FALSE | 0.025314 | FALSE | 0.025314 | FALSE | FALSE | -54.7212 | FALSE | -54.7212 | 258.7624 | 30.201 | 0.0024908 | 0.0024269 | FALSE | FALSE | 0.00090467 | FALSE | 0.00090467 | FALSE | FALSE | 18.9705 | FALSE | 18.9705 | 30.201
2017-02-16 19:00 | 12766.5343 | 30.52 | 12736.0143 | 12468.3336 | 267.6807 | 0.021469 | FALSE | FALSE | 0.025314 | FALSE | 0.025314 | FALSE | FALSE | -54.7212 | FALSE | -54.7212 | 267.6807 | 30.52 | 0.0024478 | 0.0023849 | FALSE | FALSE | 0.00090467 | FALSE | 0.00090467 | FALSE | FALSE | 18.9705 | FALSE | 18.9705 | 30.52
2017-02-16 20:00 | 12693.4318 | 30.4539 | 12662.978 | 12397.1461 | 265.8318 | 0.021443 | FALSE | FALSE | 0.025314 | FALSE | 0.025314 | FALSE | FALSE | -54.7212 | FALSE | -54.7212 | 265.8318 | 30.4539 | 0.0024565 | 0.0023934 | FALSE | FALSE | 0.00090467 | FALSE | 0.00090467 | FALSE | FALSE | 18.9705 | FALSE | 18.9705 | 30.4539
2017-02-16 21:00 | 12318.8066 | 30.115 | 12288.6916 | 12032.3346 | 256.3571 | 0.021306 | FALSE | FALSE | 0.025314 | FALSE | 0.025314 | FALSE | FALSE | -54.7212 | FALSE | -54.7212 | 256.3571 | 30.115 | 0.0025028 | 0.0024387 | FALSE | FALSE | 0.00090467 | FALSE | 0.00090467 | FALSE | FALSE | 18.9705 | FALSE | 18.9705 | 30.115
2017-02-16 22:00 | 11706.5219 | 29.561 | 11676.9608 | 11436.0893 | 240.8716 | 0.021062 | FALSE | FALSE | 0.025314 | FALSE | 0.025314 | FALSE | FALSE | -54.7212 | FALSE | -54.7212 | 240.8716 | 29.561 | 0.0025849 | 0.0025188 | FALSE | FALSE | 0.00090467 | FALSE | 0.00090467 | FALSE | FALSE | 18.9705 | FALSE | 18.9705 | 29.561
2017-02-16 23:00 | 11133.5125 | 29.0427 | 11104.4699 | 10878.0904 | 226.3794 | 0.020811 | FALSE | FALSE | 0.025314 | FALSE | 0.025314 | FALSE | FALSE | -54.7212 | FALSE | -54.7212 | 226.3794 | 29.0427 | 0.0026698 | 0.0026018 | FALSE | FALSE | 0.00090467 | FALSE | 0.00090467 | FALSE | FALSE | 18.9705 | FALSE | 18.9705 | 29.0427
2017-02-17 | 10808.763 | 28.7489 | 10780.0141 | 10561.848 | 218.1661 | 0.020656 | FALSE | FALSE | 0.025314 | FALSE | 0.025314 | FALSE | FALSE | -54.7212 | FALSE | -54.7212 | 218.1661 | 28.7489 | 0.002722 | 0.0026527 | FALSE | FALSE | 0.00090467 | FALSE | 0.00090467 | FALSE | FALSE | 18.9705 | FALSE | 18.9705 | 28.7489
2017-02-17 01:00 | 10678.8598 | 28.6313 | 10650.2284 | 10435.3477 | 214.8807 | 0.020592 | FALSE | FALSE | 0.025314 | FALSE | 0.025314 | FALSE | FALSE | -54.7212 | FALSE | -54.7212 | 214.8807 | 28.6313 | 0.0027437 | 0.002674 | FALSE | FALSE | 0.00090467 | FALSE | 0.00090467 | FALSE | FALSE | 18.9705 | FALSE | 18.9705 | 28.6313
2017-02-17 02:00 | 10646.079 | 28.6017 | 10617.4773 | 10403.4257 | 214.0516 | 0.020575 | FALSE | FALSE | 0.025314 | FALSE | 0.025314 | FALSE | FALSE | -54.7212 | FALSE | -54.7212 | 214.0516 | 28.6017 | 0.0027493 | 0.0026794 | FALSE | FALSE | 0.00090467 | FALSE | 0.00090467 | FALSE | FALSE | 18.9705 | FALSE | 18.9705 | 28.6017
2017-02-17 03:00 | 10736.4559 | 28.6834 | 10707.7724 | 10491.4351 | 216.3374 | 0.02062 | FALSE | FALSE | 0.025314 | FALSE | 0.025314 | FALSE | FALSE | -54.7212 | FALSE | -54.7212 | 216.3374 | 28.6834 | 0.002734 | 0.0026645 | FALSE | FALSE | 0.00090467 | FALSE | 0.00090467 | FALSE | FALSE | 18.9705 | FALSE | 18.9705 | 28.6834
2017-02-17 04:00 | 11046.4486 | 28.9639 | 11017.4847 | 10793.3073 | 224.1775 | 0.02077 | FALSE | FALSE | 0.025314 | FALSE | 0.025314 | FALSE | FALSE | -54.7212 | FALSE | -54.7212 | 224.1775 | 28.9639 | 0.0026835 | 0.0026152 | FALSE | FALSE | 0.00090467 | FALSE | 0.00090467 | FALSE | FALSE | 18.9705 | FALSE | 18.9705 | 28.9639
2017-02-17 05:00 | 11820.0056 | 29.6637 | 11790.3419 | 11546.6002 | 243.7417 | 0.021109 | FALSE | FALSE | 0.025314 | FALSE | 0.025314 | FALSE | FALSE | -54.7212 | FALSE | -54.7212 | 243.7417 | 29.6637 | 0.002569 | 0.0025033 | FALSE | FALSE | 0.00090467 | FALSE | 0.00090467 | FALSE | FALSE | 18.9705 | FALSE | 18.9705 | 29.6637
2017-02-17 06:00 | 13182.0134 | 30.8959 | 13151.1175 | 12872.9289 | 278.1887 | 0.02161 | FALSE | FALSE | 0.025314 | FALSE | 0.025314 | FALSE | FALSE | -54.7212 | FALSE | -54.7212 | 278.1887 | 30.8959 | 0.0024001 | 0.0023383 | FALSE | FALSE | 0.00090467 | FALSE | 0.00090467 | FALSE | FALSE | 18.9705 | FALSE | 18.9705 | 30.8959
2017-02-17 07:00 | 13642.2922 | 31.5767 | 13610.7155 | 13306.5041 | 304.2114 | 0.022862 | FALSE | 0.058254 | FALSE | FALSE | 0.058254 | FALSE | -488.6612 | FALSE | FALSE | -488.6612 | 304.2114 | 31.5767 | 0.002373 | 0.0023093 | FALSE | 0.0022989 | FALSE | FALSE | 0.0022989 | FALSE | 0.21425 | FALSE | FALSE | 0.21425 | 31.5767
2017-02-17 08:00 | 13233.6164 | 30.9426 | 13202.6738 | 12922.2322 | 280.4416 | 0.021702 | FALSE | 0.058254 | FALSE | FALSE | 0.058254 | FALSE | -488.6612 | FALSE | FALSE | -488.6612 | 280.4416 | 30.9426 | 0.0023945 | 0.0023327 | FALSE | FALSE | 0.00090467 | FALSE | 0.00090467 | FALSE | FALSE | 18.9705 | FALSE | 18.9705 | 30.9426
2017-02-17 09:00 | 12353.417 | 30.1463 | 12323.2707 | 12066.0383 | 257.2324 | 0.021319 | FALSE | FALSE | 0.025314 | FALSE | 0.025314 | FALSE | FALSE | -54.7212 | FALSE | -54.7212 | 257.2324 | 30.1463 | 0.0024984 | 0.0024344 | FALSE | FALSE | 0.00090467 | FALSE | 0.00090467 | FALSE | FALSE | 18.9705 | FALSE | 18.9705 | 30.1463
2017-02-17 10:00 | 11603.2542 | 29.4676 | 11573.7866 | 11335.5268 | 238.2598 | 0.021019 | FALSE | FALSE | 0.025314 | FALSE | 0.025314 | FALSE | FALSE | -54.7212 | FALSE | -54.7212 | 238.2598 | 29.4676 | 0.0025996 | 0.0025332 | FALSE | FALSE | 0.00090467 | FALSE | 0.00090467 | FALSE | FALSE | 18.9705 | FALSE | 18.9705 | 29.4676
2017-02-17 11:00 | 11047.7403 | 28.9651 | 11018.7753 | 10794.5651 | 224.2102 | 0.020771 | FALSE | FALSE | 0.025314 | FALSE | 0.025314 | FALSE | FALSE | -54.7212 | FALSE | -54.7212 | 224.2102 | 28.9651 | 0.0026833 | 0.002615 | FALSE | FALSE | 0.00090467 | FALSE | 0.00090467 | FALSE | FALSE | 18.9705 | FALSE | 18.9705 | 28.9651
2017-02-17 12:00 | 10634.4604 | 28.5912 | 10605.8692 | 10392.1115 | 213.7578 | 0.020569 | FALSE | FALSE | 0.025314 | FALSE | 0.025314 | FALSE | FALSE | -54.7212 | FALSE | -54.7212 | 213.7578 | 28.5912 | 0.0027512 | 0.0026813 | FALSE | FALSE | 0.00090467 | FALSE | 0.00090467 | FALSE | FALSE | 18.9705 | FALSE | 18.9705 | 28.5912
2017-02-17 13:00 | 10404.4553 | 28.3831 | 10376.0723 | 10168.1316 | 207.9406 | 0.02045 | FALSE | FALSE | 0.025314 | FALSE | 0.025314 | FALSE | FALSE | -54.7212 | FALSE | -54.7212 | 207.9406 | 28.3831 | 0.0027914 | 0.0027206 | FALSE | FALSE | 0.00090467 | FALSE | 0.00090467 | FALSE | FALSE | 18.9705 | FALSE | 18.9705 | 28.3831
2017-02-17 14:00 | 10193.8751 | 28.1926 | 10165.6825 | 9963.0677 | 202.6148 | 0.020337 | FALSE | FALSE | 0.025314 | FALSE | 0.025314 | FALSE | FALSE | -54.7212 | FALSE | -54.7212 | 202.6148 | 28.1926 | 0.0028297 | 0.002758 | FALSE | FALSE | 0.00090467 | FALSE | 0.00090467 | FALSE | FALSE | 18.9705 | FALSE | 18.9705 | 28.1926
2017-02-17 15:00 | 10059.6932 | 28.0712 | 10031.622 | 9832.4008 | 199.2212 | 0.020262 | FALSE | FALSE | 0.025314 | FALSE | 0.025314 | FALSE | FALSE | -54.7212 | FALSE | -54.7212 | 199.2212 | 28.0712 | 0.002855 | 0.0027827 | FALSE | FALSE | 0.00090467 | FALSE | 0.00090467 | FALSE | FALSE | 18.9705 | FALSE | 18.9705 | 28.0712
2017-02-17 16:00 | 10069.2374 | 28.0798 | 10041.1575 | 9841.695 | 199.4626 | 0.020267 | FALSE | FALSE | 0.025314 | FALSE | 0.025314 | FALSE | FALSE | -54.7212 | FALSE | -54.7212 | 199.4626 | 28.0798 | 0.0028531 | 0.0027809 | FALSE | FALSE | 0.00090467 | FALSE | 0.00090467 | FALSE | FALSE | 18.9705 | FALSE | 18.9705 | 28.0798
2017-02-17 17:00 | 10258.4263 | 28.251 | 10230.1753 | 10025.9279 | 204.2474 | 0.020372 | FALSE | FALSE | 0.025314 | FALSE | 0.025314 | FALSE | FALSE | -54.7212 | FALSE | -54.7212 | 204.2474 | 28.251 | 0.0028178 | 0.0027464 | FALSE | FALSE | 0.00090467 | FALSE | 0.00090467 | FALSE | FALSE | 18.9705 | FALSE | 18.9705 | 28.251
2017-02-17 18:00 | 10873.7961 | 28.8077 | 10844.9884 | 10625.1775 | 219.8109 | 0.020688 | FALSE | FALSE | 0.025314 | FALSE | 0.025314 | FALSE | FALSE | -54.7212 | FALSE | -54.7212 | 219.8109 | 28.8077 | 0.0027113 | 0.0026423 | FALSE | FALSE | 0.00090467 | FALSE | 0.00090467 | FALSE | FALSE | 18.9705 | FALSE | 18.9705 | 28.8077
2017-02-17 19:00 | 11009.9563 | 28.9309 | 10981.0254 | 10757.7709 | 223.2545 | 0.020753 | FALSE | FALSE | 0.025314 | FALSE | 0.025314 | FALSE | FALSE | -54.7212 | FALSE | -54.7212 | 223.2545 | 28.9309 | 0.0026893 | 0.0026208 | FALSE | FALSE | 0.00090467 | FALSE | 0.00090467 | FALSE | FALSE | 18.9705 | FALSE | 18.9705 | 28.9309
2017-02-17 20:00 | 10859.1232 | 28.7944 | 10830.3288 | 10610.889 | 219.4398 | 0.020681 | FALSE | FALSE | 0.025314 | FALSE | 0.025314 | FALSE | FALSE | -54.7212 | FALSE | -54.7212 | 219.4398 | 28.7944 | 0.0027137 | 0.0026446 | FALSE | FALSE | 0.00090467 | FALSE | 0.00090467 | FALSE | FALSE | 18.9705 | FALSE | 18.9705 | 28.7944
2017-02-17 21:00 | 10594.9905 | 28.5555 | 10566.4351 | 10353.6755 | 212.7595 | 0.020549 | FALSE | FALSE | 0.025314 | FALSE | 0.025314 | FALSE | FALSE | -54.7212 | FALSE | -54.7212 | 212.7595 | 28.5555 | 0.002758 | 0.0026879 | FALSE | FALSE | 0.00090467 | FALSE | 0.00090467 | FALSE | FALSE | 18.9705 | FALSE | 18.9705 | 28.5555
2017-02-17 22:00 | 10175.3143 | 28.1758 | 10147.1385 | 9944.9931 | 202.1454 | 0.020326 | FALSE | FALSE | 0.025314 | FALSE | 0.025314 | FALSE | FALSE | -54.7212 | FALSE | -54.7212 | 202.1454 | 28.1758 | 0.0028332 | 0.0027614 | FALSE | FALSE | 0.00090467 | FALSE | 0.00090467 | FALSE | FALSE | 18.9705 | FALSE | 18.9705 | 28.1758
2017-02-17 23:00 | 9684.2876 | 27.7316 | 9656.556 | 9466.8293 | 189.7267 | 0.020041 | FALSE | FALSE | 0.025314 | FALSE | 0.025314 | FALSE | FALSE | -54.7212 | FALSE | -54.7212 | 189.7267 | 27.7316 | 0.0029293 | 0.0028554 | FALSE | FALSE | 0.00090467 | FALSE | 0.00090467 | FALSE | FALSE | 18.9705 | FALSE | 18.9705 | 27.7316
2017-02-18 | 9325.153 | 27.4067 | 9297.7463 | 9117.1026 | 180.6437 | 0.019814 | FALSE | FALSE | 0.025314 | FALSE | 0.025314 | FALSE | FALSE | -54.7212 | FALSE | -54.7212 | 180.6437 | 27.4067 | 0.0030061 | 0.0029304 | FALSE | FALSE | 0.00090467 | FALSE | 0.00090467 | FALSE | FALSE | 18.9705 | FALSE | 18.9705 | 27.4067
2017-02-18 01:00 | 9193.3471 | 27.2877 | 9166.0594 | 8988.7493 | 177.3102 | 0.019726 | FALSE | FALSE | 0.025314 | FALSE | 0.025314 | FALSE | FALSE | -54.7212 | FALSE | -54.7212 | 177.3102 | 27.2877 | 0.0030358 | 0.0029594 | FALSE | FALSE | FALSE | 0.00087361 | 0.00087361 | FALSE | FALSE | FALSE | 19.2563 | 19.2563 | 27.2877
2017-02-18 02:00 | 9225.9949 | 27.3162 | 9198.6787 | 9020.5428 | 178.1359 | 0.019748 | FALSE | FALSE | 0.025314 | FALSE | 0.025314 | FALSE | FALSE | -54.7212 | FALSE | -54.7212 | 178.1359 | 27.3162 | 0.0030282 | 0.002952 | FALSE | FALSE | FALSE | 0.00087361 | 0.00087361 | FALSE | FALSE | FALSE | 19.2563 | 19.2563 | 27.3162
2017-02-18 03:00 | 9373.4455 | 27.4504 | 9345.9951 | 9164.13 | 181.8651 | 0.019845 | FALSE | FALSE | 0.025314 | FALSE | 0.025314 | FALSE | FALSE | -54.7212 | FALSE | -54.7212 | 181.8651 | 27.4504 | 0.0029954 | 0.00292 | FALSE | FALSE | 0.00090467 | FALSE | 0.00090467 | FALSE | FALSE | 18.9705 | FALSE | 18.9705 | 27.4504
2017-02-18 04:00 | 9677.0793 | 27.7251 | 9649.3543 | 9459.8099 | 189.5444 | 0.020037 | FALSE | FALSE | 0.025314 | FALSE | 0.025314 | FALSE | FALSE | -54.7212 | FALSE | -54.7212 | 189.5444 | 27.7251 | 0.0029308 | 0.0028568 | FALSE | FALSE | 0.00090467 | FALSE | 0.00090467 | FALSE | FALSE | 18.9705 | FALSE | 18.9705 | 27.7251
2017-02-18 05:00 | 10134.0608 | 28.1385 | 10105.9223 | 9904.8203 | 201.102 | 0.020303 | FALSE | FALSE | 0.025314 | FALSE | 0.025314 | FALSE | FALSE | -54.7212 | FALSE | -54.7212 | 201.102 | 28.1385 | 0.0028409 | 0.0027689 | FALSE | FALSE | 0.00090467 | FALSE | 0.00090467 | FALSE | FALSE | 18.9705 | FALSE | 18.9705 | 28.1385
2017-02-18 06:00 | 10732.538 | 28.6799 | 10703.8581 | 10487.6198 | 216.2383 | 0.020618 | FALSE | FALSE | 0.025314 | FALSE | 0.025314 | FALSE | FALSE | -54.7212 | FALSE | -54.7212 | 216.2383 | 28.6799 | 0.0027346 | 0.0026651 | FALSE | FALSE | 0.00090467 | FALSE | 0.00090467 | FALSE | FALSE | 18.9705 | FALSE | 18.9705 | 28.6799
2017-02-18 07:00 | 11159.4492 | 29.0661 | 11130.3831 | 10903.3477 | 227.0354 | 0.020823 | FALSE | FALSE | 0.025314 | FALSE | 0.025314 | FALSE | FALSE | -54.7212 | FALSE | -54.7212 | 227.0354 | 29.0661 | 0.0026658 | 0.0025979 | FALSE | FALSE | 0.00090467 | FALSE | 0.00090467 | FALSE | FALSE | 18.9705 | FALSE | 18.9705 | 29.0661
2017-02-18 08:00 | 11368.4069 | 29.2552 | 11339.1517 | 11106.8315 | 232.3202 | 0.020917 | FALSE | FALSE | 0.025314 | FALSE | 0.025314 | FALSE | FALSE | -54.7212 | FALSE | -54.7212 | 232.3202 | 29.2552 | 0.002634 | 0.0025668 | FALSE | FALSE | 0.00090467 | FALSE | 0.00090467 | FALSE | FALSE | 18.9705 | FALSE | 18.9705 | 29.2552
2017-02-18 09:00 | 10983.7408 | 28.9072 | 10954.8336 | 10732.2421 | 222.5915 | 0.02074 | FALSE | FALSE | 0.025314 | FALSE | 0.025314 | FALSE | FALSE | -54.7212 | FALSE | -54.7212 | 222.5915 | 28.9072 | 0.0026935 | 0.0026249 | FALSE | FALSE | 0.00090467 | FALSE | 0.00090467 | FALSE | FALSE | 18.9705 | FALSE | 18.9705 | 28.9072
2017-02-18 10:00 | 10506.3193 | 28.4752 | 10477.8441 | 10267.3272 | 210.5169 | 0.020504 | FALSE | FALSE | 0.025314 | FALSE | 0.025314 | FALSE | FALSE | -54.7212 | FALSE | -54.7212 | 210.5169 | 28.4752 | 0.0027734 | 0.002703 | FALSE | FALSE | 0.00090467 | FALSE | 0.00090467 | FALSE | FALSE | 18.9705 | FALSE | 18.9705 | 28.4752
2017-02-18 11:00 | 10074.9421 | 28.085 | 10046.8571 | 9847.2503 | 199.6068 | 0.02027 | FALSE | FALSE | 0.025314 | FALSE | 0.025314 | FALSE | FALSE | -54.7212 | FALSE | -54.7212 | 199.6068 | 28.085 | 0.0028521 | 0.0027799 | FALSE | FALSE | 0.00090467 | FALSE | 0.00090467 | FALSE | FALSE | 18.9705 | FALSE | 18.9705 | 28.085
2017-02-18 12:00 | 9783.2369 | 27.8211 | 9755.4158 | 9563.1866 | 192.2292 | 0.020101 | FALSE | FALSE | 0.025314 | FALSE | 0.025314 | FALSE | FALSE | -54.7212 | FALSE | -54.7212 | 192.2292 | 27.8211 | 0.0029092 | 0.0028357 | FALSE | FALSE | 0.00090467 | FALSE | 0.00090467 | FALSE | FALSE | 18.9705 | FALSE | 18.9705 | 27.8211
2017-02-18 13:00 | 9607.8944 | 27.6625 | 9580.2319 | 9392.4373 | 187.7946 | 0.019994 | FALSE | FALSE | 0.025314 | FALSE | 0.025314 | FALSE | FALSE | -54.7212 | FALSE | -54.7212 | 187.7946 | 27.6625 | 0.0029452 | 0.0028709 | FALSE | FALSE | 0.00090467 | FALSE | 0.00090467 | FALSE | FALSE | 18.9705 | FALSE | 18.9705 | 27.6625
2017-02-18 14:00 | 9528.5167 | 27.5907 | 9500.9261 | 9315.1391 | 185.787 | 0.019945 | FALSE | FALSE | 0.025314 | FALSE | 0.025314 | FALSE | FALSE | -54.7212 | FALSE | -54.7212 | 185.787 | 27.5907 | 0.0029619 | 0.0028872 | FALSE | FALSE | 0.00090467 | FALSE | 0.00090467 | FALSE | FALSE | 18.9705 | FALSE | 18.9705 | 27.5907
2017-02-18 15:00 | 9603.0942 | 27.6581 | 9575.4361 | 9387.7629 | 187.6732 | 0.019991 | FALSE | FALSE | 0.025314 | FALSE | 0.025314 | FALSE | FALSE | -54.7212 | FALSE | -54.7212 | 187.6732 | 27.6581 | 0.0029462 | 0.0028719 | FALSE | FALSE | 0.00090467 | FALSE | 0.00090467 | FALSE | FALSE | 18.9705 | FALSE | 18.9705 | 27.6581
2017-02-18 16:00 | 9764.572 | 27.8042 | 9736.7678 | 9545.0106 | 191.7572 | 0.02009 | FALSE | FALSE | 0.025314 | FALSE | 0.025314 | FALSE | FALSE | -54.7212 | FALSE | -54.7212 | 191.7572 | 27.8042 | 0.002913 | 0.0028394 | FALSE | FALSE | 0.00090467 | FALSE | 0.00090467 | FALSE | FALSE | 18.9705 | FALSE | 18.9705 | 27.8042
2017-02-18 17:00 | 10047.4237 | 28.0601 | 10019.3636 | 9820.4527 | 198.9109 | 0.020255 | FALSE | FALSE | 0.025314 | FALSE | 0.025314 | FALSE | FALSE | -54.7212 | FALSE | -54.7212 | 198.9109 | 28.0601 | 0.0028573 | 0.002785 | FALSE | FALSE | 0.00090467 | FALSE | 0.00090467 | FALSE | FALSE | 18.9705 | FALSE | 18.9705 | 28.0601
2017-02-18 18:00 | 10551.5005 | 28.5161 | 10522.9844 | 10311.3248 | 211.6596 | 0.020527 | FALSE | FALSE | 0.025314 | FALSE | 0.025314 | FALSE | FALSE | -54.7212 | FALSE | -54.7212 | 211.6596 | 28.5161 | 0.0027655 | 0.0026953 | FALSE | FALSE | 0.00090467 | FALSE | 0.00090467 | FALSE | FALSE | 18.9705 | FALSE | 18.9705 | 28.5161
2017-02-18 19:00 | 10653.3353 | 28.6082 | 10624.727 | 10410.4919 | 214.2351 | 0.020579 | FALSE | FALSE | 0.025314 | FALSE | 0.025314 | FALSE | FALSE | -54.7212 | FALSE | -54.7212 | 214.2351 | 28.6082 | 0.002748 | 0.0026782 | FALSE | FALSE | 0.00090467 | FALSE | 0.00090467 | FALSE | FALSE | 18.9705 | FALSE | 18.9705 | 28.6082
2017-02-18 20:00 | 10485.207 | 28.4561 | 10456.7508 | 10246.7679 | 209.983 | 0.020493 | FALSE | FALSE | 0.025314 | FALSE | 0.025314 | FALSE | FALSE | -54.7212 | FALSE | -54.7212 | 209.983 | 28.4561 | 0.0027771 | 0.0027066 | FALSE | FALSE | 0.00090467 | FALSE | 0.00090467 | FALSE | FALSE | 18.9705 | FALSE | 18.9705 | 28.4561
2017-02-18 21:00 | 10169.0005 | 28.1701 | 10140.8304 | 9938.8447 | 201.9857 | 0.020323 | FALSE | FALSE | 0.025314 | FALSE | 0.025314 | FALSE | FALSE | -54.7212 | FALSE | -54.7212 | 201.9857 | 28.1701 | 0.0028343 | 0.0027625 | FALSE | FALSE | 0.00090467 | FALSE | 0.00090467 | FALSE | FALSE | 18.9705 | FALSE | 18.9705 | 28.1701
2017-02-18 22:00 | 9737.0826 | 27.7793 | 9709.3033 | 9518.2413 | 191.0619 | 0.020073 | FALSE | FALSE | 0.025314 | FALSE | 0.025314 | FALSE | FALSE | -54.7212 | FALSE | -54.7212 | 191.0619 | 27.7793 | 0.0029185 | 0.0028448 | FALSE | FALSE | 0.00090467 | FALSE | 0.00090467 | FALSE | FALSE | 18.9705 | FALSE | 18.9705 | 27.7793
2017-02-18 23:00 | 9246.3104 | 27.3354 | 9218.9751 | 9040.3254 | 178.6497 | 0.019761 | FALSE | FALSE | 0.025314 | FALSE | 0.025314 | FALSE | FALSE | -54.7212 | FALSE | -54.7212 | 178.6497 | 27.3354 | 0.0030237 | 0.0029476 | FALSE | FALSE | 0.00090467 | FALSE | 0.00090467 | FALSE | FALSE | 18.9705 | FALSE | 18.9705 | 27.3354
2017-02-19 | 8846.7516 | 26.9849 | 8819.7667 | 8650.6976 | 169.0691 | 0.019544 | FALSE | FALSE | FALSE | 0.022796 | 0.022796 | FALSE | FALSE | FALSE | -31.9845 | -31.9845 | 169.0691 | 26.9849 | 0.0031194 | 0.003041 | FALSE | FALSE | FALSE | 0.00087361 | 0.00087361 | FALSE | FALSE | FALSE | 19.2563 | 19.2563 | 26.9849
2017-02-19 01:00 | 8661.1138 | 26.8227 | 8634.291 | 8469.45 | 164.841 | 0.019463 | FALSE | FALSE | FALSE | 0.022796 | 0.022796 | FALSE | FALSE | FALSE | -31.9845 | -31.9845 | 164.841 | 26.8227 | 0.003167 | 0.0030874 | FALSE | FALSE | FALSE | 0.00087361 | 0.00087361 | FALSE | FALSE | FALSE | 19.2563 | 19.2563 | 26.8227
2017-02-19 02:00 | 8594.4692 | 26.7645 | 8567.7046 | 8404.3815 | 163.3231 | 0.019433 | FALSE | FALSE | FALSE | 0.022796 | 0.022796 | FALSE | FALSE | FALSE | -31.9845 | -31.9845 | 163.3231 | 26.7645 | 0.0031846 | 0.0031045 | FALSE | FALSE | FALSE | 0.00087361 | 0.00087361 | FALSE | FALSE | FALSE | 19.2563 | 19.2563 | 26.7645
2017-02-19 03:00 | 8630.1213 | 26.7957 | 8603.3256 | 8439.1905 | 164.1351 | 0.019449 | FALSE | FALSE | FALSE | 0.022796 | 0.022796 | FALSE | FALSE | FALSE | -31.9845 | -31.9845 | 164.1351 | 26.7957 | 0.0031751 | 0.0030953 | FALSE | FALSE | FALSE | 0.00087361 | 0.00087361 | FALSE | FALSE | FALSE | 19.2563 | 19.2563 | 26.7957
2017-02-19 04:00 | 8785.8133 | 26.9317 | 8758.8816 | 8591.2004 | 167.6812 | 0.019518 | FALSE | FALSE | FALSE | 0.022796 | 0.022796 | FALSE | FALSE | FALSE | -31.9845 | -31.9845 | 167.6812 | 26.9317 | 0.0031348 | 0.003056 | FALSE | FALSE | FALSE | 0.00087361 | 0.00087361 | FALSE | FALSE | FALSE | 19.2563 | 19.2563 | 26.9317
2017-02-19 05:00 | 9089.3838 | 27.1969 | 9062.1869 | 8887.5062 | 174.6807 | 0.019655 | FALSE | FALSE | 0.025314 | FALSE | 0.025314 | FALSE | FALSE | -54.7212 | FALSE | -54.7212 | 174.6807 | 27.1969 | 0.0030601 | 0.0029832 | FALSE | FALSE | FALSE | 0.00087361 | 0.00087361 | FALSE | FALSE | FALSE | 19.2563 | 19.2563 | 27.1969
2017-02-19 06:00 | 9536.1931 | 27.5976 | 9508.5955 | 9322.6143 | 185.9812 | 0.019949 | FALSE | FALSE | 0.025314 | FALSE | 0.025314 | FALSE | FALSE | -54.7212 | FALSE | -54.7212 | 185.9812 | 27.5976 | 0.0029603 | 0.0028856 | FALSE | FALSE | 0.00090467 | FALSE | 0.00090467 | FALSE | FALSE | 18.9705 | FALSE | 18.9705 | 27.5976
2017-02-19 07:00 | 9936.1346 | 27.9594 | 9908.1752 | 9712.079 | 196.0962 | 0.020191 | FALSE | FALSE | 0.025314 | FALSE | 0.025314 | FALSE | FALSE | -54.7212 | FALSE | -54.7212 | 196.0962 | 27.9594 | 0.0028788 | 0.002806 | FALSE | FALSE | 0.00090467 | FALSE | 0.00090467 | FALSE | FALSE | 18.9705 | FALSE | 18.9705 | 27.9594
2017-02-19 08:00 | 10184.9744 | 28.1845 | 10156.7899 | 9954.4002 | 202.3897 | 0.020332 | FALSE | FALSE | 0.025314 | FALSE | 0.025314 | FALSE | FALSE | -54.7212 | FALSE | -54.7212 | 202.3897 | 28.1845 | 0.0028314 | 0.0027596 | FALSE | FALSE | 0.00090467 | FALSE | 0.00090467 | FALSE | FALSE | 18.9705 | FALSE | 18.9705 | 28.1845
2017-02-19 09:00 | 9919.0853 | 27.944 | 9891.1413 | 9695.4763 | 195.665 | 0.020181 | FALSE | FALSE | 0.025314 | FALSE | 0.025314 | FALSE | FALSE | -54.7212 | FALSE | -54.7212 | 195.665 | 27.944 | 0.0028822 | 0.0028093 | FALSE | FALSE | 0.00090467 | FALSE | 0.00090467 | FALSE | FALSE | 18.9705 | FALSE | 18.9705 | 27.944
2017-02-19 10:00 | 9494.7692 | 27.5601 | 9467.209 | 9282.2755 | 184.9335 | 0.019923 | FALSE | FALSE | 0.025314 | FALSE | 0.025314 | FALSE | FALSE | -54.7212 | FALSE | -54.7212 | 184.9335 | 27.5601 | 0.0029691 | 0.0028943 | FALSE | FALSE | 0.00090467 | FALSE | 0.00090467 | FALSE | FALSE | 18.9705 | FALSE | 18.9705 | 27.5601
2017-02-19 11:00 | 9176.9172 | 27.2734 | 9149.6438 | 8972.7492 | 176.8946 | 0.019715 | FALSE | FALSE | 0.025314 | FALSE | 0.025314 | FALSE | FALSE | -54.7212 | FALSE | -54.7212 | 176.8946 | 27.2734 | 0.0030396 | 0.0029631 | FALSE | FALSE | FALSE | 0.00087361 | 0.00087361 | FALSE | FALSE | FALSE | 19.2563 | 19.2563 | 27.2734
2017-02-19 12:00 | 9047.5816 | 27.1604 | 9020.4212 | 8846.778 | 173.6432 | 0.019628 | FALSE | FALSE | FALSE | 0.022796 | 0.022796 | FALSE | FALSE | FALSE | -31.9845 | -31.9845 | 173.6432 | 27.1604 | 0.0030701 | 0.002993 | FALSE | FALSE | FALSE | 0.00087361 | 0.00087361 | FALSE | FALSE | FALSE | 19.2563 | 19.2563 | 27.1604
2017-02-19 13:00 | 8926.7959 | 27.0548 | 8899.7411 | 8728.8489 | 170.8922 | 0.019578 | FALSE | FALSE | FALSE | 0.022796 | 0.022796 | FALSE | FALSE | FALSE | -31.9845 | -31.9845 | 170.8922 | 27.0548 | 0.0030995 | 0.0030216 | FALSE | FALSE | FALSE | 0.00087361 | 0.00087361 | FALSE | FALSE | FALSE | 19.2563 | 19.2563 | 27.0548
2017-02-19 14:00 | 8836.6187 | 26.9761 | 8809.6426 | 8640.8043 | 168.8383 | 0.01954 | FALSE | FALSE | FALSE | 0.022796 | 0.022796 | FALSE | FALSE | FALSE | -31.9845 | -31.9845 | 168.8383 | 26.9761 | 0.0031219 | 0.0030435 | FALSE | FALSE | FALSE | 0.00087361 | 0.00087361 | FALSE | FALSE | FALSE | 19.2563 | 19.2563 | 26.9761
2017-02-19 15:00 | 8874.8674 | 27.0095 | 8847.8579 | 8678.1485 | 169.7094 | 0.019556 | FALSE | FALSE | FALSE | 0.022796 | 0.022796 | FALSE | FALSE | FALSE | -31.9845 | -31.9845 | 169.7094 | 27.0095 | 0.0031124 | 0.0030341 | FALSE | FALSE | FALSE | 0.00087361 | 0.00087361 | FALSE | FALSE | FALSE | 19.2563 | 19.2563 | 27.0095
2017-02-19 16:00 | 9070.2217 | 27.1801 | 9043.0416 | 8868.8455 | 174.1961 | 0.019641 | FALSE | FALSE | 0.025314 | FALSE | 0.025314 | FALSE | FALSE | -54.7212 | FALSE | -54.7212 | 174.1961 | 27.1801 | 0.0030647 | 0.0029877 | FALSE | FALSE | FALSE | 0.00087361 | 0.00087361 | FALSE | FALSE | FALSE | 19.2563 | 19.2563 | 27.1801
2017-02-19 17:00 | 9411.3724 | 27.4847 | 9383.8877 | 9201.0634 | 182.8243 | 0.01987 | FALSE | FALSE | 0.025314 | FALSE | 0.025314 | FALSE | FALSE | -54.7212 | FALSE | -54.7212 | 182.8243 | 27.4847 | 0.0029871 | 0.0029119 | FALSE | FALSE | 0.00090467 | FALSE | 0.00090467 | FALSE | FALSE | 18.9705 | FALSE | 18.9705 | 27.4847
2017-02-19 18:00 | 10100.0701 | 28.1077 | 10071.9624 | 9871.72 | 200.2424 | 0.020284 | FALSE | FALSE | 0.025314 | FALSE | 0.025314 | FALSE | FALSE | -54.7212 | FALSE | -54.7212 | 200.2424 | 28.1077 | 0.0028473 | 0.0027752 | FALSE | FALSE | 0.00090467 | FALSE | 0.00090467 | FALSE | FALSE | 18.9705 | FALSE | 18.9705 | 28.1077
2017-02-19 19:00 | 10435.3113 | 28.411 | 10406.9003 | 10198.1793 | 208.721 | 0.020466 | FALSE | FALSE | 0.025314 | FALSE | 0.025314 | FALSE | FALSE | -54.7212 | FALSE | -54.7212 | 208.721 | 28.411 | 0.0027859 | 0.0027152 | FALSE | FALSE | 0.00090467 | FALSE | 0.00090467 | FALSE | FALSE | 18.9705 | FALSE | 18.9705 | 28.411
2017-02-19 20:00 | 10239.5805 | 28.2339 | 10211.3465 | 10007.5758 | 203.7708 | 0.020362 | FALSE | FALSE | 0.025314 | FALSE | 0.025314 | FALSE | FALSE | -54.7212 | FALSE | -54.7212 | 203.7708 | 28.2339 | 0.0028213 | 0.0027498 | FALSE | FALSE | 0.00090467 | FALSE | 0.00090467 | FALSE | FALSE | 18.9705 | FALSE | 18.9705 | 28.2339
2017-02-19 21:00 | 9811.5488 | 27.8467 | 9783.7021 | 9590.7568 | 192.9453 | 0.020118 | FALSE | FALSE | 0.025314 | FALSE | 0.025314 | FALSE | FALSE | -54.7212 | FALSE | -54.7212 | 192.9453 | 27.8467 | 0.0029035 | 0.0028301 | FALSE | FALSE | 0.00090467 | FALSE | 0.00090467 | FALSE | FALSE | 18.9705 | FALSE | 18.9705 | 27.8467
2017-02-19 22:00 | 9291.5317 | 27.3763 | 9264.1555 | 9084.3621 | 179.7934 | 0.019792 | FALSE | FALSE | 0.025314 | FALSE | 0.025314 | FALSE | FALSE | -54.7212 | FALSE | -54.7212 | 179.7934 | 27.3763 | 0.0030136 | 0.0029377 | FALSE | FALSE | 0.00090467 | FALSE | 0.00090467 | FALSE | FALSE | 18.9705 | FALSE | 18.9705 | 27.3763
2017-02-19 23:00 | 8780.8723 | 26.9274 | 8753.9449 | 8586.3763 | 167.5686 | 0.019516 | FALSE | FALSE | FALSE | 0.022796 | 0.022796 | FALSE | FALSE | FALSE | -31.9845 | -31.9845 | 167.5686 | 26.9274 | 0.0031361 | 0.0030572 | FALSE | FALSE | FALSE | 0.00087361 | 0.00087361 | FALSE | FALSE | FALSE | 19.2563 | 19.2563 | 26.9274
2017-02-20 | 8470.5102 | 26.6562 | 8443.854 | 8283.3541 | 160.4999 | 0.019376 | FALSE | FALSE | FALSE | 0.022796 | 0.022796 | FALSE | FALSE | FALSE | -31.9845 | -31.9845 | 160.4999 | 26.6562 | 0.003218 | 0.0031371 | FALSE | FALSE | FALSE | 0.00087361 | 0.00087361 | FALSE | FALSE | FALSE | 19.2563 | 19.2563 | 26.6562
2017-02-20 01:00 | 8369.6834 | 26.5681 | 8343.1153 | 8184.9118 | 158.2034 | 0.019329 | FALSE | FALSE | FALSE | 0.022796 | 0.022796 | FALSE | FALSE | FALSE | -31.9845 | -31.9845 | 158.2034 | 26.5681 | 0.003246 | 0.0031643 | FALSE | FALSE | FALSE | 0.00087361 | 0.00087361 | FALSE | FALSE | FALSE | 19.2563 | 19.2563 | 26.5681
2017-02-20 02:00 | 8430.5656 | 26.6213 | 8403.9443 | 8244.3542 | 159.5901 | 0.019357 | FALSE | FALSE | FALSE | 0.022796 | 0.022796 | FALSE | FALSE | FALSE | -31.9845 | -31.9845 | 159.5901 | 26.6213 | 0.003229 | 0.0031478 | FALSE | FALSE | FALSE | 0.00087361 | 0.00087361 | FALSE | FALSE | FALSE | 19.2563 | 19.2563 | 26.6213
2017-02-20 03:00 | 8641.8203 | 26.8059 | 8615.0144 | 8450.6128 | 164.4016 | 0.019454 | FALSE | FALSE | FALSE | 0.022796 | 0.022796 | FALSE | FALSE | FALSE | -31.9845 | -31.9845 | 164.4016 | 26.8059 | 0.0031721 | 0.0030923 | FALSE | FALSE | FALSE | 0.00087361 | 0.00087361 | FALSE | FALSE | FALSE | 19.2563 | 19.2563 | 26.8059
2017-02-20 04:00 | 9072.153 | 27.1818 | 9044.9711 | 8870.7262 | 174.2449 | 0.019643 | FALSE | FALSE | 0.025314 | FALSE | 0.025314 | FALSE | FALSE | -54.7212 | FALSE | -54.7212 | 174.2449 | 27.1818 | 0.0030642 | 0.0029872 | FALSE | FALSE | FALSE | 0.00087361 | 0.00087361 | FALSE | FALSE | FALSE | 19.2563 | 19.2563 | 27.1818
2017-02-20 05:00 | 10057.5108 | 28.0692 | 10029.4415 | 9830.2756 | 199.166 | 0.02026 | FALSE | FALSE | 0.025314 | FALSE | 0.025314 | FALSE | FALSE | -54.7212 | FALSE | -54.7212 | 199.166 | 28.0692 | 0.0028554 | 0.0027831 | FALSE | FALSE | 0.00090467 | FALSE | 0.00090467 | FALSE | FALSE | 18.9705 | FALSE | 18.9705 | 28.0692
2017-02-20 06:00 | 11543.0367 | 29.4131 | 11513.6236 | 11276.8868 | 236.7368 | 0.020993 | FALSE | FALSE | 0.025314 | FALSE | 0.025314 | FALSE | FALSE | -54.7212 | FALSE | -54.7212 | 236.7368 | 29.4131 | 0.0026083 | 0.0025417 | FALSE | FALSE | 0.00090467 | FALSE | 0.00090467 | FALSE | FALSE | 18.9705 | FALSE | 18.9705 | 29.4131
2017-02-20 07:00 | 12179.0345 | 29.9885 | 12149.046 | 11896.2239 | 252.822 | 0.021252 | FALSE | FALSE | 0.025314 | FALSE | 0.025314 | FALSE | FALSE | -54.7212 | FALSE | -54.7212 | 252.822 | 29.9885 | 0.0025208 | 0.0024563 | FALSE | FALSE | 0.00090467 | FALSE | 0.00090467 | FALSE | FALSE | 18.9705 | FALSE | 18.9705 | 29.9885
2017-02-20 08:00 | 11873.7934 | 29.7124 | 11844.0811 | 11598.979 | 245.1021 | 0.021131 | FALSE | FALSE | 0.025314 | FALSE | 0.025314 | FALSE | FALSE | -54.7212 | FALSE | -54.7212 | 245.1021 | 29.7124 | 0.0025616 | 0.0024961 | FALSE | FALSE | 0.00090467 | FALSE | 0.00090467 | FALSE | FALSE | 18.9705 | FALSE | 18.9705 | 29.7124
2017-02-20 09:00 | 11313.1405 | 29.2052 | 11283.9353 | 11053.0129 | 230.9225 | 0.020892 | FALSE | FALSE | 0.025314 | FALSE | 0.025314 | FALSE | FALSE | -54.7212 | FALSE | -54.7212 | 230.9225 | 29.2052 | 0.0026423 | 0.0025749 | FALSE | FALSE | 0.00090467 | FALSE | 0.00090467 | FALSE | FALSE | 18.9705 | FALSE | 18.9705 | 29.2052
2017-02-20 10:00 | 10975.3444 | 28.8996 | 10946.4448 | 10724.0656 | 222.3792 | 0.020736 | FALSE | FALSE | 0.025314 | FALSE | 0.025314 | FALSE | FALSE | -54.7212 | FALSE | -54.7212 | 222.3792 | 28.8996 | 0.0026948 | 0.0026262 | FALSE | FALSE | 0.00090467 | FALSE | 0.00090467 | FALSE | FALSE | 18.9705 | FALSE | 18.9705 | 28.8996
2017-02-20 11:00 | 10685.412 | 28.6373 | 10656.7747 | 10441.7283 | 215.0464 | 0.020595 | FALSE | FALSE | 0.025314 | FALSE | 0.025314 | FALSE | FALSE | -54.7212 | FALSE | -54.7212 | 215.0464 | 28.6373 | 0.0027426 | 0.0026729 | FALSE | FALSE | 0.00090467 | FALSE | 0.00090467 | FALSE | FALSE | 18.9705 | FALSE | 18.9705 | 28.6373
2017-02-20 12:00 | 10513.1429 | 28.4814 | 10484.6615 | 10273.972 | 210.6895 | 0.020507 | FALSE | FALSE | 0.025314 | FALSE | 0.025314 | FALSE | FALSE | -54.7212 | FALSE | -54.7212 | 210.6895 | 28.4814 | 0.0027722 | 0.0027018 | FALSE | FALSE | 0.00090467 | FALSE | 0.00090467 | FALSE | FALSE | 18.9705 | FALSE | 18.9705 | 28.4814
2017-02-20 13:00 | 10541.2831 | 28.5069 | 10512.7763 | 10301.3751 | 211.4012 | 0.020522 | FALSE | FALSE | 0.025314 | FALSE | 0.025314 | FALSE | FALSE | -54.7212 | FALSE | -54.7212 | 211.4012 | 28.5069 | 0.0027673 | 0.002697 | FALSE | FALSE | 0.00090467 | FALSE | 0.00090467 | FALSE | FALSE | 18.9705 | FALSE | 18.9705 | 28.5069
2017-02-20 14:00 | 10540.3532 | 28.506 | 10511.8471 | 10300.4694 | 211.3777 | 0.020521 | FALSE | FALSE | 0.025314 | FALSE | 0.025314 | FALSE | FALSE | -54.7212 | FALSE | -54.7212 | 211.3777 | 28.506 | 0.0027675 | 0.0026972 | FALSE | FALSE | 0.00090467 | FALSE | 0.00090467 | FALSE | FALSE | 18.9705 | FALSE | 18.9705 | 28.506
2017-02-20 15:00 | 10579.5719 | 28.5415 | 10551.0304 | 10338.6608 | 212.3696 | 0.020541 | FALSE | FALSE | 0.025314 | FALSE | 0.025314 | FALSE | FALSE | -54.7212 | FALSE | -54.7212 | 212.3696 | 28.5415 | 0.0027607 | 0.0026905 | FALSE | FALSE | 0.00090467 | FALSE | 0.00090467 | FALSE | FALSE | 18.9705 | FALSE | 18.9705 | 28.5415
2017-02-20 16:00 | 10610.9058 | 28.5699 | 10582.3359 | 10369.1739 | 213.162 | 0.020557 | FALSE | FALSE | 0.025314 | FALSE | 0.025314 | FALSE | FALSE | -54.7212 | FALSE | -54.7212 | 213.162 | 28.5699 | 0.0027553 | 0.0026853 | FALSE | FALSE | 0.00090467 | FALSE | 0.00090467 | FALSE | FALSE | 18.9705 | FALSE | 18.9705 | 28.5699
2017-02-20 17:00 | 10804.8479 | 28.7453 | 10776.1026 | 10558.0355 | 218.0671 | 0.020654 | FALSE | FALSE | 0.025314 | FALSE | 0.025314 | FALSE | FALSE | -54.7212 | FALSE | -54.7212 | 218.0671 | 28.7453 | 0.0027226 | 0.0026534 | FALSE | FALSE | 0.00090467 | FALSE | 0.00090467 | FALSE | FALSE | 18.9705 | FALSE | 18.9705 | 28.7453
2017-02-20 18:00 | 11605.2756 | 29.4694 | 11575.8061 | 11337.4952 | 238.3109 | 0.02102 | FALSE | FALSE | 0.025314 | FALSE | 0.025314 | FALSE | FALSE | -54.7212 | FALSE | -54.7212 | 238.3109 | 29.4694 | 0.0025993 | 0.0025329 | FALSE | FALSE | 0.00090467 | FALSE | 0.00090467 | FALSE | FALSE | 18.9705 | FALSE | 18.9705 | 29.4694
2017-02-20 19:00 | 11723.002 | 29.5759 | 11693.426 | 11452.1376 | 241.2884 | 0.021069 | FALSE | FALSE | 0.025314 | FALSE | 0.025314 | FALSE | FALSE | -54.7212 | FALSE | -54.7212 | 241.2884 | 29.5759 | 0.0025826 | 0.0025165 | FALSE | FALSE | 0.00090467 | FALSE | 0.00090467 | FALSE | FALSE | 18.9705 | FALSE | 18.9705 | 29.5759
2017-02-20 20:00 | 11388.4995 | 29.2733 | 11359.2262 | 11126.3978 | 232.8284 | 0.020926 | FALSE | FALSE | 0.025314 | FALSE | 0.025314 | FALSE | FALSE | -54.7212 | FALSE | -54.7212 | 232.8284 | 29.2733 | 0.002631 | 0.0025638 | FALSE | FALSE | 0.00090467 | FALSE | 0.00090467 | FALSE | FALSE | 18.9705 | FALSE | 18.9705 | 29.2733
2017-02-20 21:00 | 10751.8091 | 28.6973 | 10723.1117 | 10506.3861 | 216.7257 | 0.020628 | FALSE | FALSE | 0.025314 | FALSE | 0.025314 | FALSE | FALSE | -54.7212 | FALSE | -54.7212 | 216.7257 | 28.6973 | 0.0027314 | 0.002662 | FALSE | FALSE | 0.00090467 | FALSE | 0.00090467 | FALSE | FALSE | 18.9705 | FALSE | 18.9705 | 28.6973
2017-02-20 22:00 | 9998.9258 | 28.0162 | 9970.9096 | 9773.2253 | 197.6843 | 0.020227 | FALSE | FALSE | 0.025314 | FALSE | 0.025314 | FALSE | FALSE | -54.7212 | FALSE | -54.7212 | 197.6843 | 28.0162 | 0.0028666 | 0.0027941 | FALSE | FALSE | 0.00090467 | FALSE | 0.00090467 | FALSE | FALSE | 18.9705 | FALSE | 18.9705 | 28.0162
2017-02-20 23:00 | 9261.7451 | 27.3493 | 9234.3957 | 9055.3557 | 179.04 | 0.019772 | FALSE | FALSE | 0.025314 | FALSE | 0.025314 | FALSE | FALSE | -54.7212 | FALSE | -54.7212 | 179.04 | 27.3493 | 0.0030202 | 0.0029442 | FALSE | FALSE | 0.00090467 | FALSE | 0.00090467 | FALSE | FALSE | 18.9705 | FALSE | 18.9705 | 27.3493
2017-02-21 | 8830.1623 | 26.9704 | 8803.1918 | 8634.5006 | 168.6912 | 0.019537 | FALSE | FALSE | FALSE | 0.022796 | 0.022796 | FALSE | FALSE | FALSE | -31.9845 | -31.9845 | 168.6912 | 26.9704 | 0.0031236 | 0.0030451 | FALSE | FALSE | FALSE | 0.00087361 | 0.00087361 | FALSE | FALSE | FALSE | 19.2563 | 19.2563 | 26.9704
2017-02-21 01:00 | 8647.514 | 26.8109 | 8620.7032 | 8456.1719 | 164.5313 | 0.019457 | FALSE | FALSE | FALSE | 0.022796 | 0.022796 | FALSE | FALSE | FALSE | -31.9845 | -31.9845 | 164.5313 | 26.8109 | 0.0031706 | 0.0030908 | FALSE | FALSE | FALSE | 0.00087361 | 0.00087361 | FALSE | FALSE | FALSE | 19.2563 | 19.2563 | 26.8109
2017-02-21 02:00 | 8617.1422 | 26.7843 | 8590.3579 | 8426.5183 | 163.8395 | 0.019443 | FALSE | FALSE | FALSE | 0.022796 | 0.022796 | FALSE | FALSE | FALSE | -31.9845 | -31.9845 | 163.8395 | 26.7843 | 0.0031786 | 0.0030986 | FALSE | FALSE | FALSE | 0.00087361 | 0.00087361 | FALSE | FALSE | FALSE | 19.2563 | 19.2563 | 26.7843
2017-02-21 03:00 | 8705.7222 | 26.8617 | 8678.8605 | 8513.0035 | 165.857 | 0.019483 | FALSE | FALSE | FALSE | 0.022796 | 0.022796 | FALSE | FALSE | FALSE | -31.9845 | -31.9845 | 165.857 | 26.8617 | 0.0031554 | 0.003076 | FALSE | FALSE | FALSE | 0.00087361 | 0.00087361 | FALSE | FALSE | FALSE | 19.2563 | 19.2563 | 26.8617
2017-02-21 04:00 | 9021.3551 | 27.1375 | 8994.2176 | 8821.1718 | 173.0458 | 0.019617 | FALSE | FALSE | FALSE | 0.022796 | 0.022796 | FALSE | FALSE | FALSE | -31.9845 | -31.9845 | 173.0458 | 27.1375 | 0.0030764 | 0.0029991 | FALSE | FALSE | FALSE | 0.00087361 | 0.00087361 | FALSE | FALSE | FALSE | 19.2563 | 19.2563 | 27.1375
2017-02-21 05:00 | 9869.2223 | 27.8989 | 9841.3234 | 9646.9195 | 194.4039 | 0.020152 | FALSE | FALSE | 0.025314 | FALSE | 0.025314 | FALSE | FALSE | -54.7212 | FALSE | -54.7212 | 194.4039 | 27.8989 | 0.002892 | 0.0028189 | FALSE | FALSE | 0.00090467 | FALSE | 0.00090467 | FALSE | FALSE | 18.9705 | FALSE | 18.9705 | 27.8989
2017-02-21 06:00 | 11373.8919 | 29.2601 | 11344.6318 | 11112.1729 | 232.4589 | 0.020919 | FALSE | FALSE | 0.025314 | FALSE | 0.025314 | FALSE | FALSE | -54.7212 | FALSE | -54.7212 | 232.4589 | 29.2601 | 0.0026332 | 0.002566 | FALSE | FALSE | 0.00090467 | FALSE | 0.00090467 | FALSE | FALSE | 18.9705 | FALSE | 18.9705 | 29.2601
2017-02-21 07:00 | 11891.8207 | 29.7287 | 11862.092 | 11616.534 | 245.558 | 0.021139 | FALSE | FALSE | 0.025314 | FALSE | 0.025314 | FALSE | FALSE | -54.7212 | FALSE | -54.7212 | 245.558 | 29.7287 | 0.0025592 | 0.0024937 | FALSE | FALSE | 0.00090467 | FALSE | 0.00090467 | FALSE | FALSE | 18.9705 | FALSE | 18.9705 | 29.7287
2017-02-21 08:00 | 11671.1168 | 29.529 | 11641.5878 | 11401.6117 | 239.9761 | 0.021048 | FALSE | FALSE | 0.025314 | FALSE | 0.025314 | FALSE | FALSE | -54.7212 | FALSE | -54.7212 | 239.9761 | 29.529 | 0.0025899 | 0.0025237 | FALSE | FALSE | 0.00090467 | FALSE | 0.00090467 | FALSE | FALSE | 18.9705 | FALSE | 18.9705 | 29.529
2017-02-21 09:00 | 11313.8483 | 29.2058 | 11284.6426 | 11053.7022 | 230.9404 | 0.020893 | FALSE | FALSE | 0.025314 | FALSE | 0.025314 | FALSE | FALSE | -54.7212 | FALSE | -54.7212 | 230.9404 | 29.2058 | 0.0026422 | 0.0025748 | FALSE | FALSE | 0.00090467 | FALSE | 0.00090467 | FALSE | FALSE | 18.9705 | FALSE | 18.9705 | 29.2058
2017-02-21 10:00 | 10949.6148 | 28.8763 | 10920.7385 | 10699.01 | 221.7284 | 0.020724 | FALSE | FALSE | 0.025314 | FALSE | 0.025314 | FALSE | FALSE | -54.7212 | FALSE | -54.7212 | 221.7284 | 28.8763 | 0.002699 | 0.0026303 | FALSE | FALSE | 0.00090467 | FALSE | 0.00090467 | FALSE | FALSE | 18.9705 | FALSE | 18.9705 | 28.8763
2017-02-21 11:00 | 10763.7435 | 28.7081 | 10735.0354 | 10518.0079 | 217.0275 | 0.020634 | FALSE | FALSE | 0.025314 | FALSE | 0.025314 | FALSE | FALSE | -54.7212 | FALSE | -54.7212 | 217.0275 | 28.7081 | 0.0027294 | 0.00266 | FALSE | FALSE | 0.00090467 | FALSE | 0.00090467 | FALSE | FALSE | 18.9705 | FALSE | 18.9705 | 28.7081
2017-02-21 12:00 | 10609.395 | 28.5685 | 10580.8265 | 10367.7026 | 213.1238 | 0.020557 | FALSE | FALSE | 0.025314 | FALSE | 0.025314 | FALSE | FALSE | -54.7212 | FALSE | -54.7212 | 213.1238 | 28.5685 | 0.0027555 | 0.0026855 | FALSE | FALSE | 0.00090467 | FALSE | 0.00090467 | FALSE | FALSE | 18.9705 | FALSE | 18.9705 | 28.5685
2017-02-21 13:00 | 10600.7158 | 28.5606 | 10572.1552 | 10359.2509 | 212.9043 | 0.020552 | FALSE | FALSE | 0.025314 | FALSE | 0.025314 | FALSE | FALSE | -54.7212 | FALSE | -54.7212 | 212.9043 | 28.5606 | 0.002757 | 0.002687 | FALSE | FALSE | 0.00090467 | FALSE | 0.00090467 | FALSE | FALSE | 18.9705 | FALSE | 18.9705 | 28.5606
2017-02-21 14:00 | 10537.5276 | 28.5035 | 10509.0241 | 10297.7179 | 211.3062 | 0.02052 | FALSE | FALSE | 0.025314 | FALSE | 0.025314 | FALSE | FALSE | -54.7212 | FALSE | -54.7212 | 211.3062 | 28.5035 | 0.0027679 | 0.0026977 | FALSE | FALSE | 0.00090467 | FALSE | 0.00090467 | FALSE | FALSE | 18.9705 | FALSE | 18.9705 | 28.5035
2017-02-21 15:00 | 10486.5489 | 28.4574 | 10458.0915 | 10248.0746 | 210.0169 | 0.020493 | FALSE | FALSE | 0.025314 | FALSE | 0.025314 | FALSE | FALSE | -54.7212 | FALSE | -54.7212 | 210.0169 | 28.4574 | 0.0027768 | 0.0027064 | FALSE | FALSE | 0.00090467 | FALSE | 0.00090467 | FALSE | FALSE | 18.9705 | FALSE | 18.9705 | 28.4574
2017-02-21 16:00 | 10597.196 | 28.5575 | 10568.6385 | 10355.8232 | 212.8153 | 0.02055 | FALSE | FALSE | 0.025314 | FALSE | 0.025314 | FALSE | FALSE | -54.7212 | FALSE | -54.7212 | 212.8153 | 28.5575 | 0.0027576 | 0.0026876 | FALSE | FALSE | 0.00090467 | FALSE | 0.00090467 | FALSE | FALSE | 18.9705 | FALSE | 18.9705 | 28.5575
2017-02-21 17:00 | 10881.7609 | 28.8149 | 10852.946 | 10632.9336 | 220.0123 | 0.020692 | FALSE | FALSE | 0.025314 | FALSE | 0.025314 | FALSE | FALSE | -54.7212 | FALSE | -54.7212 | 220.0123 | 28.8149 | 0.00271 | 0.002641 | FALSE | FALSE | 0.00090467 | FALSE | 0.00090467 | FALSE | FALSE | 18.9705 | FALSE | 18.9705 | 28.8149
2017-02-21 18:00 | 11646.6274 | 29.5069 | 11617.1206 | 11377.7638 | 239.3568 | 0.021037 | FALSE | FALSE | 0.025314 | FALSE | 0.025314 | FALSE | FALSE | -54.7212 | FALSE | -54.7212 | 239.3568 | 29.5069 | 0.0025934 | 0.0025271 | FALSE | FALSE | 0.00090467 | FALSE | 0.00090467 | FALSE | FALSE | 18.9705 | FALSE | 18.9705 | 29.5069
2017-02-21 19:00 | 11758.6392 | 29.6082 | 11729.031 | 11486.8413 | 242.1897 | 0.021084 | FALSE | FALSE | 0.025314 | FALSE | 0.025314 | FALSE | FALSE | -54.7212 | FALSE | -54.7212 | 242.1897 | 29.6082 | 0.0025776 | 0.0025117 | FALSE | FALSE | 0.00090467 | FALSE | 0.00090467 | FALSE | FALSE | 18.9705 | FALSE | 18.9705 | 29.6082
2017-02-21 20:00 | 11491.5064 | 29.3665 | 11462.1399 | 11226.7063 | 235.4336 | 0.020971 | FALSE | FALSE | 0.025314 | FALSE | 0.025314 | FALSE | FALSE | -54.7212 | FALSE | -54.7212 | 235.4336 | 29.3665 | 0.0026158 | 0.002549 | FALSE | FALSE | 0.00090467 | FALSE | 0.00090467 | FALSE | FALSE | 18.9705 | FALSE | 18.9705 | 29.3665
2017-02-21 21:00 | 10881.7714 | 28.8149 | 10852.9565 | 10632.9439 | 220.0126 | 0.020692 | FALSE | FALSE | 0.025314 | FALSE | 0.025314 | FALSE | FALSE | -54.7212 | FALSE | -54.7212 | 220.0126 | 28.8149 | 0.00271 | 0.002641 | FALSE | FALSE | 0.00090467 | FALSE | 0.00090467 | FALSE | FALSE | 18.9705 | FALSE | 18.9705 | 28.8149
2017-02-21 22:00 | 10072.6193 | 28.0829 | 10044.5364 | 9844.9883 | 199.5481 | 0.020269 | FALSE | FALSE | 0.025314 | FALSE | 0.025314 | FALSE | FALSE | -54.7212 | FALSE | -54.7212 | 199.5481 | 28.0829 | 0.0028525 | 0.0027803 | FALSE | FALSE | 0.00090467 | FALSE | 0.00090467 | FALSE | FALSE | 18.9705 | FALSE | 18.9705 | 28.0829
2017-02-21 23:00 | 9334.2701 | 27.4149 | 9306.8552 | 9125.9809 | 180.8743 | 0.01982 | FALSE | FALSE | 0.025314 | FALSE | 0.025314 | FALSE | FALSE | -54.7212 | FALSE | -54.7212 | 180.8743 | 27.4149 | 0.0030041 | 0.0029284 | FALSE | FALSE | 0.00090467 | FALSE | 0.00090467 | FALSE | FALSE | 18.9705 | FALSE | 18.9705 | 27.4149
2017-02-22 | 8817.6612 | 26.9595 | 8790.7017 | 8622.2952 | 168.4065 | 0.019532 | FALSE | FALSE | FALSE | 0.022796 | 0.022796 | FALSE | FALSE | FALSE | -31.9845 | -31.9845 | 168.4065 | 26.9595 | 0.0031267 | 0.0030481 | FALSE | FALSE | FALSE | 0.00087361 | 0.00087361 | FALSE | FALSE | FALSE | 19.2563 | 19.2563 | 26.9595
2017-02-22 01:00 | 8569.9794 | 26.7431 | 8543.2363 | 8380.4709 | 162.7654 | 0.019422 | FALSE | FALSE | FALSE | 0.022796 | 0.022796 | FALSE | FALSE | FALSE | -31.9845 | -31.9845 | 162.7654 | 26.7431 | 0.0031911 | 0.0031109 | FALSE | FALSE | FALSE | 0.00087361 | 0.00087361 | FALSE | FALSE | FALSE | 19.2563 | 19.2563 | 26.7431
2017-02-22 02:00 | 8475.2653 | 26.6604 | 8448.6049 | 8287.9967 | 160.6082 | 0.019378 | FALSE | FALSE | FALSE | 0.022796 | 0.022796 | FALSE | FALSE | FALSE | -31.9845 | -31.9845 | 160.6082 | 26.6604 | 0.0032167 | 0.0031358 | FALSE | FALSE | FALSE | 0.00087361 | 0.00087361 | FALSE | FALSE | FALSE | 19.2563 | 19.2563 | 26.6604
2017-02-22 03:00 | 8483.8072 | 26.6678 | 8457.1393 | 8296.3366 | 160.8027 | 0.019382 | FALSE | FALSE | FALSE | 0.022796 | 0.022796 | FALSE | FALSE | FALSE | -31.9845 | -31.9845 | 160.8027 | 26.6678 | 0.0032144 | 0.0031335 | FALSE | FALSE | FALSE | 0.00087361 | 0.00087361 | FALSE | FALSE | FALSE | 19.2563 | 19.2563 | 26.6678
2017-02-22 04:00 | 8725.7557 | 26.8792 | 8698.8765 | 8532.5632 | 166.3133 | 0.019492 | FALSE | FALSE | FALSE | 0.022796 | 0.022796 | FALSE | FALSE | FALSE | -31.9845 | -31.9845 | 166.3133 | 26.8792 | 0.0031502 | 0.003071 | FALSE | FALSE | FALSE | 0.00087361 | 0.00087361 | FALSE | FALSE | FALSE | 19.2563 | 19.2563 | 26.8792
2017-02-22 05:00 | 9421.5201 | 27.4939 | 9394.0263 | 9210.9453 | 183.081 | 0.019876 | FALSE | FALSE | 0.025314 | FALSE | 0.025314 | FALSE | FALSE | -54.7212 | FALSE | -54.7212 | 183.081 | 27.4939 | 0.0029849 | 0.0029097 | FALSE | FALSE | 0.00090467 | FALSE | 0.00090467 | FALSE | FALSE | 18.9705 | FALSE | 18.9705 | 27.4939
2017-02-22 06:00 | 10779.0132 | 28.7219 | 10750.2912 | 10532.8775 | 217.4137 | 0.020641 | FALSE | FALSE | 0.025314 | FALSE | 0.025314 | FALSE | FALSE | -54.7212 | FALSE | -54.7212 | 217.4137 | 28.7219 | 0.0027269 | 0.0026575 | FALSE | FALSE | 0.00090467 | FALSE | 0.00090467 | FALSE | FALSE | 18.9705 | FALSE | 18.9705 | 28.7219
2017-02-22 07:00 | 11284.7113 | 29.1794 | 11255.5319 | 11025.3284 | 230.2035 | 0.02088 | FALSE | FALSE | 0.025314 | FALSE | 0.025314 | FALSE | FALSE | -54.7212 | FALSE | -54.7212 | 230.2035 | 29.1794 | 0.0026466 | 0.0025791 | FALSE | FALSE | 0.00090467 | FALSE | 0.00090467 | FALSE | FALSE | 18.9705 | FALSE | 18.9705 | 29.1794
2017-02-22 08:00 | 11214.2104 | 29.1157 | 11185.0948 | 10956.6744 | 228.4204 | 0.020848 | FALSE | FALSE | 0.025314 | FALSE | 0.025314 | FALSE | FALSE | -54.7212 | FALSE | -54.7212 | 228.4204 | 29.1157 | 0.0026573 | 0.0025896 | FALSE | FALSE | 0.00090467 | FALSE | 0.00090467 | FALSE | FALSE | 18.9705 | FALSE | 18.9705 | 29.1157
2017-02-22 09:00 | 11136.4565 | 29.0453 | 11107.4112 | 10880.9573 | 226.4539 | 0.020812 | FALSE | FALSE | 0.025314 | FALSE | 0.025314 | FALSE | FALSE | -54.7212 | FALSE | -54.7212 | 226.4539 | 29.0453 | 0.0026694 | 0.0026013 | FALSE | FALSE | 0.00090467 | FALSE | 0.00090467 | FALSE | FALSE | 18.9705 | FALSE | 18.9705 | 29.0453
2017-02-22 10:00 | 11161.8204 | 29.0683 | 11132.7521 | 10905.6567 | 227.0954 | 0.020824 | FALSE | FALSE | 0.025314 | FALSE | 0.025314 | FALSE | FALSE | -54.7212 | FALSE | -54.7212 | 227.0954 | 29.0683 | 0.0026654 | 0.0025975 | FALSE | FALSE | 0.00090467 | FALSE | 0.00090467 | FALSE | FALSE | 18.9705 | FALSE | 18.9705 | 29.0683
2017-02-22 11:00 | 11040.7835 | 28.9588 | 11011.8247 | 10787.7905 | 224.0342 | 0.020767 | FALSE | FALSE | 0.025314 | FALSE | 0.025314 | FALSE | FALSE | -54.7212 | FALSE | -54.7212 | 224.0342 | 28.9588 | 0.0026844 | 0.002616 | FALSE | FALSE | 0.00090467 | FALSE | 0.00090467 | FALSE | FALSE | 18.9705 | FALSE | 18.9705 | 28.9588
2017-02-22 12:00 | 10925.9378 | 28.8549 | 10897.0829 | 10675.9533 | 221.1296 | 0.020713 | FALSE | FALSE | 0.025314 | FALSE | 0.025314 | FALSE | FALSE | -54.7212 | FALSE | -54.7212 | 221.1296 | 28.8549 | 0.0027028 | 0.002634 | FALSE | FALSE | 0.00090467 | FALSE | 0.00090467 | FALSE | FALSE | 18.9705 | FALSE | 18.9705 | 28.8549
2017-02-22 13:00 | 10859.4783 | 28.7947 | 10830.6836 | 10611.2348 | 219.4488 | 0.020681 | FALSE | FALSE | 0.025314 | FALSE | 0.025314 | FALSE | FALSE | -54.7212 | FALSE | -54.7212 | 219.4488 | 28.7947 | 0.0027136 | 0.0026446 | FALSE | FALSE | 0.00090467 | FALSE | 0.00090467 | FALSE | FALSE | 18.9705 | FALSE | 18.9705 | 28.7947
2017-02-22 14:00 | 10744.959 | 28.6911 | 10716.2679 | 10499.7155 | 216.5524 | 0.020625 | FALSE | FALSE | 0.025314 | FALSE | 0.025314 | FALSE | FALSE | -54.7212 | FALSE | -54.7212 | 216.5524 | 28.6911 | 0.0027326 | 0.0026631 | FALSE | FALSE | 0.00090467 | FALSE | 0.00090467 | FALSE | FALSE | 18.9705 | FALSE | 18.9705 | 28.6911
2017-02-22 15:00 | 10697.7039 | 28.6484 | 10669.0555 | 10453.6982 | 215.3573 | 0.020601 | FALSE | FALSE | 0.025314 | FALSE | 0.025314 | FALSE | FALSE | -54.7212 | FALSE | -54.7212 | 215.3573 | 28.6484 | 0.0027405 | 0.0026708 | FALSE | FALSE | 0.00090467 | FALSE | 0.00090467 | FALSE | FALSE | 18.9705 | FALSE | 18.9705 | 28.6484
2017-02-22 16:00 | 10749.2325 | 28.695 | 10720.5375 | 10503.877 | 216.6605 | 0.020627 | FALSE | FALSE | 0.025314 | FALSE | 0.025314 | FALSE | FALSE | -54.7212 | FALSE | -54.7212 | 216.6605 | 28.695 | 0.0027318 | 0.0026624 | FALSE | FALSE | 0.00090467 | FALSE | 0.00090467 | FALSE | FALSE | 18.9705 | FALSE | 18.9705 | 28.695
2017-02-22 17:00 | 10992.1968 | 28.9148 | 10963.282 | 10740.4766 | 222.8054 | 0.020744 | FALSE | FALSE | 0.025314 | FALSE | 0.025314 | FALSE | FALSE | -54.7212 | FALSE | -54.7212 | 222.8054 | 28.9148 | 0.0026921 | 0.0026236 | FALSE | FALSE | 0.00090467 | FALSE | 0.00090467 | FALSE | FALSE | 18.9705 | FALSE | 18.9705 | 28.9148
2017-02-22 18:00 | 11652.3243 | 29.512 | 11622.8123 | 11383.3115 | 239.5009 | 0.02104 | FALSE | FALSE | 0.025314 | FALSE | 0.025314 | FALSE | FALSE | -54.7212 | FALSE | -54.7212 | 239.5009 | 29.512 | 0.0025926 | 0.0025263 | FALSE | FALSE | 0.00090467 | FALSE | 0.00090467 | FALSE | FALSE | 18.9705 | FALSE | 18.9705 | 29.512
2017-02-22 19:00 | 11724.3323 | 29.5771 | 11694.7552 | 11453.4331 | 241.322 | 0.02107 | FALSE | FALSE | 0.025314 | FALSE | 0.025314 | FALSE | FALSE | -54.7212 | FALSE | -54.7212 | 241.322 | 29.5771 | 0.0025824 | 0.0025164 | FALSE | FALSE | 0.00090467 | FALSE | 0.00090467 | FALSE | FALSE | 18.9705 | FALSE | 18.9705 | 29.5771
2017-02-22 20:00 | 11474.7926 | 29.3514 | 11445.4413 | 11210.4304 | 235.0109 | 0.020964 | FALSE | FALSE | 0.025314 | FALSE | 0.025314 | FALSE | FALSE | -54.7212 | FALSE | -54.7212 | 235.0109 | 29.3514 | 0.0026182 | 0.0025514 | FALSE | FALSE | 0.00090467 | FALSE | 0.00090467 | FALSE | FALSE | 18.9705 | FALSE | 18.9705 | 29.3514
2017-02-22 21:00 | 10934.8684 | 28.8629 | 10906.0055 | 10684.65 | 221.3555 | 0.020717 | FALSE | FALSE | 0.025314 | FALSE | 0.025314 | FALSE | FALSE | -54.7212 | FALSE | -54.7212 | 221.3555 | 28.8629 | 0.0027013 | 0.0026326 | FALSE | FALSE | 0.00090467 | FALSE | 0.00090467 | FALSE | FALSE | 18.9705 | FALSE | 18.9705 | 28.8629
2017-02-22 22:00 | 10155.1718 | 28.1576 | 10127.0142 | 9925.3783 | 201.6359 | 0.020315 | FALSE | FALSE | 0.025314 | FALSE | 0.025314 | FALSE | FALSE | -54.7212 | FALSE | -54.7212 | 201.6359 | 28.1576 | 0.0028369 | 0.0027651 | FALSE | FALSE | 0.00090467 | FALSE | 0.00090467 | FALSE | FALSE | 18.9705 | FALSE | 18.9705 | 28.1576
2017-02-22 23:00 | 9398.6218 | 27.4731 | 9371.1487 | 9188.6469 | 182.5018 | 0.019862 | FALSE | FALSE | 0.025314 | FALSE | 0.025314 | FALSE | FALSE | -54.7212 | FALSE | -54.7212 | 182.5018 | 27.4731 | 0.0029899 | 0.0029146 | FALSE | FALSE | 0.00090467 | FALSE | 0.00090467 | FALSE | FALSE | 18.9705 | FALSE | 18.9705 | 27.4731
2017-02-23 | 8882.4934 | 27.0161 | 8855.4773 | 8685.5941 | 169.8831 | 0.019559 | FALSE | FALSE | FALSE | 0.022796 | 0.022796 | FALSE | FALSE | FALSE | -31.9845 | -31.9845 | 169.8831 | 27.0161 | 0.0031105 | 0.0030323 | FALSE | FALSE | FALSE | 0.00087361 | 0.00087361 | FALSE | FALSE | FALSE | 19.2563 | 19.2563 | 27.0161
2017-02-23 01:00 | 8622.5083 | 26.789 | 8595.7193 | 8431.7576 | 163.9617 | 0.019446 | FALSE | FALSE | FALSE | 0.022796 | 0.022796 | FALSE | FALSE | FALSE | -31.9845 | -31.9845 | 163.9617 | 26.789 | 0.0031772 | 0.0030972 | FALSE | FALSE | FALSE | 0.00087361 | 0.00087361 | FALSE | FALSE | FALSE | 19.2563 | 19.2563 | 26.789
2017-02-23 02:00 | 8503.2251 | 26.6848 | 8476.5403 | 8315.2953 | 161.245 | 0.019391 | FALSE | FALSE | FALSE | 0.022796 | 0.022796 | FALSE | FALSE | FALSE | -31.9845 | -31.9845 | 161.245 | 26.6848 | 0.0032091 | 0.0031284 | FALSE | FALSE | FALSE | 0.00087361 | 0.00087361 | FALSE | FALSE | FALSE | 19.2563 | 19.2563 | 26.6848
2017-02-23 03:00 | 8505.9645 | 26.6872 | 8479.2773 | 8317.9699 | 161.3074 | 0.019393 | FALSE | FALSE | FALSE | 0.022796 | 0.022796 | FALSE | FALSE | FALSE | -31.9845 | -31.9845 | 161.3074 | 26.6872 | 0.0032084 | 0.0031277 | FALSE | FALSE | FALSE | 0.00087361 | 0.00087361 | FALSE | FALSE | FALSE | 19.2563 | 19.2563 | 26.6872
2017-02-23 04:00 | 8744.7509 | 26.8958 | 8717.8551 | 8551.1092 | 166.7459 | 0.0195 | FALSE | FALSE | FALSE | 0.022796 | 0.022796 | FALSE | FALSE | FALSE | -31.9845 | -31.9845 | 166.7459 | 26.8958 | 0.0031453 | 0.0030662 | FALSE | FALSE | FALSE | 0.00087361 | 0.00087361 | FALSE | FALSE | FALSE | 19.2563 | 19.2563 | 26.8958
2017-02-23 05:00 | 9452.093 | 27.5215 | 9424.5715 | 9240.7173 | 183.8542 | 0.019896 | FALSE | FALSE | 0.025314 | FALSE | 0.025314 | FALSE | FALSE | -54.7212 | FALSE | -54.7212 | 183.8542 | 27.5215 | 0.0029783 | 0.0029032 | FALSE | FALSE | 0.00090467 | FALSE | 0.00090467 | FALSE | FALSE | 18.9705 | FALSE | 18.9705 | 27.5215
2017-02-23 06:00 | 10794.8652 | 28.7363 | 10766.1289 | 10548.3143 | 217.8146 | 0.020649 | FALSE | FALSE | 0.025314 | FALSE | 0.025314 | FALSE | FALSE | -54.7212 | FALSE | -54.7212 | 217.8146 | 28.7363 | 0.0027243 | 0.002655 | FALSE | FALSE | 0.00090467 | FALSE | 0.00090467 | FALSE | FALSE | 18.9705 | FALSE | 18.9705 | 28.7363
2017-02-23 07:00 | 11239.3666 | 29.1384 | 11210.2282 | 10981.1716 | 229.0566 | 0.020859 | FALSE | FALSE | 0.025314 | FALSE | 0.025314 | FALSE | FALSE | -54.7212 | FALSE | -54.7212 | 229.0566 | 29.1384 | 0.0026535 | 0.0025858 | FALSE | FALSE | 0.00090467 | FALSE | 0.00090467 | FALSE | FALSE | 18.9705 | FALSE | 18.9705 | 29.1384
2017-02-23 08:00 | 11037.6933 | 28.956 | 11008.7374 | 10784.7813 | 223.9561 | 0.020766 | FALSE | FALSE | 0.025314 | FALSE | 0.025314 | FALSE | FALSE | -54.7212 | FALSE | -54.7212 | 223.9561 | 28.956 | 0.0026849 | 0.0026165 | FALSE | FALSE | 0.00090467 | FALSE | 0.00090467 | FALSE | FALSE | 18.9705 | FALSE | 18.9705 | 28.956
2017-02-23 09:00 | 10784.876 | 28.7272 | 10756.1487 | 10538.5868 | 217.562 | 0.020644 | FALSE | FALSE | 0.025314 | FALSE | 0.025314 | FALSE | FALSE | -54.7212 | FALSE | -54.7212 | 217.562 | 28.7272 | 0.0027259 | 0.0026566 | FALSE | FALSE | 0.00090467 | FALSE | 0.00090467 | FALSE | FALSE | 18.9705 | FALSE | 18.9705 | 28.7272
2017-02-23 10:00 | 10696.2954 | 28.6471 | 10667.6483 | 10452.3266 | 215.3217 | 0.0206 | FALSE | FALSE | 0.025314 | FALSE | 0.025314 | FALSE | FALSE | -54.7212 | FALSE | -54.7212 | 215.3217 | 28.6471 | 0.0027407 | 0.0026711 | FALSE | FALSE | 0.00090467 | FALSE | 0.00090467 | FALSE | FALSE | 18.9705 | FALSE | 18.9705 | 28.6471
2017-02-23 11:00 | 10655.694 | 28.6104 | 10627.0836 | 10412.7888 | 214.2948 | 0.02058 | FALSE | FALSE | 0.025314 | FALSE | 0.025314 | FALSE | FALSE | -54.7212 | FALSE | -54.7212 | 214.2948 | 28.6104 | 0.0027476 | 0.0026778 | FALSE | FALSE | 0.00090467 | FALSE | 0.00090467 | FALSE | FALSE | 18.9705 | FALSE | 18.9705 | 28.6104
2017-02-23 12:00 | 10679.3337 | 28.6318 | 10650.702 | 10435.8093 | 214.8927 | 0.020592 | FALSE | FALSE | 0.025314 | FALSE | 0.025314 | FALSE | FALSE | -54.7212 | FALSE | -54.7212 | 214.8927 | 28.6318 | 0.0027436 | 0.0026739 | FALSE | FALSE | 0.00090467 | FALSE | 0.00090467 | FALSE | FALSE | 18.9705 | FALSE | 18.9705 | 28.6318
2017-02-23 13:00 | 10807.478 | 28.7477 | 10778.7303 | 10560.5967 | 218.1336 | 0.020655 | FALSE | FALSE | 0.025314 | FALSE | 0.025314 | FALSE | FALSE | -54.7212 | FALSE | -54.7212 | 218.1336 | 28.7477 | 0.0027222 | 0.0026529 | FALSE | FALSE | 0.00090467 | FALSE | 0.00090467 | FALSE | FALSE | 18.9705 | FALSE | 18.9705 | 28.7477
2017-02-23 14:00 | 10827.2396 | 28.7656 | 10798.474 | 10579.8406 | 218.6334 | 0.020665 | FALSE | FALSE | 0.025314 | FALSE | 0.025314 | FALSE | FALSE | -54.7212 | FALSE | -54.7212 | 218.6334 | 28.7656 | 0.0027189 | 0.0026497 | FALSE | FALSE | 0.00090467 | FALSE | 0.00090467 | FALSE | FALSE | 18.9705 | FALSE | 18.9705 | 28.7656
2017-02-23 15:00 | 10833.079 | 28.7709 | 10804.3081 | 10585.527 | 218.7811 | 0.020668 | FALSE | FALSE | 0.025314 | FALSE | 0.025314 | FALSE | FALSE | -54.7212 | FALSE | -54.7212 | 218.7811 | 28.7709 | 0.0027179 | 0.0026488 | FALSE | FALSE | 0.00090467 | FALSE | 0.00090467 | FALSE | FALSE | 18.9705 | FALSE | 18.9705 | 28.7709
2017-02-23 16:00 | 10841.1878 | 28.7782 | 10812.4096 | 10593.4234 | 218.9862 | 0.020672 | FALSE | FALSE | 0.025314 | FALSE | 0.025314 | FALSE | FALSE | -54.7212 | FALSE | -54.7212 | 218.9862 | 28.7782 | 0.0027166 | 0.0026475 | FALSE | FALSE | 0.00090467 | FALSE | 0.00090467 | FALSE | FALSE | 18.9705 | FALSE | 18.9705 | 28.7782
2017-02-23 17:00 | 10870.3901 | 28.8046 | 10841.5854 | 10621.8607 | 219.7247 | 0.020686 | FALSE | FALSE | 0.025314 | FALSE | 0.025314 | FALSE | FALSE | -54.7212 | FALSE | -54.7212 | 219.7247 | 28.8046 | 0.0027118 | 0.0026428 | FALSE | FALSE | 0.00090467 | FALSE | 0.00090467 | FALSE | FALSE | 18.9705 | FALSE | 18.9705 | 28.8046
2017-02-23 18:00 | 11328.987 | 29.2195 | 11299.7675 | 11068.4442 | 231.3232 | 0.020899 | FALSE | FALSE | 0.025314 | FALSE | 0.025314 | FALSE | FALSE | -54.7212 | FALSE | -54.7212 | 231.3232 | 29.2195 | 0.0026399 | 0.0025725 | FALSE | FALSE | 0.00090467 | FALSE | 0.00090467 | FALSE | FALSE | 18.9705 | FALSE | 18.9705 | 29.2195
2017-02-23 19:00 | 11522.7187 | 29.3948 | 11493.324 | 11257.101 | 236.223 | 0.020984 | FALSE | FALSE | 0.025314 | FALSE | 0.025314 | FALSE | FALSE | -54.7212 | FALSE | -54.7212 | 236.223 | 29.3948 | 0.0026112 | 0.0025445 | FALSE | FALSE | 0.00090467 | FALSE | 0.00090467 | FALSE | FALSE | 18.9705 | FALSE | 18.9705 | 29.3948
2017-02-23 20:00 | 11269.869 | 29.166 | 11240.703 | 11010.8749 | 229.8281 | 0.020873 | FALSE | FALSE | 0.025314 | FALSE | 0.025314 | FALSE | FALSE | -54.7212 | FALSE | -54.7212 | 229.8281 | 29.166 | 0.0026488 | 0.0025813 | FALSE | FALSE | 0.00090467 | FALSE | 0.00090467 | FALSE | FALSE | 18.9705 | FALSE | 18.9705 | 29.166
2017-02-23 21:00 | 10663.925 | 28.6178 | 10635.3071 | 10420.8042 | 214.503 | 0.020584 | FALSE | FALSE | 0.025314 | FALSE | 0.025314 | FALSE | FALSE | -54.7212 | FALSE | -54.7212 | 214.503 | 28.6178 | 0.0027462 | 0.0026764 | FALSE | FALSE | 0.00090467 | FALSE | 0.00090467 | FALSE | FALSE | 18.9705 | FALSE | 18.9705 | 28.6178
2017-02-23 22:00 | 9875.8105 | 27.9048 | 9847.9057 | 9653.3351 | 194.5705 | 0.020156 | FALSE | FALSE | 0.025314 | FALSE | 0.025314 | FALSE | FALSE | -54.7212 | FALSE | -54.7212 | 194.5705 | 27.9048 | 0.0028907 | 0.0028176 | FALSE | FALSE | 0.00090467 | FALSE | 0.00090467 | FALSE | FALSE | 18.9705 | FALSE | 18.9705 | 27.9048
2017-02-23 23:00 | 9116.1478 | 27.2203 | 9088.9276 | 8913.57 | 175.3576 | 0.019673 | FALSE | FALSE | 0.025314 | FALSE | 0.025314 | FALSE | FALSE | -54.7212 | FALSE | -54.7212 | 175.3576 | 27.2203 | 0.0030538 | 0.0029771 | FALSE | FALSE | FALSE | 0.00087361 | 0.00087361 | FALSE | FALSE | FALSE | 19.2563 | 19.2563 | 27.2203
2017-02-24 | 8596.7569 | 26.7665 | 8569.9904 | 8406.6151 | 163.3752 | 0.019434 | FALSE | FALSE | FALSE | 0.022796 | 0.022796 | FALSE | FALSE | FALSE | -31.9845 | -31.9845 | 163.3752 | 26.7665 | 0.003184 | 0.0031039 | FALSE | FALSE | FALSE | 0.00087361 | 0.00087361 | FALSE | FALSE | FALSE | 19.2563 | 19.2563 | 26.7665
2017-02-24 01:00 | 8317.864 | 26.5229 | 8291.3411 | 8134.3179 | 157.0232 | 0.019304 | FALSE | FALSE | FALSE | 0.022796 | 0.022796 | FALSE | FALSE | FALSE | -31.9845 | -31.9845 | 157.0232 | 26.5229 | 0.0032606 | 0.0031785 | FALSE | FALSE | FALSE | 0.00087361 | 0.00087361 | FALSE | FALSE | FALSE | 19.2563 | 19.2563 | 26.5229
2017-02-24 02:00 | 8185.8222 | 26.4075 | 8159.4147 | 8005.3988 | 154.0158 | 0.019239 | FALSE | FALSE | FALSE | 0.022796 | 0.022796 | FALSE | FALSE | FALSE | -31.9845 | -31.9845 | 154.0158 | 26.4075 | 0.0032987 | 0.0032156 | FALSE | FALSE | FALSE | 0.00087361 | 0.00087361 | FALSE | FALSE | FALSE | 19.2563 | 19.2563 | 26.4075
2017-02-24 03:00 | 8155.7839 | 26.3813 | 8129.4026 | 7976.0709 | 153.3317 | 0.019224 | FALSE | FALSE | FALSE | 0.022796 | 0.022796 | FALSE | FALSE | FALSE | -31.9845 | -31.9845 | 153.3317 | 26.3813 | 0.0033076 | 0.0032242 | FALSE | FALSE | FALSE | 0.00087361 | 0.00087361 | FALSE | FALSE | FALSE | 19.2563 | 19.2563 | 26.3813
2017-02-24 04:00 | 8418.829 | 26.6111 | 8392.2179 | 8232.8952 | 159.3228 | 0.019352 | FALSE | FALSE | FALSE | 0.022796 | 0.022796 | FALSE | FALSE | FALSE | -31.9845 | -31.9845 | 159.3228 | 26.6111 | 0.0032323 | 0.0031509 | FALSE | FALSE | FALSE | 0.00087361 | 0.00087361 | FALSE | FALSE | FALSE | 19.2563 | 19.2563 | 26.6111
2017-02-24 05:00 | 9144.5563 | 27.2451 | 9117.3112 | 8941.2351 | 176.0761 | 0.019693 | FALSE | FALSE | 0.025314 | FALSE | 0.025314 | FALSE | FALSE | -54.7212 | FALSE | -54.7212 | 176.0761 | 27.2451 | 0.0030471 | 0.0029705 | FALSE | FALSE | FALSE | 0.00087361 | 0.00087361 | FALSE | FALSE | FALSE | 19.2563 | 19.2563 | 27.2451
2017-02-24 06:00 | 10482.2985 | 28.4535 | 10453.845 | 10243.9356 | 209.9094 | 0.020491 | FALSE | FALSE | 0.025314 | FALSE | 0.025314 | FALSE | FALSE | -54.7212 | FALSE | -54.7212 | 209.9094 | 28.4535 | 0.0027776 | 0.0027071 | FALSE | FALSE | 0.00090467 | FALSE | 0.00090467 | FALSE | FALSE | 18.9705 | FALSE | 18.9705 | 28.4535
2017-02-24 07:00 | 10917.7835 | 28.8475 | 10888.936 | 10668.0126 | 220.9234 | 0.020709 | FALSE | FALSE | 0.025314 | FALSE | 0.025314 | FALSE | FALSE | -54.7212 | FALSE | -54.7212 | 220.9234 | 28.8475 | 0.0027041 | 0.0026353 | FALSE | FALSE | 0.00090467 | FALSE | 0.00090467 | FALSE | FALSE | 18.9705 | FALSE | 18.9705 | 28.8475
2017-02-24 08:00 | 10800.4371 | 28.7413 | 10771.6957 | 10553.7402 | 217.9555 | 0.020652 | FALSE | FALSE | 0.025314 | FALSE | 0.025314 | FALSE | FALSE | -54.7212 | FALSE | -54.7212 | 217.9555 | 28.7413 | 0.0027233 | 0.0026541 | FALSE | FALSE | 0.00090467 | FALSE | 0.00090467 | FALSE | FALSE | 18.9705 | FALSE | 18.9705 | 28.7413
2017-02-24 09:00 | 10602.0777 | 28.5619 | 10573.5158 | 10360.577 | 212.9388 | 0.020553 | FALSE | FALSE | 0.025314 | FALSE | 0.025314 | FALSE | FALSE | -54.7212 | FALSE | -54.7212 | 212.9388 | 28.5619 | 0.0027568 | 0.0026868 | FALSE | FALSE | 0.00090467 | FALSE | 0.00090467 | FALSE | FALSE | 18.9705 | FALSE | 18.9705 | 28.5619
2017-02-24 10:00 | 10529.4811 | 28.4962 | 10500.9849 | 10289.8822 | 211.1027 | 0.020516 | FALSE | FALSE | 0.025314 | FALSE | 0.025314 | FALSE | FALSE | -54.7212 | FALSE | -54.7212 | 211.1027 | 28.4962 | 0.0027693 | 0.002699 | FALSE | FALSE | 0.00090467 | FALSE | 0.00090467 | FALSE | FALSE | 18.9705 | FALSE | 18.9705 | 28.4962
2017-02-24 11:00 | 10495.259 | 28.4652 | 10466.7938 | 10256.5566 | 210.2372 | 0.020498 | FALSE | FALSE | 0.025314 | FALSE | 0.025314 | FALSE | FALSE | -54.7212 | FALSE | -54.7212 | 210.2372 | 28.4652 | 0.0027753 | 0.0027049 | FALSE | FALSE | 0.00090467 | FALSE | 0.00090467 | FALSE | FALSE | 18.9705 | FALSE | 18.9705 | 28.4652
2017-02-24 12:00 | 10476.0302 | 28.4478 | 10447.5824 | 10237.8315 | 209.7509 | 0.020488 | FALSE | FALSE | 0.025314 | FALSE | 0.025314 | FALSE | FALSE | -54.7212 | FALSE | -54.7212 | 209.7509 | 28.4478 | 0.0027787 | 0.0027082 | FALSE | FALSE | 0.00090467 | FALSE | 0.00090467 | FALSE | FALSE | 18.9705 | FALSE | 18.9705 | 28.4478
2017-02-24 13:00 | 10541.9685 | 28.5075 | 10513.461 | 10302.0424 | 211.4185 | 0.020522 | FALSE | FALSE | 0.025314 | FALSE | 0.025314 | FALSE | FALSE | -54.7212 | FALSE | -54.7212 | 211.4185 | 28.5075 | 0.0027672 | 0.0026969 | FALSE | FALSE | 0.00090467 | FALSE | 0.00090467 | FALSE | FALSE | 18.9705 | FALSE | 18.9705 | 28.5075
2017-02-24 14:00 | 10538.337 | 28.5042 | 10509.8328 | 10298.5061 | 211.3267 | 0.02052 | FALSE | FALSE | 0.025314 | FALSE | 0.025314 | FALSE | FALSE | -54.7212 | FALSE | -54.7212 | 211.3267 | 28.5042 | 0.0027678 | 0.0026975 | FALSE | FALSE | 0.00090467 | FALSE | 0.00090467 | FALSE | FALSE | 18.9705 | FALSE | 18.9705 | 28.5042
2017-02-24 15:00 | 10558.9305 | 28.5228 | 10530.4077 | 10318.5601 | 211.8475 | 0.020531 | FALSE | FALSE | 0.025314 | FALSE | 0.025314 | FALSE | FALSE | -54.7212 | FALSE | -54.7212 | 211.8475 | 28.5228 | 0.0027642 | 0.002694 | FALSE | FALSE | 0.00090467 | FALSE | 0.00090467 | FALSE | FALSE | 18.9705 | FALSE | 18.9705 | 28.5228
2017-02-24 16:00 | 10629.8649 | 28.587 | 10601.2779 | 10387.6364 | 213.6415 | 0.020567 | FALSE | FALSE | 0.025314 | FALSE | 0.025314 | FALSE | FALSE | -54.7212 | FALSE | -54.7212 | 213.6415 | 28.587 | 0.002752 | 0.0026821 | FALSE | FALSE | 0.00090467 | FALSE | 0.00090467 | FALSE | FALSE | 18.9705 | FALSE | 18.9705 | 28.587
2017-02-24 17:00 | 10636.0441 | 28.5926 | 10607.4515 | 10393.6536 | 213.7978 | 0.02057 | FALSE | FALSE | 0.025314 | FALSE | 0.025314 | FALSE | FALSE | -54.7212 | FALSE | -54.7212 | 213.7978 | 28.5926 | 0.002751 | 0.0026811 | FALSE | FALSE | 0.00090467 | FALSE | 0.00090467 | FALSE | FALSE | 18.9705 | FALSE | 18.9705 | 28.5926
2017-02-24 18:00 | 10916.2736 | 28.8461 | 10887.4275 | 10666.5423 | 220.8852 | 0.020708 | FALSE | FALSE | 0.025314 | FALSE | 0.025314 | FALSE | FALSE | -54.7212 | FALSE | -54.7212 | 220.8852 | 28.8461 | 0.0027044 | 0.0026355 | FALSE | FALSE | 0.00090467 | FALSE | 0.00090467 | FALSE | FALSE | 18.9705 | FALSE | 18.9705 | 28.8461
2017-02-24 19:00 | 10969.1579 | 28.894 | 10940.264 | 10718.0413 | 222.2227 | 0.020734 | FALSE | FALSE | 0.025314 | FALSE | 0.025314 | FALSE | FALSE | -54.7212 | FALSE | -54.7212 | 222.2227 | 28.894 | 0.0026958 | 0.0026272 | FALSE | FALSE | 0.00090467 | FALSE | 0.00090467 | FALSE | FALSE | 18.9705 | FALSE | 18.9705 | 28.894
2017-02-24 20:00 | 10656.3225 | 28.611 | 10627.7115 | 10413.4009 | 214.3107 | 0.02058 | FALSE | FALSE | 0.025314 | FALSE | 0.025314 | FALSE | FALSE | -54.7212 | FALSE | -54.7212 | 214.3107 | 28.611 | 0.0027475 | 0.0026777 | FALSE | FALSE | 0.00090467 | FALSE | 0.00090467 | FALSE | FALSE | 18.9705 | FALSE | 18.9705 | 28.611
2017-02-24 21:00 | 10186.735 | 28.1861 | 10158.5489 | 9956.1146 | 202.4342 | 0.020333 | FALSE | FALSE | 0.025314 | FALSE | 0.025314 | FALSE | FALSE | -54.7212 | FALSE | -54.7212 | 202.4342 | 28.1861 | 0.002831 | 0.0027593 | FALSE | FALSE | 0.00090467 | FALSE | 0.00090467 | FALSE | FALSE | 18.9705 | FALSE | 18.9705 | 28.1861
2017-02-24 22:00 | 9567.2503 | 27.6257 | 9539.6246 | 9352.8579 | 186.7667 | 0.019969 | FALSE | FALSE | 0.025314 | FALSE | 0.025314 | FALSE | FALSE | -54.7212 | FALSE | -54.7212 | 186.7667 | 27.6257 | 0.0029537 | 0.0028792 | FALSE | FALSE | 0.00090467 | FALSE | 0.00090467 | FALSE | FALSE | 18.9705 | FALSE | 18.9705 | 27.6257
2017-02-24 23:00 | 8895.4163 | 27.0274 | 8868.3888 | 8698.2114 | 170.1775 | 0.019565 | FALSE | FALSE | FALSE | 0.022796 | 0.022796 | FALSE | FALSE | FALSE | -31.9845 | -31.9845 | 170.1775 | 27.0274 | 0.0031072 | 0.0030292 | FALSE | FALSE | FALSE | 0.00087361 | 0.00087361 | FALSE | FALSE | FALSE | 19.2563 | 19.2563 | 27.0274
2017-02-25 | 8342.443 | 26.5444 | 8315.8986 | 8158.3156 | 157.583 | 0.019316 | FALSE | FALSE | FALSE | 0.022796 | 0.022796 | FALSE | FALSE | FALSE | -31.9845 | -31.9845 | 157.583 | 26.5444 | 0.0032537 | 0.0031718 | FALSE | FALSE | FALSE | 0.00087361 | 0.00087361 | FALSE | FALSE | FALSE | 19.2563 | 19.2563 | 26.5444
2017-02-25 01:00 | 8020.3521 | 26.263 | 7994.0891 | 7843.842 | 150.2471 | 0.019155 | FALSE | FALSE | FALSE | 0.022796 | 0.022796 | FALSE | FALSE | FALSE | -31.9845 | -31.9845 | 150.2471 | 26.263 | 0.0033482 | 0.0032639 | FALSE | FALSE | FALSE | 0.00087361 | 0.00087361 | FALSE | FALSE | FALSE | 19.2563 | 19.2563 | 26.263
2017-02-25 02:00 | 7823.7764 | 26.0912 | 7797.6852 | 7651.9152 | 145.7699 | 0.01905 | FALSE | FALSE | FALSE | 0.022796 | 0.022796 | FALSE | FALSE | FALSE | -31.9845 | -31.9845 | 145.7699 | 26.0912 | 0.0034098 | 0.0033238 | FALSE | FALSE | FALSE | 0.00087361 | 0.00087361 | FALSE | FALSE | FALSE | 19.2563 | 19.2563 | 26.0912
2017-02-25 03:00 | 7722.8793 | 26.0031 | 7696.8762 | 7553.4043 | 143.4719 | 0.018994 | FALSE | FALSE | FALSE | 0.022796 | 0.022796 | FALSE | FALSE | FALSE | -31.9845 | -31.9845 | 143.4719 | 26.0031 | 0.0034426 | 0.0033557 | FALSE | FALSE | FALSE | 0.00087361 | 0.00087361 | FALSE | FALSE | FALSE | 19.2563 | 19.2563 | 26.0031
2017-02-25 04:00 | 7759.4929 | 26.0351 | 7733.4578 | 7589.152 | 144.3058 | 0.019015 | FALSE | FALSE | FALSE | 0.022796 | 0.022796 | FALSE | FALSE | FALSE | -31.9845 | -31.9845 | 144.3058 | 26.0351 | 0.0034306 | 0.003344 | FALSE | FALSE | FALSE | 0.00087361 | 0.00087361 | FALSE | FALSE | FALSE | 19.2563 | 19.2563 | 26.0351
2017-02-25 05:00 | 7949.8325 | 26.2014 | 7923.6311 | 7774.9901 | 148.641 | 0.019118 | FALSE | FALSE | FALSE | 0.022796 | 0.022796 | FALSE | FALSE | FALSE | -31.9845 | -31.9845 | 148.641 | 26.2014 | 0.00337 | 0.003285 | FALSE | FALSE | FALSE | 0.00087361 | 0.00087361 | FALSE | FALSE | FALSE | 19.2563 | 19.2563 | 26.2014
2017-02-25 06:00 | 8301.2019 | 26.5083 | 8274.6936 | 8118.0499 | 156.6437 | 0.019296 | FALSE | FALSE | FALSE | 0.022796 | 0.022796 | FALSE | FALSE | FALSE | -31.9845 | -31.9845 | 156.6437 | 26.5083 | 0.0032654 | 0.0031831 | FALSE | FALSE | FALSE | 0.00087361 | 0.00087361 | FALSE | FALSE | FALSE | 19.2563 | 19.2563 | 26.5083
2017-02-25 07:00 | 8639.7186 | 26.8041 | 8612.9145 | 8448.5608 | 164.3537 | 0.019453 | FALSE | FALSE | FALSE | 0.022796 | 0.022796 | FALSE | FALSE | FALSE | -31.9845 | -31.9845 | 164.3537 | 26.8041 | 0.0031726 | 0.0030928 | FALSE | FALSE | FALSE | 0.00087361 | 0.00087361 | FALSE | FALSE | FALSE | 19.2563 | 19.2563 | 26.8041
2017-02-25 08:00 | 9182.8686 | 27.2786 | 9155.59 | 8978.5449 | 177.0451 | 0.019719 | FALSE | FALSE | 0.025314 | FALSE | 0.025314 | FALSE | FALSE | -54.7212 | FALSE | -54.7212 | 177.0451 | 27.2786 | 0.0030382 | 0.0029618 | FALSE | FALSE | FALSE | 0.00087361 | 0.00087361 | FALSE | FALSE | FALSE | 19.2563 | 19.2563 | 27.2786
2017-02-25 09:00 | 9566.1105 | 27.6247 | 9538.4858 | 9351.748 | 186.7378 | 0.019968 | FALSE | FALSE | 0.025314 | FALSE | 0.025314 | FALSE | FALSE | -54.7212 | FALSE | -54.7212 | 186.7378 | 27.6247 | 0.002954 | 0.0028794 | FALSE | FALSE | 0.00090467 | FALSE | 0.00090467 | FALSE | FALSE | 18.9705 | FALSE | 18.9705 | 27.6247
2017-02-25 10:00 | 9781.0155 | 27.8191 | 9753.1964 | 9561.0234 | 192.1731 | 0.0201 | FALSE | FALSE | 0.025314 | FALSE | 0.025314 | FALSE | FALSE | -54.7212 | FALSE | -54.7212 | 192.1731 | 27.8191 | 0.0029096 | 0.0028361 | FALSE | FALSE | 0.00090467 | FALSE | 0.00090467 | FALSE | FALSE | 18.9705 | FALSE | 18.9705 | 27.8191
2017-02-25 11:00 | 9842.1159 | 27.8744 | 9814.2415 | 9620.5232 | 193.7184 | 0.020136 | FALSE | FALSE | 0.025314 | FALSE | 0.025314 | FALSE | FALSE | -54.7212 | FALSE | -54.7212 | 193.7184 | 27.8744 | 0.0028974 | 0.0028242 | FALSE | FALSE | 0.00090467 | FALSE | 0.00090467 | FALSE | FALSE | 18.9705 | FALSE | 18.9705 | 27.8744
2017-02-25 12:00 | 9814.5707 | 27.8494 | 9786.7213 | 9593.6996 | 193.0217 | 0.02012 | FALSE | FALSE | 0.025314 | FALSE | 0.025314 | FALSE | FALSE | -54.7212 | FALSE | -54.7212 | 193.0217 | 27.8494 | 0.0029029 | 0.0028295 | FALSE | FALSE | 0.00090467 | FALSE | 0.00090467 | FALSE | FALSE | 18.9705 | FALSE | 18.9705 | 27.8494
2017-02-25 13:00 | 9705.0757 | 27.7504 | 9677.3253 | 9487.0729 | 190.2524 | 0.020054 | FALSE | FALSE | 0.025314 | FALSE | 0.025314 | FALSE | FALSE | -54.7212 | FALSE | -54.7212 | 190.2524 | 27.7504 | 0.0029251 | 0.0028512 | FALSE | FALSE | 0.00090467 | FALSE | 0.00090467 | FALSE | FALSE | 18.9705 | FALSE | 18.9705 | 27.7504
2017-02-25 14:00 | 9622.005 | 27.6752 | 9594.3298 | 9406.1783 | 188.1515 | 0.020003 | FALSE | FALSE | 0.025314 | FALSE | 0.025314 | FALSE | FALSE | -54.7212 | FALSE | -54.7212 | 188.1515 | 27.6752 | 0.0029422 | 0.002868 | FALSE | FALSE | 0.00090467 | FALSE | 0.00090467 | FALSE | FALSE | 18.9705 | FALSE | 18.9705 | 27.6752
2017-02-25 15:00 | 9572.1251 | 27.6301 | 9544.4949 | 9357.605 | 186.8899 | 0.019972 | FALSE | FALSE | 0.025314 | FALSE | 0.025314 | FALSE | FALSE | -54.7212 | FALSE | -54.7212 | 186.8899 | 27.6301 | 0.0029527 | 0.0028782 | FALSE | FALSE | 0.00090467 | FALSE | 0.00090467 | FALSE | FALSE | 18.9705 | FALSE | 18.9705 | 27.6301
2017-02-25 16:00 | 9595.5396 | 27.6513 | 9567.8884 | 9380.4062 | 187.4821 | 0.019987 | FALSE | FALSE | 0.025314 | FALSE | 0.025314 | FALSE | FALSE | -54.7212 | FALSE | -54.7212 | 187.4821 | 27.6513 | 0.0029478 | 0.0028734 | FALSE | FALSE | 0.00090467 | FALSE | 0.00090467 | FALSE | FALSE | 18.9705 | FALSE | 18.9705 | 27.6513
2017-02-25 17:00 | 9669.834 | 27.7185 | 9642.1155 | 9452.7544 | 189.3611 | 0.020032 | FALSE | FALSE | 0.025314 | FALSE | 0.025314 | FALSE | FALSE | -54.7212 | FALSE | -54.7212 | 189.3611 | 27.7185 | 0.0029323 | 0.0028583 | FALSE | FALSE | 0.00090467 | FALSE | 0.00090467 | FALSE | FALSE | 18.9705 | FALSE | 18.9705 | 27.7185
2017-02-25 18:00 | 10060.5322 | 28.072 | 10032.4603 | 9833.2179 | 199.2424 | 0.020262 | FALSE | FALSE | 0.025314 | FALSE | 0.025314 | FALSE | FALSE | -54.7212 | FALSE | -54.7212 | 199.2424 | 28.072 | 0.0028548 | 0.0027825 | FALSE | FALSE | 0.00090467 | FALSE | 0.00090467 | FALSE | FALSE | 18.9705 | FALSE | 18.9705 | 28.072
2017-02-25 19:00 | 10243.5637 | 28.2375 | 10215.3261 | 10011.4547 | 203.8715 | 0.020364 | FALSE | FALSE | 0.025314 | FALSE | 0.025314 | FALSE | FALSE | -54.7212 | FALSE | -54.7212 | 203.8715 | 28.2375 | 0.0028205 | 0.002749 | FALSE | FALSE | 0.00090467 | FALSE | 0.00090467 | FALSE | FALSE | 18.9705 | FALSE | 18.9705 | 28.2375
2017-02-25 20:00 | 10059.3207 | 28.0709 | 10031.2498 | 9832.0381 | 199.2117 | 0.020261 | FALSE | FALSE | 0.025314 | FALSE | 0.025314 | FALSE | FALSE | -54.7212 | FALSE | -54.7212 | 199.2117 | 28.0709 | 0.002855 | 0.0027828 | FALSE | FALSE | 0.00090467 | FALSE | 0.00090467 | FALSE | FALSE | 18.9705 | FALSE | 18.9705 | 28.0709
2017-02-25 21:00 | 9777.8692 | 27.8162 | 9750.0529 | 9557.9595 | 192.0935 | 0.020098 | FALSE | FALSE | 0.025314 | FALSE | 0.025314 | FALSE | FALSE | -54.7212 | FALSE | -54.7212 | 192.0935 | 27.8162 | 0.0029103 | 0.0028367 | FALSE | FALSE | 0.00090467 | FALSE | 0.00090467 | FALSE | FALSE | 18.9705 | FALSE | 18.9705 | 27.8162
2017-02-25 22:00 | 9405.1263 | 27.479 | 9377.6472 | 9194.9809 | 182.6663 | 0.019866 | FALSE | FALSE | 0.025314 | FALSE | 0.025314 | FALSE | FALSE | -54.7212 | FALSE | -54.7212 | 182.6663 | 27.479 | 0.0029885 | 0.0029132 | FALSE | FALSE | 0.00090467 | FALSE | 0.00090467 | FALSE | FALSE | 18.9705 | FALSE | 18.9705 | 27.479
2017-02-25 23:00 | 8993.9237 | 27.1135 | 8966.8102 | 8794.3892 | 172.4211 | 0.019606 | FALSE | FALSE | FALSE | 0.022796 | 0.022796 | FALSE | FALSE | FALSE | -31.9845 | -31.9845 | 172.4211 | 27.1135 | 0.003083 | 0.0030056 | FALSE | FALSE | FALSE | 0.00087361 | 0.00087361 | FALSE | FALSE | FALSE | 19.2563 | 19.2563 | 27.1135
2017-02-26 | 8719.5523 | 26.8738 | 8692.6785 | 8526.5065 | 166.172 | 0.019489 | FALSE | FALSE | FALSE | 0.022796 | 0.022796 | FALSE | FALSE | FALSE | -31.9845 | -31.9845 | 166.172 | 26.8738 | 0.0031518 | 0.0030725 | FALSE | FALSE | FALSE | 0.00087361 | 0.00087361 | FALSE | FALSE | FALSE | 19.2563 | 19.2563 | 26.8738
2017-02-26 01:00 | 8645.2156 | 26.8089 | 8618.4068 | 8453.9279 | 164.4789 | 0.019456 | FALSE | FALSE | FALSE | 0.022796 | 0.022796 | FALSE | FALSE | FALSE | -31.9845 | -31.9845 | 164.4789 | 26.8089 | 0.0031712 | 0.0030914 | FALSE | FALSE | FALSE | 0.00087361 | 0.00087361 | FALSE | FALSE | FALSE | 19.2563 | 19.2563 | 26.8089
2017-02-26 02:00 | 8731.7709 | 26.8845 | 8704.8865 | 8538.4362 | 166.4503 | 0.019494 | FALSE | FALSE | FALSE | 0.022796 | 0.022796 | FALSE | FALSE | FALSE | -31.9845 | -31.9845 | 166.4503 | 26.8845 | 0.0031486 | 0.0030695 | FALSE | FALSE | FALSE | 0.00087361 | 0.00087361 | FALSE | FALSE | FALSE | 19.2563 | 19.2563 | 26.8845
2017-02-26 03:00 | 8922.8062 | 27.0514 | 8895.7548 | 8724.9536 | 170.8013 | 0.019576 | FALSE | FALSE | FALSE | 0.022796 | 0.022796 | FALSE | FALSE | FALSE | -31.9845 | -31.9845 | 170.8013 | 27.0514 | 0.0031005 | 0.0030225 | FALSE | FALSE | FALSE | 0.00087361 | 0.00087361 | FALSE | FALSE | FALSE | 19.2563 | 19.2563 | 27.0514
2017-02-26 04:00 | 9238.1645 | 27.328 | 9210.8365 | 9032.3929 | 178.4437 | 0.019756 | FALSE | FALSE | 0.025314 | FALSE | 0.025314 | FALSE | FALSE | -54.7212 | FALSE | -54.7212 | 178.4437 | 27.328 | 0.0030256 | 0.0029494 | FALSE | FALSE | 0.00090467 | FALSE | 0.00090467 | FALSE | FALSE | 18.9705 | FALSE | 18.9705 | 27.328
2017-02-26 05:00 | 9716.2725 | 27.7605 | 9688.512 | 9497.9764 | 190.5356 | 0.020061 | FALSE | FALSE | 0.025314 | FALSE | 0.025314 | FALSE | FALSE | -54.7212 | FALSE | -54.7212 | 190.5356 | 27.7605 | 0.0029228 | 0.002849 | FALSE | FALSE | 0.00090467 | FALSE | 0.00090467 | FALSE | FALSE | 18.9705 | FALSE | 18.9705 | 27.7605
2017-02-26 06:00 | 10390.1705 | 28.3702 | 10361.8003 | 10154.221 | 207.5794 | 0.020443 | FALSE | FALSE | 0.025314 | FALSE | 0.025314 | FALSE | FALSE | -54.7212 | FALSE | -54.7212 | 207.5794 | 28.3702 | 0.0027939 | 0.002723 | FALSE | FALSE | 0.00090467 | FALSE | 0.00090467 | FALSE | FALSE | 18.9705 | FALSE | 18.9705 | 28.3702
2017-02-26 07:00 | 11060.597 | 28.9767 | 11031.6203 | 10807.085 | 224.5353 | 0.020777 | FALSE | FALSE | 0.025314 | FALSE | 0.025314 | FALSE | FALSE | -54.7212 | FALSE | -54.7212 | 224.5353 | 28.9767 | 0.0026813 | 0.002613 | FALSE | FALSE | 0.00090467 | FALSE | 0.00090467 | FALSE | FALSE | 18.9705 | FALSE | 18.9705 | 28.9767
2017-02-26 08:00 | 11362.3262 | 29.2497 | 11333.0766 | 11100.9102 | 232.1664 | 0.020914 | FALSE | FALSE | 0.025314 | FALSE | 0.025314 | FALSE | FALSE | -54.7212 | FALSE | -54.7212 | 232.1664 | 29.2497 | 0.0026349 | 0.0025677 | FALSE | FALSE | 0.00090467 | FALSE | 0.00090467 | FALSE | FALSE | 18.9705 | FALSE | 18.9705 | 29.2497
2017-02-26 09:00 | 11044.1634 | 28.9618 | 11015.2016 | 10791.0819 | 224.1197 | 0.020769 | FALSE | FALSE | 0.025314 | FALSE | 0.025314 | FALSE | FALSE | -54.7212 | FALSE | -54.7212 | 224.1197 | 28.9618 | 0.0026839 | 0.0026155 | FALSE | FALSE | 0.00090467 | FALSE | 0.00090467 | FALSE | FALSE | 18.9705 | FALSE | 18.9705 | 28.9618
2017-02-26 10:00 | 10485.05 | 28.456 | 10456.594 | 10246.615 | 209.979 | 0.020493 | FALSE | FALSE | 0.025314 | FALSE | 0.025314 | FALSE | FALSE | -54.7212 | FALSE | -54.7212 | 209.979 | 28.456 | 0.0027771 | 0.0027066 | FALSE | FALSE | 0.00090467 | FALSE | 0.00090467 | FALSE | FALSE | 18.9705 | FALSE | 18.9705 | 28.456
2017-02-26 11:00 | 10002.5354 | 28.0195 | 9974.5159 | 9776.7403 | 197.7756 | 0.020229 | FALSE | FALSE | 0.025314 | FALSE | 0.025314 | FALSE | FALSE | -54.7212 | FALSE | -54.7212 | 197.7756 | 28.0195 | 0.0028659 | 0.0027934 | FALSE | FALSE | 0.00090467 | FALSE | 0.00090467 | FALSE | FALSE | 18.9705 | FALSE | 18.9705 | 28.0195
2017-02-26 12:00 | 9687.9901 | 27.7349 | 9660.2551 | 9470.4348 | 189.8203 | 0.020043 | FALSE | FALSE | 0.025314 | FALSE | 0.025314 | FALSE | FALSE | -54.7212 | FALSE | -54.7212 | 189.8203 | 27.7349 | 0.0029286 | 0.0028546 | FALSE | FALSE | 0.00090467 | FALSE | 0.00090467 | FALSE | FALSE | 18.9705 | FALSE | 18.9705 | 27.7349
2017-02-26 13:00 | 9371.1756 | 27.4483 | 9343.7273 | 9161.9196 | 181.8077 | 0.019844 | FALSE | FALSE | 0.025314 | FALSE | 0.025314 | FALSE | FALSE | -54.7212 | FALSE | -54.7212 | 181.8077 | 27.4483 | 0.0029959 | 0.0029205 | FALSE | FALSE | 0.00090467 | FALSE | 0.00090467 | FALSE | FALSE | 18.9705 | FALSE | 18.9705 | 27.4483
2017-02-26 14:00 | 9110.7824 | 27.2156 | 9083.5668 | 8908.3449 | 175.2219 | 0.019669 | FALSE | FALSE | 0.025314 | FALSE | 0.025314 | FALSE | FALSE | -54.7212 | FALSE | -54.7212 | 175.2219 | 27.2156 | 0.0030551 | 0.0029783 | FALSE | FALSE | FALSE | 0.00087361 | 0.00087361 | FALSE | FALSE | FALSE | 19.2563 | 19.2563 | 27.2156
2017-02-26 15:00 | 9021.9205 | 27.138 | 8994.7826 | 8821.7239 | 173.0587 | 0.019617 | FALSE | FALSE | FALSE | 0.022796 | 0.022796 | FALSE | FALSE | FALSE | -31.9845 | -31.9845 | 173.0587 | 27.138 | 0.0030763 | 0.002999 | FALSE | FALSE | FALSE | 0.00087361 | 0.00087361 | FALSE | FALSE | FALSE | 19.2563 | 19.2563 | 27.138
2017-02-26 16:00 | 9188.4144 | 27.2834 | 9161.131 | 8983.9456 | 177.1854 | 0.019722 | FALSE | FALSE | 0.025314 | FALSE | 0.025314 | FALSE | FALSE | -54.7212 | FALSE | -54.7212 | 177.1854 | 27.2834 | 0.0030369 | 0.0029605 | FALSE | FALSE | FALSE | 0.00087361 | 0.00087361 | FALSE | FALSE | FALSE | 19.2563 | 19.2563 | 27.2834
2017-02-26 17:00 | 9637.8485 | 27.6896 | 9610.159 | 9421.6068 | 188.5522 | 0.020013 | FALSE | FALSE | 0.025314 | FALSE | 0.025314 | FALSE | FALSE | -54.7212 | FALSE | -54.7212 | 188.5522 | 27.6896 | 0.0029389 | 0.0028648 | FALSE | FALSE | 0.00090467 | FALSE | 0.00090467 | FALSE | FALSE | 18.9705 | FALSE | 18.9705 | 27.6896
2017-02-26 18:00 | 10564.7484 | 28.5281 | 10536.2203 | 10324.2256 | 211.9947 | 0.020534 | FALSE | FALSE | 0.025314 | FALSE | 0.025314 | FALSE | FALSE | -54.7212 | FALSE | -54.7212 | 211.9947 | 28.5281 | 0.0027632 | 0.002693 | FALSE | FALSE | 0.00090467 | FALSE | 0.00090467 | FALSE | FALSE | 18.9705 | FALSE | 18.9705 | 28.5281
2017-02-26 19:00 | 11262.6341 | 29.1595 | 11233.4746 | 11003.8295 | 229.6451 | 0.02087 | FALSE | FALSE | 0.025314 | FALSE | 0.025314 | FALSE | FALSE | -54.7212 | FALSE | -54.7212 | 229.6451 | 29.1595 | 0.0026499 | 0.0025824 | FALSE | FALSE | 0.00090467 | FALSE | 0.00090467 | FALSE | FALSE | 18.9705 | FALSE | 18.9705 | 29.1595
2017-02-26 20:00 | 11329.1179 | 29.2196 | 11299.8983 | 11068.5718 | 231.3266 | 0.020899 | FALSE | FALSE | 0.025314 | FALSE | 0.025314 | FALSE | FALSE | -54.7212 | FALSE | -54.7212 | 231.3266 | 29.2196 | 0.0026399 | 0.0025725 | FALSE | FALSE | 0.00090467 | FALSE | 0.00090467 | FALSE | FALSE | 18.9705 | FALSE | 18.9705 | 29.2196
2017-02-26 21:00 | 11132.2042 | 29.0415 | 11103.1627 | 10876.8163 | 226.3464 | 0.02081 | FALSE | FALSE | 0.025314 | FALSE | 0.025314 | FALSE | FALSE | -54.7212 | FALSE | -54.7212 | 226.3464 | 29.0415 | 0.00267 | 0.002602 | FALSE | FALSE | 0.00090467 | FALSE | 0.00090467 | FALSE | FALSE | 18.9705 | FALSE | 18.9705 | 29.0415
2017-02-26 22:00 | 10753.2181 | 28.6986 | 10724.5195 | 10507.7582 | 216.7613 | 0.020629 | FALSE | FALSE | 0.025314 | FALSE | 0.025314 | FALSE | FALSE | -54.7212 | FALSE | -54.7212 | 216.7613 | 28.6986 | 0.0027312 | 0.0026617 | FALSE | FALSE | 0.00090467 | FALSE | 0.00090467 | FALSE | FALSE | 18.9705 | FALSE | 18.9705 | 28.6986
2017-02-26 23:00 | 10395.0403 | 28.3746 | 10366.6658 | 10158.9632 | 207.7025 | 0.020445 | FALSE | FALSE | 0.025314 | FALSE | 0.025314 | FALSE | FALSE | -54.7212 | FALSE | -54.7212 | 207.7025 | 28.3746 | 0.0027931 | 0.0027222 | FALSE | FALSE | 0.00090467 | FALSE | 0.00090467 | FALSE | FALSE | 18.9705 | FALSE | 18.9705 | 28.3746
2017-02-27 | 10231.5356 | 28.2267 | 10203.3089 | 9999.7416 | 203.5673 | 0.020357 | FALSE | FALSE | 0.025314 | FALSE | 0.025314 | FALSE | FALSE | -54.7212 | FALSE | -54.7212 | 203.5673 | 28.2267 | 0.0028227 | 0.0027512 | FALSE | FALSE | 0.00090467 | FALSE | 0.00090467 | FALSE | FALSE | 18.9705 | FALSE | 18.9705 | 28.2267
2017-02-27 01:00 | 10205.8349 | 28.2034 | 10177.6315 | 9974.7142 | 202.9173 | 0.020343 | FALSE | FALSE | 0.025314 | FALSE | 0.025314 | FALSE | FALSE | -54.7212 | FALSE | -54.7212 | 202.9173 | 28.2034 | 0.0028275 | 0.0027558 | FALSE | FALSE | 0.00090467 | FALSE | 0.00090467 | FALSE | FALSE | 18.9705 | FALSE | 18.9705 | 28.2034
2017-02-27 02:00 | 10306.0612 | 28.2941 | 10277.7672 | 10072.315 | 205.4521 | 0.020398 | FALSE | FALSE | 0.025314 | FALSE | 0.025314 | FALSE | FALSE | -54.7212 | FALSE | -54.7212 | 205.4521 | 28.2941 | 0.0028091 | 0.0027379 | FALSE | FALSE | 0.00090467 | FALSE | 0.00090467 | FALSE | FALSE | 18.9705 | FALSE | 18.9705 | 28.2941
2017-02-27 03:00 | 10478.5606 | 28.4501 | 10450.1105 | 10240.2956 | 209.8149 | 0.020489 | FALSE | FALSE | 0.025314 | FALSE | 0.025314 | FALSE | FALSE | -54.7212 | FALSE | -54.7212 | 209.8149 | 28.4501 | 0.0027783 | 0.0027077 | FALSE | FALSE | 0.00090467 | FALSE | 0.00090467 | FALSE | FALSE | 18.9705 | FALSE | 18.9705 | 28.4501
2017-02-27 04:00 | 10858.2862 | 28.7937 | 10829.4926 | 10610.0739 | 219.4186 | 0.02068 | FALSE | FALSE | 0.025314 | FALSE | 0.025314 | FALSE | FALSE | -54.7212 | FALSE | -54.7212 | 219.4186 | 28.7937 | 0.0027138 | 0.0026448 | FALSE | FALSE | 0.00090467 | FALSE | 0.00090467 | FALSE | FALSE | 18.9705 | FALSE | 18.9705 | 28.7937
2017-02-27 05:00 | 11746.2944 | 29.597 | 11716.6974 | 11474.8199 | 241.8775 | 0.021079 | FALSE | FALSE | 0.025314 | FALSE | 0.025314 | FALSE | FALSE | -54.7212 | FALSE | -54.7212 | 241.8775 | 29.597 | 0.0025793 | 0.0025134 | FALSE | FALSE | 0.00090467 | FALSE | 0.00090467 | FALSE | FALSE | 18.9705 | FALSE | 18.9705 | 29.597
2017-02-27 06:00 | 13207.1847 | 30.9186 | 13176.2661 | 12897.3629 | 278.9032 | 0.021625 | FALSE | 0.058254 | FALSE | FALSE | 0.058254 | FALSE | -488.6612 | FALSE | FALSE | -488.6612 | 278.9032 | 30.9186 | 0.0023973 | 0.0023356 | FALSE | FALSE | 0.00090467 | FALSE | 0.00090467 | FALSE | FALSE | 18.9705 | FALSE | 18.9705 | 30.9186
2017-02-27 07:00 | 13611.7418 | 31.5064 | 13580.2354 | 13277.7995 | 302.4359 | 0.022778 | FALSE | 0.058254 | FALSE | FALSE | 0.058254 | FALSE | -488.6612 | FALSE | FALSE | -488.6612 | 302.4359 | 31.5064 | 0.0023729 | 0.0023093 | FALSE | 0.0022989 | FALSE | FALSE | 0.0022989 | FALSE | 0.21425 | FALSE | FALSE | 0.21425 | 31.5064
2017-02-27 08:00 | 13013.3489 | 30.7433 | 12982.6056 | 12708.6827 | 273.9229 | 0.021554 | FALSE | FALSE | 0.025314 | FALSE | 0.025314 | FALSE | FALSE | -54.7212 | FALSE | -54.7212 | 273.9229 | 30.7433 | 0.0024191 | 0.0023569 | FALSE | FALSE | 0.00090467 | FALSE | 0.00090467 | FALSE | FALSE | 18.9705 | FALSE | 18.9705 | 30.7433
2017-02-27 09:00 | 12238.2413 | 30.0421 | 12208.1992 | 11953.8798 | 254.3195 | 0.021275 | FALSE | FALSE | 0.025314 | FALSE | 0.025314 | FALSE | FALSE | -54.7212 | FALSE | -54.7212 | 254.3195 | 30.0421 | 0.0025132 | 0.0024488 | FALSE | FALSE | 0.00090467 | FALSE | 0.00090467 | FALSE | FALSE | 18.9705 | FALSE | 18.9705 | 30.0421
2017-02-27 10:00 | 11631.3373 | 29.493 | 11601.8443 | 11362.8742 | 238.9701 | 0.021031 | FALSE | FALSE | 0.025314 | FALSE | 0.025314 | FALSE | FALSE | -54.7212 | FALSE | -54.7212 | 238.9701 | 29.493 | 0.0025956 | 0.0025292 | FALSE | FALSE | 0.00090467 | FALSE | 0.00090467 | FALSE | FALSE | 18.9705 | FALSE | 18.9705 | 29.493
2017-02-27 11:00 | 11184.9102 | 29.0891 | 11155.8211 | 10928.1417 | 227.6794 | 0.020834 | FALSE | FALSE | 0.025314 | FALSE | 0.025314 | FALSE | FALSE | -54.7212 | FALSE | -54.7212 | 227.6794 | 29.0891 | 0.0026619 | 0.002594 | FALSE | FALSE | 0.00090467 | FALSE | 0.00090467 | FALSE | FALSE | 18.9705 | FALSE | 18.9705 | 29.0891
2017-02-27 12:00 | 10913.6879 | 28.8438 | 10884.8441 | 10664.0243 | 220.8198 | 0.020707 | FALSE | FALSE | 0.025314 | FALSE | 0.025314 | FALSE | FALSE | -54.7212 | FALSE | -54.7212 | 220.8198 | 28.8438 | 0.0027048 | 0.0026359 | FALSE | FALSE | 0.00090467 | FALSE | 0.00090467 | FALSE | FALSE | 18.9705 | FALSE | 18.9705 | 28.8438
2017-02-27 13:00 | 10831.2887 | 28.7692 | 10802.5194 | 10583.7836 | 218.7358 | 0.020667 | FALSE | FALSE | 0.025314 | FALSE | 0.025314 | FALSE | FALSE | -54.7212 | FALSE | -54.7212 | 218.7358 | 28.7692 | 0.0027182 | 0.0026491 | FALSE | FALSE | 0.00090467 | FALSE | 0.00090467 | FALSE | FALSE | 18.9705 | FALSE | 18.9705 | 28.7692
2017-02-27 14:00 | 10755.4348 | 28.7006 | 10726.7342 | 10509.9168 | 216.8174 | 0.02063 | FALSE | FALSE | 0.025314 | FALSE | 0.025314 | FALSE | FALSE | -54.7212 | FALSE | -54.7212 | 216.8174 | 28.7006 | 0.0027308 | 0.0026614 | FALSE | FALSE | 0.00090467 | FALSE | 0.00090467 | FALSE | FALSE | 18.9705 | FALSE | 18.9705 | 28.7006
2017-02-27 15:00 | 10741.1252 | 28.6877 | 10712.4376 | 10495.9821 | 216.4555 | 0.020623 | FALSE | FALSE | 0.025314 | FALSE | 0.025314 | FALSE | FALSE | -54.7212 | FALSE | -54.7212 | 216.4555 | 28.6877 | 0.0027332 | 0.0026637 | FALSE | FALSE | 0.00090467 | FALSE | 0.00090467 | FALSE | FALSE | 18.9705 | FALSE | 18.9705 | 28.6877
2017-02-27 16:00 | 10874.7849 | 28.8086 | 10845.9763 | 10626.1404 | 219.8359 | 0.020688 | FALSE | FALSE | 0.025314 | FALSE | 0.025314 | FALSE | FALSE | -54.7212 | FALSE | -54.7212 | 219.8359 | 28.8086 | 0.0027111 | 0.0026421 | FALSE | FALSE | 0.00090467 | FALSE | 0.00090467 | FALSE | FALSE | 18.9705 | FALSE | 18.9705 | 28.8086
2017-02-27 17:00 | 11196.4607 | 29.0996 | 11167.3611 | 10939.3896 | 227.9715 | 0.02084 | FALSE | FALSE | 0.025314 | FALSE | 0.025314 | FALSE | FALSE | -54.7212 | FALSE | -54.7212 | 227.9715 | 29.0996 | 0.0026601 | 0.0025923 | FALSE | FALSE | 0.00090467 | FALSE | 0.00090467 | FALSE | FALSE | 18.9705 | FALSE | 18.9705 | 29.0996
2017-02-27 18:00 | 11933.2712 | 29.7662 | 11903.505 | 11656.8987 | 246.6064 | 0.021155 | FALSE | FALSE | 0.025314 | FALSE | 0.025314 | FALSE | FALSE | -54.7212 | FALSE | -54.7212 | 246.6064 | 29.7662 | 0.0025535 | 0.0024882 | FALSE | FALSE | 0.00090467 | FALSE | 0.00090467 | FALSE | FALSE | 18.9705 | FALSE | 18.9705 | 29.7662
2017-02-27 19:00 | 12098.7854 | 29.9159 | 12068.8695 | 11818.0771 | 250.7924 | 0.021221 | FALSE | FALSE | 0.025314 | FALSE | 0.025314 | FALSE | FALSE | -54.7212 | FALSE | -54.7212 | 250.7924 | 29.9159 | 0.0025314 | 0.0024665 | FALSE | FALSE | 0.00090467 | FALSE | 0.00090467 | FALSE | FALSE | 18.9705 | FALSE | 18.9705 | 29.9159
2017-02-27 20:00 | 11850.6412 | 29.6914 | 11820.9498 | 11576.4332 | 244.5165 | 0.021122 | FALSE | FALSE | 0.025314 | FALSE | 0.025314 | FALSE | FALSE | -54.7212 | FALSE | -54.7212 | 244.5165 | 29.6914 | 0.0025648 | 0.0024992 | FALSE | FALSE | 0.00090467 | FALSE | 0.00090467 | FALSE | FALSE | 18.9705 | FALSE | 18.9705 | 29.6914
2017-02-27 21:00 | 11283.4367 | 29.1783 | 11254.2584 | 11024.0872 | 230.1712 | 0.020879 | FALSE | FALSE | 0.025314 | FALSE | 0.025314 | FALSE | FALSE | -54.7212 | FALSE | -54.7212 | 230.1712 | 29.1783 | 0.0026468 | 0.0025793 | FALSE | FALSE | 0.00090467 | FALSE | 0.00090467 | FALSE | FALSE | 18.9705 | FALSE | 18.9705 | 29.1783
2017-02-27 22:00 | 10492.7579 | 28.463 | 10464.2949 | 10254.121 | 210.1739 | 0.020497 | FALSE | FALSE | 0.025314 | FALSE | 0.025314 | FALSE | FALSE | -54.7212 | FALSE | -54.7212 | 210.1739 | 28.463 | 0.0027758 | 0.0027053 | FALSE | FALSE | 0.00090467 | FALSE | 0.00090467 | FALSE | FALSE | 18.9705 | FALSE | 18.9705 | 28.463
2017-02-27 23:00 | 9775.8608 | 27.8144 | 9748.0464 | 9556.0037 | 192.0427 | 0.020097 | FALSE | FALSE | 0.025314 | FALSE | 0.025314 | FALSE | FALSE | -54.7212 | FALSE | -54.7212 | 192.0427 | 27.8144 | 0.0029107 | 0.0028371 | FALSE | FALSE | 0.00090467 | FALSE | 0.00090467 | FALSE | FALSE | 18.9705 | FALSE | 18.9705 | 27.8144
2017-02-28 | 9330.6894 | 27.4117 | 9303.2777 | 9122.494 | 180.7837 | 0.019817 | FALSE | FALSE | 0.025314 | FALSE | 0.025314 | FALSE | FALSE | -54.7212 | FALSE | -54.7212 | 180.7837 | 27.4117 | 0.0030048 | 0.0029292 | FALSE | FALSE | 0.00090467 | FALSE | 0.00090467 | FALSE | FALSE | 18.9705 | FALSE | 18.9705 | 27.4117
2017-02-28 01:00 | 9133.0516 | 27.235 | 9105.8166 | 8930.0314 | 175.7852 | 0.019685 | FALSE | FALSE | 0.025314 | FALSE | 0.025314 | FALSE | FALSE | -54.7212 | FALSE | -54.7212 | 175.7852 | 27.235 | 0.0030498 | 0.0029732 | FALSE | FALSE | FALSE | 0.00087361 | 0.00087361 | FALSE | FALSE | FALSE | 19.2563 | 19.2563 | 27.235
2017-02-28 02:00 | 9113.7246 | 27.2182 | 9086.5065 | 8911.2101 | 175.2963 | 0.019671 | FALSE | FALSE | 0.025314 | FALSE | 0.025314 | FALSE | FALSE | -54.7212 | FALSE | -54.7212 | 175.2963 | 27.2182 | 0.0030544 | 0.0029776 | FALSE | FALSE | FALSE | 0.00087361 | 0.00087361 | FALSE | FALSE | FALSE | 19.2563 | 19.2563 | 27.2182
2017-02-28 03:00 | 9214.7948 | 27.3064 | 9187.4884 | 9009.6358 | 177.8526 | 0.01974 | FALSE | FALSE | 0.025314 | FALSE | 0.025314 | FALSE | FALSE | -54.7212 | FALSE | -54.7212 | 177.8526 | 27.3064 | 0.0030308 | 0.0029546 | FALSE | FALSE | FALSE | 0.00087361 | 0.00087361 | FALSE | FALSE | FALSE | 19.2563 | 19.2563 | 27.3064
2017-02-28 04:00 | 9563.6622 | 27.6225 | 9536.0397 | 9349.3638 | 186.6759 | 0.019967 | FALSE | FALSE | 0.025314 | FALSE | 0.025314 | FALSE | FALSE | -54.7212 | FALSE | -54.7212 | 186.6759 | 27.6225 | 0.0029545 | 0.00288 | FALSE | FALSE | 0.00090467 | FALSE | 0.00090467 | FALSE | FALSE | 18.9705 | FALSE | 18.9705 | 27.6225
2017-02-28 05:00 | 10416.4577 | 28.394 | 10388.0637 | 10179.8195 | 208.2442 | 0.020457 | FALSE | FALSE | 0.025314 | FALSE | 0.025314 | FALSE | FALSE | -54.7212 | FALSE | -54.7212 | 208.2442 | 28.394 | 0.0027892 | 0.0027185 | FALSE | FALSE | 0.00090467 | FALSE | 0.00090467 | FALSE | FALSE | 18.9705 | FALSE | 18.9705 | 28.394
2017-02-28 06:00 | 11872.6276 | 29.7113 | 11842.9163 | 11597.8437 | 245.0726 | 0.021131 | FALSE | FALSE | 0.025314 | FALSE | 0.025314 | FALSE | FALSE | -54.7212 | FALSE | -54.7212 | 245.0726 | 29.7113 | 0.0025618 | 0.0024963 | FALSE | FALSE | 0.00090467 | FALSE | 0.00090467 | FALSE | FALSE | 18.9705 | FALSE | 18.9705 | 29.7113
2017-02-28 07:00 | 12216.6326 | 30.0225 | 12186.6101 | 11932.8371 | 253.7729 | 0.021267 | FALSE | FALSE | 0.025314 | FALSE | 0.025314 | FALSE | FALSE | -54.7212 | FALSE | -54.7212 | 253.7729 | 30.0225 | 0.002516 | 0.0024515 | FALSE | FALSE | 0.00090467 | FALSE | 0.00090467 | FALSE | FALSE | 18.9705 | FALSE | 18.9705 | 30.0225
2017-02-28 08:00 | 11681.2344 | 29.5382 | 11651.6962 | 11411.4642 | 240.232 | 0.021052 | FALSE | FALSE | 0.025314 | FALSE | 0.025314 | FALSE | FALSE | -54.7212 | FALSE | -54.7212 | 240.232 | 29.5382 | 0.0025885 | 0.0025223 | FALSE | FALSE | 0.00090467 | FALSE | 0.00090467 | FALSE | FALSE | 18.9705 | FALSE | 18.9705 | 29.5382
2017-02-28 09:00 | 11179.1205 | 29.0839 | 11150.0366 | 10922.5036 | 227.5329 | 0.020832 | FALSE | FALSE | 0.025314 | FALSE | 0.025314 | FALSE | FALSE | -54.7212 | FALSE | -54.7212 | 227.5329 | 29.0839 | 0.0026628 | 0.0025949 | FALSE | FALSE | 0.00090467 | FALSE | 0.00090467 | FALSE | FALSE | 18.9705 | FALSE | 18.9705 | 29.0839
2017-02-28 10:00 | 10873.7991 | 28.8077 | 10844.9914 | 10625.1805 | 219.811 | 0.020688 | FALSE | FALSE | 0.025314 | FALSE | 0.025314 | FALSE | FALSE | -54.7212 | FALSE | -54.7212 | 219.811 | 28.8077 | 0.0027113 | 0.0026423 | FALSE | FALSE | 0.00090467 | FALSE | 0.00090467 | FALSE | FALSE | 18.9705 | FALSE | 18.9705 | 28.8077
2017-02-28 11:00 | 10670.4817 | 28.6238 | 10641.8579 | 10427.1891 | 214.6688 | 0.020587 | FALSE | FALSE | 0.025314 | FALSE | 0.025314 | FALSE | FALSE | -54.7212 | FALSE | -54.7212 | 214.6688 | 28.6238 | 0.0027451 | 0.0026753 | FALSE | FALSE | 0.00090467 | FALSE | 0.00090467 | FALSE | FALSE | 18.9705 | FALSE | 18.9705 | 28.6238
2017-02-28 12:00 | 10566.3772 | 28.5296 | 10537.8477 | 10325.8118 | 212.0359 | 0.020535 | FALSE | FALSE | 0.025314 | FALSE | 0.025314 | FALSE | FALSE | -54.7212 | FALSE | -54.7212 | 212.0359 | 28.5296 | 0.0027629 | 0.0026928 | FALSE | FALSE | 0.00090467 | FALSE | 0.00090467 | FALSE | FALSE | 18.9705 | FALSE | 18.9705 | 28.5296
2017-02-28 13:00 | 10616.4143 | 28.5748 | 10587.8395 | 10374.5381 | 213.3014 | 0.02056 | FALSE | FALSE | 0.025314 | FALSE | 0.025314 | FALSE | FALSE | -54.7212 | FALSE | -54.7212 | 213.3014 | 28.5748 | 0.0027543 | 0.0026843 | FALSE | FALSE | 0.00090467 | FALSE | 0.00090467 | FALSE | FALSE | 18.9705 | FALSE | 18.9705 | 28.5748
2017-02-28 14:00 | 10654.4747 | 28.6093 | 10625.8654 | 10411.6014 | 214.264 | 0.020579 | FALSE | FALSE | 0.025314 | FALSE | 0.025314 | FALSE | FALSE | -54.7212 | FALSE | -54.7212 | 214.264 | 28.6093 | 0.0027478 | 0.002678 | FALSE | FALSE | 0.00090467 | FALSE | 0.00090467 | FALSE | FALSE | 18.9705 | FALSE | 18.9705 | 28.6093
2017-02-28 15:00 | 10699.9556 | 28.6504 | 10671.3052 | 10455.8909 | 215.4142 | 0.020602 | FALSE | FALSE | 0.025314 | FALSE | 0.025314 | FALSE | FALSE | -54.7212 | FALSE | -54.7212 | 215.4142 | 28.6504 | 0.0027401 | 0.0026705 | FALSE | FALSE | 0.00090467 | FALSE | 0.00090467 | FALSE | FALSE | 18.9705 | FALSE | 18.9705 | 28.6504
2017-02-28 16:00 | 10751.0866 | 28.6967 | 10722.3899 | 10505.6825 | 216.7074 | 0.020628 | FALSE | FALSE | 0.025314 | FALSE | 0.025314 | FALSE | FALSE | -54.7212 | FALSE | -54.7212 | 216.7074 | 28.6967 | 0.0027315 | 0.0026621 | FALSE | FALSE | 0.00090467 | FALSE | 0.00090467 | FALSE | FALSE | 18.9705 | FALSE | 18.9705 | 28.6967
2017-02-28 17:00 | 10967.7977 | 28.8927 | 10938.905 | 10716.7167 | 222.1883 | 0.020733 | FALSE | FALSE | 0.025314 | FALSE | 0.025314 | FALSE | FALSE | -54.7212 | FALSE | -54.7212 | 222.1883 | 28.8927 | 0.002696 | 0.0026274 | FALSE | FALSE | 0.00090467 | FALSE | 0.00090467 | FALSE | FALSE | 18.9705 | FALSE | 18.9705 | 28.8927
2017-02-28 18:00 | 11604.8332 | 29.469 | 11575.3641 | 11337.0644 | 238.2997 | 0.02102 | FALSE | FALSE | 0.025314 | FALSE | 0.025314 | FALSE | FALSE | -54.7212 | FALSE | -54.7212 | 238.2997 | 29.469 | 0.0025994 | 0.0025329 | FALSE | FALSE | 0.00090467 | FALSE | 0.00090467 | FALSE | FALSE | 18.9705 | FALSE | 18.9705 | 29.469
2017-02-28 19:00 | 11745.9696 | 29.5967 | 11716.3729 | 11474.5036 | 241.8693 | 0.021079 | FALSE | FALSE | 0.025314 | FALSE | 0.025314 | FALSE | FALSE | -54.7212 | FALSE | -54.7212 | 241.8693 | 29.5967 | 0.0025793 | 0.0025134 | FALSE | FALSE | 0.00090467 | FALSE | 0.00090467 | FALSE | FALSE | 18.9705 | FALSE | 18.9705 | 29.5967
2017-02-28 20:00 | 11455.4312 | 29.3339 | 11426.0973 | 11191.5761 | 234.5212 | 0.020955 | FALSE | FALSE | 0.025314 | FALSE | 0.025314 | FALSE | FALSE | -54.7212 | FALSE | -54.7212 | 234.5212 | 29.3339 | 0.0026211 | 0.0025542 | FALSE | FALSE | 0.00090467 | FALSE | 0.00090467 | FALSE | FALSE | 18.9705 | FALSE | 18.9705 | 29.3339
2017-02-28 21:00 | 10775.4797 | 28.7187 | 10746.761 | 10529.4366 | 217.3243 | 0.02064 | FALSE | FALSE | 0.025314 | FALSE | 0.025314 | FALSE | FALSE | -54.7212 | FALSE | -54.7212 | 217.3243 | 28.7187 | 0.0027275 | 0.0026581 | FALSE | FALSE | 0.00090467 | FALSE | 0.00090467 | FALSE | FALSE | 18.9705 | FALSE | 18.9705 | 28.7187
2017-02-28 22:00 | 9990.2596 | 28.0084 | 9962.2512 | 9764.7861 | 197.4651 | 0.020222 | FALSE | FALSE | 0.025314 | FALSE | 0.025314 | FALSE | FALSE | -54.7212 | FALSE | -54.7212 | 197.4651 | 28.0084 | 0.0028683 | 0.0027957 | FALSE | FALSE | 0.00090467 | FALSE | 0.00090467 | FALSE | FALSE | 18.9705 | FALSE | 18.9705 | 28.0084
2017-02-28 23:00 | 9202.2139 | 27.2955 | 9174.9184 | 8997.384 | 177.5344 | 0.019732 | FALSE | FALSE | 0.025314 | FALSE | 0.025314 | FALSE | FALSE | -54.7212 | FALSE | -54.7212 | 177.5344 | 27.2955 | 0.0030337 | 0.0029574 | FALSE | FALSE | FALSE | 0.00087361 | 0.00087361 | FALSE | FALSE | FALSE | 19.2563 | 19.2563 | 27.2955
|  |  | Seasonal Total | 24148614.0282 | 522793.892 | 0.021649 | [10 empty] | Seasonal Total | 63951.5138 | 0.0026482
[5 empty] | ANNUAL AVERAGE | 0.021345 | [11 empty] | ANNUAL AVERAGE | 0.0026861
Note on D4: System load (POD) based on subtracting predicted GSU losses from total energy input to system
Note on B5: Hourly PI data representing net interchange plus net generation (gross generation less auxiliary loads) measured at low side of GSU's. (but not reduced to account for GSU losses.)
Note on C5: Based on GSU losses curve fit
Note on E5: System load (POD) based on subtracting predicted transmission losses from total energy input to system less GSU losses
Note on G5: Transmission losses as a decimal value of POD load
Note on S5: Predicted GSU losses from curve fit based on total energy input to system. Calculated in column AF and copied into column S.

## POD and GSU Curve fit
|  | DATA POINTS FROM HOURLY EMS SNAPSHOT |  |  |  | DATA POINTS FROM HOURLY EMS SNAPSHOT
|  | Point of Delivery |  |  |  | EMS Point of Delivery
Date | PI Load (MW) | Load + EMS Transmission Losses (MW) | EMS GSU Losses (MW) |  | Date | Load (MW) | EMS Transmission Losses (MW)
2017-01-09 09:00 | 18707.9832 | 18482.1255 | 41.7049 |  | 2017-01-09 09:00 | 17973.6 | 508.5255
2017-01-09 18:00 | 17369.5545 | 17461.3299 | 40.3563 |  | 2017-01-09 18:00 | 16961.9 | 499.4299
2016-12-12 09:00 | 13260.1835 | 13452.6654 | 31.1407 |  | 2016-12-12 09:00 | 13173.9 | 278.7654
2017-01-03 03:00 | 9123.527 | 9202.0716 | 27.2953 |  | 2017-01-03 03:00 | 9028.25 | 173.8216
2017-02-12 03:00 | 7595.3143 | 7657.6704 | 25.9461 |  | 2017-02-12 03:00 | 7518.27 | 139.4004
| m | *x+ | b |  | m | *x+ | b
Y(1) | 0.0013212 | *x+ | 17.2869 | Y(1) | 0.0089905 | *x+ | 346.9347
Y(2) | 0.0022989 | *x+ | 0.21425 | Y(2) | 0.058254 | *x+ | -488.6612
Y(3) | 0.00090467 | *x+ | 18.9705 | Y(3) | 0.025314 | *x+ | -54.7212
Y(4) | 0.00087361 | *x+ | 19.2563 | Y(4) | 0.022796 | *x+ | -31.9845
Curve check |  |  |  | Curve check
18482.1255 | 41.7049 |  |  | 17973.6 | 508.5255
17461.3299 | 40.3563 |  |  | 16961.9 | 499.4299
13452.6654 | 31.1407 |  |  | 13173.9 | 278.7654
9202.0716 | 27.2953 |  |  | 9028.25 | 173.8216
Formulas:
Date = [Date]
Note on A3: From From "DEC Hourly Loads @ 99_85_50_15_1 % for F15 thru S16 months.xlsx" spreadsheet "Summer 2016" tab "Selected Hours - MW Method" table info
Note on C3: Summation of EMS load data at each point of delivery plus EMS line and non-GSU transformer losses.
Note on D3: GSU loss data from EMS data snapshot for applicable day/hour.
Note on J3: From From "DEC Hourly Loads @ 99_85_50_15_1 % for F15 thru S16 months.xlsx" spreadsheet "Summer 2016" tab "Selected Hours - MW Method" table info
Note on K3: Summation of EMS load data at each point of delivery.
Note on L3: Transmission loss data from EMS data snapshot for applicable day/hour.