## Additions Pivot
Transmission Additions by Project with Project Description - 2014
Sum of Activity Cost |  | Gl Account
Act Work Order Number | Act Work Order Description | 101000 Plant In Service - Elect/Gas | 106100 Electric Plant CCNC | Grand Total
1000074 | I/R MISC TRANSMISSION LINES - AR |  | 790.67 | 790.67
1000075 | I/R MISC TRANSMISSION LINES - KS |  | 1204.88 | 1204.88
1000076 | I/R MISC TRANSMISSION LINES - MO | 50098.96 | -16463.49 | 33635.47
1000077 | I/R MISC TRANSMISSION LINES - OK |  | 1676.62 | 1676.62
1000080 | I/R OVERHEAD EXTENSIONS - MO | 6998.53 |  | 6998.53
1000141 | ARRESTERS/CUTOUTS 1:1 REPLACE - MO | 14306.97 |  | 14306.97
1000188 | OT STORM LIKE FOR LIKE - BAXTER |  | 926.65 | 926.65
1000190 | MT STORM LIKE FOR LIKE - BOLIVAR | 46432.63 | -46887.49 | -454.86
1000194 | MT STORM LIKE FOR LIKE - JOPLIN |  | 1100.97 | 1100.97
1000196 | MT STORM LIKE FOR LIKE - NEOSHO |  | 839.43 | 839.43
1000202 | MT STORM LIKE FOR LIKE - WEBB CITY |  | 7172.48 | 7172.48
1000212 | Inst Auto 69kV MOAB Sch at SUB 436 |  | 440509.56 | 440509.56
1000213 | Inst Auto 69kV MOAB Sch at SUB 114 |  | 69898.12 | 69898.12
1000214 | I&R 69kV breaker and relay panel |  | 697716.94 | 697716.94
1000238 | I&R BO Transmission Pole |  | 10843.36 | 10843.36
1000243 | I&R 161kV Crossarms 84-0 421-349 |  | 17989.07 | 17989.07
1000253 | POLES/GUYS/ANCHORS 1:1 REPLACE - MO | 10760.54 |  | 10760.54
1000262 | 345KV SOUTH BUS EXPANSION |  | 188.34 | 188.34
1000268 | TEST-SWS/LKOUT RELAYS SUB 705 |  | 5389.28 | 5389.28
1000276 | I&R Priority Trans Pole & Fixture |  | 83262.08 | 83262.08
1000278 | I&R Non-Prior Trans 21-3 - 69kV |  | 34480.31 | 34480.31
1000321 | I&R 161 Strs Ln 80-0 for NERC Compl | 1270783.51 | -1342123.58 | -71340.07
1000323 | I&R NP Dist Poles Ckt #2712 | 2343.44 | -747.12 | 1596.32
1000329 | I&R BO 125VDC Battery & Charger |  | -29.32 | -29.32
1000332 | I&R BO 125 VDC Station Battery |  | -364.55 | -364.55
1000334 | I&R BO 69kV Switch and Structure |  | 113300.05 | 113300.05
1000337 | Relocate 69kV 06-0 Ln SUB167-SUB406 |  | 755657.44 | 755657.44
1000374 | I&R Strs Ln 89-0 SUB438-R5 NERC |  | 2973.69 | 2973.69
1000375 | I&R Strs Ln 96-0 SUB389 to SUB439 | 168505.19 | -173382.39 | -4877.2
1000376 | I&R Strs Ln 84-0 SUB 395 - SPA NERC |  | -80065.21 | -80065.21
1000377 | I&R Strs Ln 79-0 SUB 292 to SUB 383 |  | 1942.35 | 1942.35
1000379 | I&R Strs Ln 88-0 SUB 382 - 383 NERC |  | 2566.47 | 2566.47
1000380 | I&R Strs Ln 95-0 SUB 145-439 NERC |  | -249.63 | -249.63
1000381 | I&R Strs Ln 84-0 SUB 349-421 NERC |  | -109242.15 | -109242.15
1000382 | I&R Strs Ln 79-0 SUB 124-383 NERC |  | 6635.88 | 6635.88
1000509 | I&R Ln 84-0 349-421 NERC Ph 1 |  | 65914.18 | 65914.18
1000541 | I&R 34.5kV Ln 27-0 Hwy 59 Road Move |  | 94.65 | 94.65
1000581 | Inst 34kV Arresters at SUB #308 |  | 8601.83 | 8601.83
1000585 | Inst Timing Relays in Breakers #349 |  | 103.99 | 103.99
1000637 | I&R BO 49V Battery at SUB 315 |  | -5.26 | -5.26
1000660 | I/R 69kV LN 39-0 CAMPBELL&PLAINVIEW |  | 365751.95 | 365751.95
1000694 | I 69kV Breaker at SUB 397 |  | 821079.34 | 821079.34
1000702 | I&R Ln 92-0 Martin to 50th Street |  | 12936.05 | 12936.05
1000743 | Ins Strs Ln85-0 SUB 349-366 NERCPh1 |  | 11299.26 | 11299.26
1000770 | I&R Str Ln89-0 SUB 312-387 BO Pole |  | 513.07 | 513.07
1000771 | I&R 69kV Breakers at SUB 131 |  | 874302.27 | 874302.27
1000790 | I 69kV Strs for Kodiak SUB 471 |  | 10786.59 | 10786.59
1000809 | I&R BO 12kV Cap Bank Brkr SUB 435 |  | 63728.91 | 63728.91
1000811 | I&R BO 59kV Brkr - SUB 355 |  | 997.65 | 997.65
1000814 | I&R Line 84-0 SUB Litch-349 NERC | 344508.62 | 101.59 | 344610.21
1000815 | I&R Ln 84-0 - SUB 395-421 NERC |  | 613364.44 | 613364.44
1000816 | I&R Ln 85-0 SUB 110-417 NERC |  | 162087.2 | 162087.2
1000817 | I&R Ln 85-0 SUB 366-417 NERC |  | 250370.46 | 250370.46
1000818 | I&R Ln 85-0 349-366 NERC Ph 2 | 1037109.38 | 601.58 | 1037710.96
1000831 | I&R Ln 89-0 SUB 387-438 NERC |  | 306304.87 | 306304.87
1000833 | I&R Ln 80-0 SUB 124-295 for NERC |  | 1228231.93 | 1228231.93
1000834 | I&R Ln 80-0 SUB 331-412 NERC |  | 242022.65 | 242022.65
1000835 | I&R Ln 83-0 SUB 109-CARSPA NERC |  | 267414.42 | 267414.42
1000836 | I&R Ln 83-0 SUB 110-432 NERC | 96046.15 | 17.49 | 96063.64
1000837 | I&R Ln 87-0 SUB 368-446 NERC |  | 409964.61 | 409964.61
1000838 | I&R Ln 91-0 SUB 392-435 NERC |  | 343788.42 | 343788.42
1000839 | I&R Ln 79-0 SUB 292-389 NERC |  | 279409.25 | 279409.25
1000840 | I&R Ln 79-0 SUB 452-439 NERC |  | 362341.13 | 362341.13
1000841 | I&R 161kV Strs Ln 80-0 NERC Ph 2 |  | 50941.68 | 50941.68
1000859 | I&R BO 161kV PTs at SUB 312 |  | 79950.84 | 79950.84
1000860 | I&R BO 161kV PTs at SUB 435 |  | 42778.75 | 42778.75
1000861 | I&R 161kV Breaker at SUB 439 |  | 177704.97 | 177704.97
1000862 | Install Synchroscope at SUB 312 |  | 22667.6 | 22667.6
1000863 | Install Synchroscope at SUB 368 |  | 18591.86 | 18591.86
1000864 | I&R 69kV Breaker at SUB 80 |  | 92712.91 | 92712.91
1000865 | I&R 69kV Relay Panels at SUB 393 |  | 403918.12 | 403918.12
1000866 | I&R Station Equipment at SUB 56 |  | 402041.16 | 402041.16
1000872 | Inst 3 Xformers & R 3 CCVTs-SUB389 |  | 40606.51 | 40606.51
1000873 | I&R BO 161kV Pts - SUB 292 |  | 40967.16 | 40967.16
1000874 | I&R 69kV Switches at SUB #167 |  | 104761.97 | 104761.97
1000875 | I&R 69kV Switches at SUB #284 |  | 115259.7 | 115259.7
1000877 | I&R 161kV Brkr & Switch - SUB #110 |  | 62881.15 | 62881.15
1000878 | I&R 69kV Switches at SUB #389 |  | 49574.56 | 49574.56
1000898 | I&R 69kV Ln 38-0 Hwy 125/FR 215 |  | 20636.52 | 20636.52
1000907 | I&R Ln 91-0 SUB 184-435 NERC |  | 449755.29 | 449755.29
1000908 | I&R Ln 87-0 SUB 368-431 NERC |  | 352835.99 | 352835.99
1000909 | I&R Ln 87-0 SUB 73-431 NERC |  | 172739.68 | 172739.68
1000921 | I&R Damaged Structure 90-0 Line |  | 4294.5 | 4294.5
1000928 | Install 69kV Breakers at SUB 205 |  | 818252.79 | 818252.79
1000939 | I&R Ln 92-0 NEO SPA - SUB 292 NERC |  | 250715.69 | 250715.69
1000940 | I&R 161kV Ln 79-0 SUB 389-439 NERC |  | 587751.56 | 587751.56
1000943 | I&R Ln 87-0 SUB 124-446 NERC |  | 215178.15 | 215178.15
1000944 | I&R 69kV Ln 27-0 Welch Phase 2 |  | 1329085.27 | 1329085.27
1000945 | I&R Damaged 38-0 Str A FRs 48 & 215 |  | 11830.93 | 11830.93
1000957 | I&R Ln 97-0 KAMO RVS-SUB 457 NERC |  | 350903.22 | 350903.22
1000974 | I&R Ln 86-0 SUB 452-404 NERC |  | 227673.99 | 227673.99
1000975 | I&R Ln 82-0 KS Line-SUB 452 NERC |  | 50121.21 | 50121.21
1000976 | I&R Ln 82-0 SUB 110-KS Line NERC |  | 49392.48 | 49392.48
1000977 | I&R Line 83-0 SUB 109-432 NERC |  | 197220.21 | 197220.21
1000978 | I&R Ln 95-0 SUB 110-145 NERC |  | 293827 | 293827
1000987 | I&R 48V Battery and Rack SUB 145 |  | 11817.42 | 11817.42
1000991 | Purchase Spare 69kV Brkr SUB 360 |  | 40032.32 | 40032.32
1001000 | Purchase Spare 161kV PTs-SUB 360 |  | 31680.59 | 31680.59
1001037 | I&R Ln 92-0 River Road BO Pole |  | -7841.97 | -7841.97
1001053 | I&R 69kV Ln 33-0/08-0 Greenfield |  | 664746.43 | 664746.43
1001054 | I&R Ln 91-1 Grove - SUB 435 NERC |  | 186068.76 | 186068.76
1001087 | I&R 69kV Ln 06-0 Riverton Plant PH2 |  | 132806.22 | 132806.22
1001088 | I&R Ln 89-0 SUB 312-387 NERC |  | 338339.58 | 338339.58
1001090 | I&R Ln 80-1 SUB 413-433 NERC |  | 44586.73 | 44586.73
1001092 | I&R Ln 80-1 SUB 412 - 433 NERC |  | 140860.79 | 140860.79
1001093 | I&R Ln 80-0 SUB 295-424 NERC |  | 58162.81 | 58162.81
1001094 | I&R Ln 80-0 SUB 412-424 NERC |  | 391463.82 | 391463.82
1001097 | Inst 69kV Ln 30-0 SUB 131 Shoe Fly |  | 33129.94 | 33129.94
1001108 | APRIL 2014 TORNADO - TRANS - KS |  | 101667.92 | 101667.92
1001109 | APRIL 2014 TORNADO - TRANS - MO |  | 21383.48 | 21383.48
1001110 | APRIL 2014 TORNADO - TRANS - OK |  | 185213.38 | 185213.38
1001136 | I&R 69kV in Ln 33-0 for SWEC Attach |  | 29.11 | 29.11
1001163 | I&R Ln 30-3 SUB 131 Diamond Switche |  | 122849.71 | 122849.71
1001167 | I&R Ln 91-0 BO Struct Noel Elk Rvr |  | 41767.46 | 41767.46
1001168 | I&R BO Arresters at SUB 109 |  | 14088.22 | 14088.22
1001214 | I&R 161kV Ln 91-0 Anderson-BO Pole |  | 55292.75 | 55292.75
1001216 | I&R Battery & Charger at SUB 292 |  | 16873.57 | 16873.57
1001217 | I&R Battery and Charger at SUB 64 |  | 13198.56 | 13198.56
1001228 | I&R Ln 27-0 SUB 388 34.5kV Switch |  | 44782.8 | 44782.8
1001233 | I&R 69kV Disc Sw at SUB 249 |  | 735.9 | 735.9
1001243 | I&R Battery Charges SUB 404 |  | 6466.04 | 6466.04
1001247 | I/R 6 69kV DISCON SWITCHES SUB 167 |  | 13758.42 | 13758.42
1001253 | I/R LN 79-0 BO STR 416057 SUB 389 |  | 53184.42 | 53184.42
1001282 | I&R Diff Rlys on GSU Panel SUB 312 |  | 44533.04 | 44533.04
1001284 | I&R 69kV Guys & Anch-SRC Improvemen |  | -2137.99 | -2137.99
1001286 | I&R 69kV Ins Ln 30-0 MON to AUR |  | 6431.77 | 6431.77
1001289 | I&R 161kV PT at SUB 335 |  | 5475.95 | 5475.95
1001290 | I&R Insul 30-0 Mon 152 - Aur 124 |  | 52339.56 | 52339.56
1001348 | I&R Switch/Structure Ln 26-0 Albatr |  | 55615.06 | 55615.06
1001377 | Inst Swgr Remote Rack Equip SUB 422 |  | 23791.44 | 23791.44
1001378 | Inst Swgr Remote Rack Equip SUB 430 |  | 22682 | 22682
1001379 | Inst Swgr Remote Rack Equip SUB 284 |  | 45982.54 | 45982.54
1001381 | Inst Swgr Remote Rack Equip SUB 432 |  | 28658.29 | 28658.29
1001382 | Inst Swgr Remote Rack Equip SUB 315 |  | 31084.58 | 31084.58
1001383 | Inst Swgr Remote Rack Equip SUB 372 |  | 27041.12 | 27041.12
1001434 | I&R SUB 59 Exits Ln 25-0 |  | 1827.15 | 1827.15
1001449 | I&R BO 69kV BKR #6989 at Sub #109 |  | 17050.8 | 17050.8
1001492 | 2015 MO Trans C Truss Reinf |  | 0 | 0
1001549 | I&R 69kV Disc Switch at SUB 292 |  | 7501.46 | 7501.46
1001697 | I&R BO 161kV Str 514045 |  | 34304.11 | 34304.11
1001698 | I&R BO 161kV Str 513981 |  | 34464.62 | 34464.62
1001699 | I&R BO 161kV Str 513969 |  | 37109.99 | 37109.99
4000112 | I&R Trans Pole 08-3 308-318 |  | 4640 | 4640
4000116 | I&R Non-Pri Trans Poles 30-3 |  | 8751.85 | 8751.85
4000118 | I&R Trans C-truss 30-4 |  | 994.03 | 994.03
4000135 | I&R Dist C-Trusses Ckt 3315 |  | 1141.6 | 1141.6
4000136 | I&R Trans Pole & Ins 08-2 308-217 |  | -90.31 | -90.31
4000137 | I&R Trans C-truss 08-20 308-304 |  | 8414.09 | 8414.09
4000138 | I&R Trans Poles & Ins 08-2 308-304 |  | 4196.01 | 4196.01
4000139 | Inst Trans C-truss 08-2 324-304 |  | 3690.5 | 3690.5
4000140 | I&R Trans Poles & Ins 08-2 324-304 |  | 9510 | 9510
4000141 | I&R Trans Poles 26-0 121-260 |  | 10905.28 | 10905.28
4000143 | I&R Non-Pri Tran Poles 26-0 260-338 |  | 13055.24 | 13055.24
4000144 | I&R Non-Pri Tran Poles 26-0 338-262 |  | 34607.35 | 34607.35
4000145 | Inst Trans C-truss 26-0 355-124 |  | 958.36 | 958.36
4000146 | I&R Non-Pri Tran Pole 26-0 355-124 |  | 2029.82 | 2029.82
4000148 | I&R Non-Pri Tran Poles 26-0 397-80 |  | 10043.9 | 10043.9
4000150 | Inst Trans C-trusses 26-0 445-121 |  | 5677.13 | 5677.13
4000151 | Inst Trans C-trusses 26-0 80-445 |  | 2777.81 | 2777.81
4000165 | Inst Dist C-trusses Ckt 3691 |  | 5130.63 | 5130.63
4000226 | I&R Non-Priority Trans 26-0 80-445 |  | 7681.01 | 7681.01
4000237 | I&R Non-Pri Dist Poles Ckt 4251 |  | 1124.47 | 1124.47
4000245 | Priority Trans Insul 80-1 413-438 |  | 3260.74 | 3260.74
4000251 | I&R Pri Trans Pole 21-0 326-700 |  | 19000.32 | 19000.32
4000307 | I&R Non-Pri Trans Poles Line 06-0 |  | 35284.94 | 35284.94
4000308 | I&R Non-Pri Trans Insul Line 06-0 |  | 1503.88 | 1503.88
4000309 | I&R Post Process Dist Pole CKT 3751 |  | 2811.94 | 2811.94
4000310 | I&R Non-Pri Trans Insul Line 06-1 |  | 2374.73 | 2374.73
4000311 | I&R Non-Pri Trans Insul Line 39-0 |  | 2822.29 | 2822.29
4000354 | Post Process I&R Trans Pole 26-0 |  | 2950.49 | 2950.49
4000369 | I&R BO DAMAGED TRANS POLE 27-1 LINE |  | 4989.02 | 4989.02
4000375 | I&R BO TRANS FIXTURES 33-0 217-602 |  | 1467.88 | 1467.88
4000388 | POST PROCESS TRAN POLE 21-0 326-700 |  | 5921.81 | 5921.81
4000393 | I&R DAMAGE 69KV ANCHOR 06-0 406-291 |  | 1087.84 | 1087.84
4000394 | Fix Erosion of Trans Poles |  | 41747.47 | 41747.47
4000421 | I&R BO 161KV DE Str 79-0 452-439 |  | 81506.49 | 81506.49
4000434 | I&R BO TRANS POLE 30-3 131-347 |  | 9254.61 | 9254.61
4000435 | I&R BO TRANS POLE 30-0 131-362 |  | 6859.45 | 6859.45
4000470 | Ins 69kv Trans poles 21-0 322-184 |  | 16248.16 | 16248.16
4000502 | I&R BO TRANS FIXTURE 33-0 249-403 |  | 1028.46 | 1028.46
4000516 | I&R Non-Pri Trans Poles 80-0 |  | 93680.03 | 93680.03
4000624 | I&R 69KV TRANS POLE 20-0 SWEC XING |  | 7674.81 | 7674.81
4000663 | I&R PRIORITY TRAN XARM 88-0 383-382 |  | 6158.81 | 6158.81
4000675 | I&R 69KV ARMS FIXTURES 20-0 LINE |  | 11380.52 | 11380.52
4000681 | I&R DAMAGED POLE 06-0 381T-363 |  | 5045.32 | 5045.32
4000685 | I&R 69KV ARMS FIXTURES 20-0 LINE |  | 2094.73 | 2094.73
4000703 | I&R BO 69KV TRANS POLES 35-0 56-449 |  | 103898.46 | 103898.46
4000809 | I&R BO 161KV TRAN XARM 85-0 366-417 |  | 12103.76 | 12103.76
4000812 | I&R BO 161KV TRAN XARM 85-0 349-366 |  | 9254.95 | 9254.95
AT0004C | Install Misc Transmission Line | 69.3 | -46.2 | 23.1
AT3975C | Storm Job-Trans-Arkansas | 2997.23 | -2997.23 | 0
AT4072C | I/R BO 69KV BREAK #6992 SUB392 |  | -15529.13 | -15529.13
AT4122C | I/R T VX BROK INS 21-0 700-435 |  | 1727.08 | 1727.08
KD2637C | I/R POST PROCESS D PL CIR#2823 |  | -2.71 | -2.71
KT0004C | Install Misc Transmission Line | 1639.05 | -1639.05 | 0
KT2113C | Storm Job-Trans-Kansas | 10634.75 | -10634.75 | 0
KT2188C | I&R 161kV Cndctr-Rivert/St Lne | -133928.6 | 133928.6 | 0
KT2213C | I&R BO Station Battery SUB 300 | 20589.94 | -20589.94 | 0
KT2520C | I/R 34.5KV BREAK 3426 @ SUB271 | 92109.47 | -92109.47 | 0
KT2595C | I/R STR LN 27-0 HWY166 BRDG MV | 770.06 | -564.62 | 205.44
KT2610C | I/R A 01-0 167-94/81-0 452-94 | 3736.37 | -3736.37 | 0
KT2612C | I/R A 01-0 94-SEK 91-0 94-NEOS | 3698.92 | -3698.92 | 0
KT2614C | I/R A 01-0 SEK-425 81-0 94-NEO | 6542.91 | -6542.91 | 0
KT2624C | I/R T AERIA PAT 81-0 94-NEOSHO | 740.81 | -740.81 | 0
MD14051C | I&R 12KV 9TH-32ND ST/MAIDEN LN | 20318.09 | -33142.14 | -12824.05
MD15357C | MAY 2011 TORNADO - SUB#59 | 604696.19 |  | 604696.19
MD15678C | INCREASE 69/12KV CAP SUB#602 |  | 5898.89 | 5898.89
MD15696C | I/R NONPRIOR D PLS CIR#1843 | 8081.97 |  | 8081.97
MD15940C | I/R NONPRIOR D PLS CIR#1092 | 1392.61 |  | 1392.61
MD16339C | EXT COM CBS PHARMACY |  | -26395.92 | -26395.92
MD16669C | FEBRUARY 2012 TORNADO BOLIVAR | 1024.65 |  | 1024.65
MD16768C | I/R BO 12KV BREAK 331-5 SUB331 | 10738.19 |  | 10738.19
MD17177C | I/R WIND 69KV 10.5 XFMR @ #430 | 365260.08 | -365260.08 | 0
MIC13301C | 345KV NORTH BUS EXP IATAN COM |  | 4.33 | 4.33
MT0002C | install misc. trans. sub equip |  | -5366.59 | -5366.59
MT0004C | Install Misc Transmission Line | 8975.51 | -4487.73 | 4487.78
MT11113C | Storm Job-Trans-Aurora | 4704.23 | -3528.17 | 1176.06
MT11118C | Storm Job-Trans-Bolivar | 230305.79 | -246115.8 | -15810.01
MT11123C | Storm Job-Trans-Joplin | 184979.75 | -184979.75 | -2.9104e-11
MT11128C | Storm Job-Trans-Webb City | 136977.02 | -121980.28 | 14996.74
MT11133C | Storm Job-Trans-Neosho | 7072.43 | -7072.43 | 0
MT11138C | Storm Job-Trans-Ozark | 169551.25 | -169551.25 | 0
MT13901C | I&R BREAKER #3411 AT SUB#308 |  | 322.6 | 322.6
MT14578C | I/R 161KV BOPL 80-1 SUB412/413 | 843877.01 | -786871.56 | 57005.45
MT14626C | I/R NONPRI AER 80-0 424-412 |  | 8403.62 | 8403.62
MT15105C | RECONDUCTOR 20-0 69KV LINE | -370466.75 | 296.73 | -370170.02
MT15233C | I/R NONPRIOR T 34-1 280-105 | 821.74 | -924.27 | -102.53
MT15411C | I/R BO T SUB FACIL #59 PHYSICA |  | 904.96 | 904.96
MT15591C | I/R NONPRIOR T 21-0 700-435 |  | 12577.31 | 12577.31
MT15610C | I/R NONPRIO 161KV 91-0 435-184 |  | 9637.15 | 9637.15
MT15778C | I/R GUY/GUY STUB PL AFTER WREC | 6274.12 | -6274.12 | 0
MT15828C | Right of Way-20-0 Line Rebuild |  | 27 | 27
MT15838C | I C-Truss Tr Reinf 161kV 87-0 | 3790.12 |  | 3790.12
MT15844C | Prior Trans 161kV 87-0 368-431 |  | -616.59 | -616.59
MT15931C | INS 69KV BREAK/CONT ENC SUB602 | 927017.61 | -937556.38 | -10538.77
MT15960C | IN 2 16KV BREAK/FACILIT SUB422 |  | 3729.56 | 3729.56
MT15981C | I SYS SPARE 161KV BREAK SUB360 | 2721.55 | 0 | 2721.55
MT16012C | I/R 69KV STR FIB/PL SUB360/100 |  | -53548.44 | -53548.44
MT16014C | I/R OPGW LN #32-0 SUB284/SB100 | 221889.46 | -268781.82 | -46892.36
MT16016C | I/R PLS FIBER BETW SUB64/284 |  | -98915.28 | -98915.28
MT16374C | I 69KV SWTCH/STR RET 2 SW 1 ST | 42735.74 | -42735.74 | 7.276e-12
MT16376C | I 69KV JUMP RET 69KV SWITCH |  | -1704.83 | -1704.83
MT16380C | I/R 69KV PL OPGW L 35-0 S I-44 | 59589.51 | -87682.61 | -28093.1
MT16460C | I 161KV ST PLS SUB#59 LN TERM |  | -2275.37 | -2275.37
MT16500C | I C TRUSS T REINF 31-0 167-59 | 5016.67 | -5016.67 | 0
MT16503C | I C TRUSS T REINF 08-1 324-250 | 10744.57 |  | 10744.57
MT16509C | I C TRUSS REINF 94-0 383-BROOK | 3300.24 |  | 3300.24
MT16514C | I/R NONPRIOR PL 94-0 383-BROOK | 14256.46 | -14256.46 | -1.819e-12
MT16538C | I C TRUSS T REINF 08-0 250-614 | 5119.78 | -5119.78 | 9.0949e-13
MT16547C | I/R NONPRIOR T PL 08-0 250-614 | 80113 | -78381.67 | 1731.33
MT16555C | I/R STRS LN 92-0 SUB422/SUB393 | 140921.99 | -140921.99 | 0
MT16565C | I/R NONPR PL161KV 80-1 412-433 |  | -0.29 | -0.29
MT16582C | I/R 345KV HORIZ LN PST INSULAT | 4602.04 | -4602.04 | 0
MT16586C | I/R 161KVRELY PNL#6961 SUB360 | 236892.69 | -234109.18 | 2783.51
MT16646C | I/R NONPRIO PL 26-5 LN 445-369 | 29589.39 | -26447.15 | 3142.24
MT16667C | FEBRUARY '12 TORNADO BRAN/HOLL | 1016779.41 | -1078841.59 | -62062.18
MT16671C | FEBRUARY 2012 TORNADO BOLIVAR | 98598.08 | -83759.27 | 14838.81
MT16681C | I/R 69KV LN DISC KAMO SUBSTAT |  | 1460.9 | 1460.9
MT16713C | BLD T FACIL SILVER CRK SUB469 |  | 1773164.44 | 1773164.44
MT16801C | I/R 48KV BATT/CHARGER SUB#80 | 9026.22 | -9026.22 | 1.819e-12
MT16966C | I/R 69KV SWT 39-0 NIXA SUB 114 |  | 1064.33 | 1064.33
MT17012C | I/R AUTO XFMR RELAY PAN SUB312 |  | 5316.14 | 5316.14
MT17099C | I/R 69KV PLS LN 33-0 ZORA/MAIN |  | -430.07 | -430.07
MT17117C | I/R IN LN 35-0 RIDGEWD DR NEOS |  | 7.59 | 7.59
MT17137C | I/R XFMR WINDIG 69/34KV SUB430 | 326863.29 | -326863.29 | 0
MT17190C | BUILD T FACIL KODIAK SUB471 |  | 2006821.81 | 2006821.81
MT17262C | I&R 161kV Strs Ln 92-0 SUB 469 |  | -8715.7 | -8715.7
OD5686C | INSTALL SCADA RADIO SUB#404 | 90174.94 |  | 90174.94
OT0002C | Inst Misc Trans Substat Equip | 7624.54 | -7624.54 | -9.0949e-13
OT5403C | Storm Job-Trans-Oklahoma | 173032.37 | -170556.48 | 2475.89
OT5735C | I C TRUSS T REINF 06-0 363-428 | 3764.84 | -3764.84 | -4.5475e-13
OT5736C | I C TRUSS T REINF 06-0 404-377 | 1675.26 | -1675.26 | 2.2737e-13
OT5737C | I C TRUSS T REINF 06-0 271-404 | 1140.27 | -1140.27 | 0
OT5739C | I/R PLS LN 27-0 69KV INSULATIO |  | 1052530.26 | 1052530.26
Grand Total |  | 8809058.05 | 17336730.28 | 26145788.33

## Additions by Period Pivot
Transmission Additions by Project with Project Description, by Period - 2014
Sum of Activity Cost |  | Gl Posting Mo Yr
Act Work Order Number | Act Work Order Description | 2014-01-01 | 2014-02-01 | 2014-03-01 | 2014-04-01 | 2014-05-01 | 2014-06-01 | 2014-07-01 | 2014-08-01 | 2014-09-01 | 2014-10-01 | 2014-11-01 | 2014-12-01 | Grand Total
1000074 | I/R MISC TRANSMISSION LINES - AR | 2014-02-01: 790.67 | 790.67
1000075 | I/R MISC TRANSMISSION LINES - KS | 2014-01-01: 999.7; 2014-02-01: 80.97; 2014-03-01: 362.57; 2014-08-01: -238.36 | 1204.88
1000076 | I/R MISC TRANSMISSION LINES - MO | 2014-01-01: 54; 2014-03-01: -397.44; 2014-05-01: 7352.5; 2014-06-01: 6932.65; 2014-07-01: 1406.11; 2014-08-01: 5005.14; 2014-12-01: 13282.51 | 33635.47
1000077 | I/R MISC TRANSMISSION LINES - OK | 2014-03-01: 1024.85; 2014-09-01: 651.77 | 1676.62
1000080 | I/R OVERHEAD EXTENSIONS - MO | 2014-08-01: 6998.53 | 6998.53
1000141 | ARRESTERS/CUTOUTS 1:1 REPLACE - MO | 2014-03-01: 14306.97 | 14306.97
1000188 | OT STORM LIKE FOR LIKE - BAXTER | 2014-03-01: 897.68; 2014-05-01: 28.97 | 926.65
1000190 | MT STORM LIKE FOR LIKE - BOLIVAR | 2014-03-01: -454.86 | -454.86
1000194 | MT STORM LIKE FOR LIKE - JOPLIN | 2014-09-01: 1100.97 | 1100.97
1000196 | MT STORM LIKE FOR LIKE - NEOSHO | 2014-06-01: 839.43 | 839.43
1000202 | MT STORM LIKE FOR LIKE - WEBB CITY | 2014-02-01: 12217.59; 2014-03-01: -5045.11 | 7172.48
1000212 | Inst Auto 69kV MOAB Sch at SUB 436 | 2014-09-01: 439378.65; 2014-10-01: 159.75; 2014-11-01: -1320.7; 2014-12-01: 2291.86 | 440509.56
1000213 | Inst Auto 69kV MOAB Sch at SUB 114 | 20825.75 | 37196.6 | 6430.65 | 3841.57 | 167.8 | 111.71 | 1298.36 | 25.5 | 0.18 |  |  |  | 69898.12
1000214 | I&R 69kV breaker and relay panel | 2014-01-01: 686095.06; 2014-02-01: 9520.82; 2014-03-01: 28.6; 2014-05-01: 252.06; 2014-07-01: 1698.68; 2014-12-01: 121.72 | 697716.94
1000238 | I&R BO Transmission Pole | 2014-02-01: 9647.64; 2014-03-01: 1240.73; 2014-12-01: -45.01 | 10843.36
1000243 | I&R 161kV Crossarms 84-0 421-349 | 2014-05-01: 17975.27; 2014-12-01: 13.8 | 17989.07
1000253 | POLES/GUYS/ANCHORS 1:1 REPLACE - MO | 2014-04-01: 8821.54; 2014-08-01: 1939 | 10760.54
1000262 | 345KV SOUTH BUS EXPANSION | 2014-04-01: 188.34 | 188.34
1000268 | TEST-SWS/LKOUT RELAYS SUB 705 | 2014-03-01: 3027.9; 2014-04-01: 190.78; 2014-05-01: 1157.05; 2014-06-01: 619.78; 2014-07-01: 393.77 | 5389.28
1000276 | I&R Priority Trans Pole & Fixture | 2014-10-01: 82704.14; 2014-11-01: 583.52; 2014-12-01: -25.58 | 83262.08
1000278 | I&R Non-Prior Trans 21-3 - 69kV | 2014-10-01: 33340.78; 2014-11-01: 1121.91; 2014-12-01: 17.62 | 34480.31
1000321 | I&R 161 Strs Ln 80-0 for NERC Compl | 2014-01-01: 876.31; 2014-03-01: -81595.61; 2014-04-01: -1914.59; 2014-07-01: -695.11; 2014-08-01: 1653.57; 2014-09-01: 2748.96; 2014-10-01: 7586.4 | -71340.07
1000323 | I&R NP Dist Poles Ckt #2712 | 2014-03-01: 1596.32 | 1596.32
1000329 | I&R BO 125VDC Battery & Charger | 2014-06-01: -29.32 | -29.32
1000332 | I&R BO 125 VDC Station Battery | 2014-05-01: -364.55 | -364.55
1000334 | I&R BO 69kV Switch and Structure | 2014-04-01: 96512.74; 2014-05-01: 18587.09; 2014-06-01: -1956.38; 2014-07-01: 71.17; 2014-12-01: 85.43 | 113300.05
1000337 | Relocate 69kV 06-0 Ln SUB167-SUB406 |  |  | 638842.98 | 19761.86 | -1499.81 | 886.57 | 334.03 | 97051.86 | -103.51 |  |  | 383.46 | 755657.44
1000374 | I&R Strs Ln 89-0 SUB438-R5 NERC | 2014-03-01: 3837.84; 2014-04-01: -864.15 | 2973.69
1000375 | I&R Strs Ln 96-0 SUB389 to SUB439 | 2014-03-01: -3167.01; 2014-04-01: -1745.21; 2014-05-01: 35.02 | -4877.2
1000376 | I&R Strs Ln 84-0 SUB 395 - SPA NERC | 2014-08-01: -80065.21 | -80065.21
1000377 | I&R Strs Ln 79-0 SUB 292 to SUB 383 | 2014-03-01: 80.96; 2014-04-01: -3426.22; 2014-06-01: 2789.7; 2014-07-01: 911.23; 2014-08-01: 390.98; 2014-09-01: -212.21; 2014-10-01: 1407.91 | 1942.35
1000379 | I&R Strs Ln 88-0 SUB 382 - 383 NERC | 2014-01-01: 525.93; 2014-02-01: 2524.89; 2014-07-01: -484.35 | 2566.47
1000380 | I&R Strs Ln 95-0 SUB 145-439 NERC | 2014-06-01: -249.63 | -249.63
1000381 | I&R Strs Ln 84-0 SUB 349-421 NERC | 2014-01-01: 512.63; 2014-07-01: 271.36; 2014-08-01: -110026.14 | -109242.15
1000382 | I&R Strs Ln 79-0 SUB 124-383 NERC | 2014-02-01: 5079.27; 2014-06-01: 2122.25; 2014-07-01: -565.64 | 6635.88
1000509 | I&R Ln 84-0 349-421 NERC Ph 1 | 2014-03-01: -780.49; 2014-06-01: -90.57; 2014-08-01: 66785.24 | 65914.18
1000541 | I&R 34.5kV Ln 27-0 Hwy 59 Road Move | 2014-07-01: 94.65 | 94.65
1000581 | Inst 34kV Arresters at SUB #308 | 2014-11-01: 8601.59; 2014-12-01: 0.24 | 8601.83
1000585 | Inst Timing Relays in Breakers #349 | 2014-01-01: 103.99 | 103.99
1000637 | I&R BO 49V Battery at SUB 315 | 2014-01-01: -5.26 | -5.26
1000660 | I/R 69kV LN 39-0 CAMPBELL&PLAINVIEW | 2014-06-01: 366586.59; 2014-07-01: 142.01; 2014-08-01: 15335.76; 2014-09-01: -19658.88; 2014-10-01: 4812.57; 2014-11-01: -1453.93; 2014-12-01: -12.17 | 365751.95
1000694 | I 69kV Breaker at SUB 397 | 2014-06-01: 811169.29; 2014-07-01: 8105.19; 2014-08-01: 1470.17; 2014-12-01: 334.69 | 821079.34
1000702 | I&R Ln 92-0 Martin to 50th Street | 2014-01-01: 47656.72; 2014-02-01: -43861.43; 2014-04-01: 330.01; 2014-06-01: 8810.75 | 12936.05
1000743 | Ins Strs Ln85-0 SUB 349-366 NERCPh1 | 2014-01-01: 12589.1; 2014-02-01: -1262.84; 2014-07-01: -27 | 11299.26
1000770 | I&R Str Ln89-0 SUB 312-387 BO Pole | 2014-03-01: 371.02; 2014-06-01: 188.5; 2014-07-01: -46.45 | 513.07
1000771 | I&R 69kV Breakers at SUB 131 | 2014-07-01: 863410.61; 2014-08-01: 10466.27; 2014-09-01: 3.13; 2014-10-01: 186.87; 2014-12-01: 235.39 | 874302.27
1000790 | I 69kV Strs for Kodiak SUB 471 | 2014-01-01: 93484.49; 2014-02-01: -91868.73; 2014-03-01: 8769.53; 2014-04-01: 401.3 | 10786.59
1000809 | I&R BO 12kV Cap Bank Brkr SUB 435 | 2014-05-01: 63418.91; 2014-06-01: 262.12; 2014-12-01: 47.88 | 63728.91
1000811 | I&R BO 59kV Brkr - SUB 355 | 2014-09-01: 997.65 | 997.65
1000814 | I&R Line 84-0 SUB Litch-349 NERC |  | 410933.85 | -24832.38 | 6721.59 | 248.79 | 4284.62 | -627.5 | -52220.35 |  | 1.819e-12 |  | 101.59 | 344610.21
1000815 | I&R Ln 84-0 - SUB 395-421 NERC |  |  | 588610.16 | 10018.03 | 6385.76 | 1792.65 | 5288.62 |  |  | 504.18 | 623.79 | 141.25 | 613364.44
1000816 | I&R Ln 85-0 SUB 110-417 NERC | 2014-03-01: 181223.34; 2014-04-01: 2294.34; 2014-05-01: 2820.44; 2014-06-01: 1815.49; 2014-07-01: 1603.93; 2014-08-01: -27710.85; 2014-12-01: 40.51 | 162087.2
1000817 | I&R Ln 85-0 SUB 366-417 NERC |  | 322208.8 | -45613.95 | 4374 | 771.86 | 373.44 | 4622.49 | -37523.16 |  | 1087.35 |  | 69.63 | 250370.46
1000818 | I&R Ln 85-0 349-366 NERC Ph 2 |  | 1065092.59 | 44193.24 | 24366.59 | 4358.39 | 10314.33 | -993.55 | -110222.21 |  | 1.4552e-11 |  | 601.58 | 1037710.96
1000831 | I&R Ln 89-0 SUB 387-438 NERC | 2014-10-01: 305947.76; 2014-11-01: 431.97; 2014-12-01: -74.86 | 306304.87
1000833 | I&R Ln 80-0 SUB 124-295 for NERC | 2014-08-01: 1230618.86; 2014-09-01: -5511.25; 2014-10-01: 755.69; 2014-12-01: 2368.63 | 1228231.93
1000834 | I&R Ln 80-0 SUB 331-412 NERC | 2014-09-01: 232891.78; 2014-10-01: 7181.91; 2014-11-01: 1807.13; 2014-12-01: 141.83 | 242022.65
1000835 | I&R Ln 83-0 SUB 109-CARSPA NERC | 2014-07-01: 276049.7; 2014-08-01: -9268.6; 2014-09-01: 642.79; 2014-12-01: -9.47 | 267414.42
1000836 | I&R Ln 83-0 SUB 110-432 NERC | 2014-03-01: 76479.82; 2014-04-01: 25013.81; 2014-05-01: 80.18; 2014-06-01: 36.53; 2014-08-01: -5564.19; 2014-12-01: 17.49 | 96063.64
1000837 | I&R Ln 87-0 SUB 368-446 NERC |  |  | 444255.19 | -38138.58 | -1038.66 | -740.75 |  | 37.5 | 409.55 | 5088.77 |  | 91.59 | 409964.61
1000838 | I&R Ln 91-0 SUB 392-435 NERC | 2014-04-01: 345688.87; 2014-05-01: 432.4; 2014-06-01: -2397.04; 2014-12-01: 64.19 | 343788.42
1000839 | I&R Ln 79-0 SUB 292-389 NERC | 2014-04-01: 316184.24; 2014-05-01: -15937.1; 2014-06-01: 65.27; 2014-09-01: 2011.94; 2014-10-01: -22983.73; 2014-12-01: 68.63 | 279409.25
1000840 | I&R Ln 79-0 SUB 452-439 NERC | 2014-08-01: 361335.14; 2014-09-01: 715.87; 2014-12-01: 290.12 | 362341.13
1000841 | I&R 161kV Strs Ln 80-0 NERC Ph 2 | 2014-03-01: 47373.01; 2014-11-01: 3568.67 | 50941.68
1000859 | I&R BO 161kV PTs at SUB 312 | 2014-05-01: 69879.56; 2014-06-01: 350; 2014-07-01: -105.53; 2014-08-01: 61.74; 2014-09-01: 9742.46; 2014-12-01: 22.61 | 79950.84
1000860 | I&R BO 161kV PTs at SUB 435 | 2014-03-01: 40967.24; 2014-04-01: 40.05; 2014-08-01: 1771.46 | 42778.75
1000861 | I&R 161kV Breaker at SUB 439 | 2014-05-01: 176170.47; 2014-07-01: 1493.11; 2014-12-01: 41.39 | 177704.97
1000862 | Install Synchroscope at SUB 312 | 2014-12-01: 22667.6 | 22667.6
1000863 | Install Synchroscope at SUB 368 | 2014-12-01: 18591.86 | 18591.86
1000864 | I&R 69kV Breaker at SUB 80 | 2014-12-01: 92712.91 | 92712.91
1000865 | I&R 69kV Relay Panels at SUB 393 | 2014-09-01: 366828.66; 2014-10-01: 16886.54; 2014-11-01: 20000.8; 2014-12-01: 202.12 | 403918.12
1000866 | I&R Station Equipment at SUB 56 | 2014-11-01: 397675.49; 2014-12-01: 4365.67 | 402041.16
1000872 | Inst 3 Xformers & R 3 CCVTs-SUB389 | 2014-05-01: 40577.49; 2014-12-01: 29.02 | 40606.51
1000873 | I&R BO 161kV Pts - SUB 292 | 2014-05-01: 36762.13; 2014-06-01: 2489.71; 2014-10-01: 1708.74; 2014-12-01: 6.58 | 40967.16
1000874 | I&R 69kV Switches at SUB #167 | 2014-11-01: 126550.26; 2014-12-01: -21788.29 | 104761.97
1000875 | I&R 69kV Switches at SUB #284 | 2014-06-01: 114322.05; 2014-07-01: 313.59; 2014-08-01: 811.77; 2014-09-01: -190.97; 2014-12-01: 3.26 | 115259.7
1000877 | I&R 161kV Brkr & Switch - SUB #110 | 2014-06-01: 52636.38; 2014-07-01: 17679.06; 2014-08-01: 935.92; 2014-09-01: -207.08; 2014-10-01: -8168.66; 2014-12-01: 5.53 | 62881.15
1000878 | I&R 69kV Switches at SUB #389 | 2014-05-01: 27327.77; 2014-06-01: 22889.61; 2014-07-01: -650.68; 2014-12-01: 7.86 | 49574.56
1000898 | I&R 69kV Ln 38-0 Hwy 125/FR 215 | 2014-04-01: 20626.68; 2014-12-01: 9.84 | 20636.52
1000907 | I&R Ln 91-0 SUB 184-435 NERC | 2014-07-01: 455149.22; 2014-08-01: -12554.76; 2014-09-01: 7075.21; 2014-12-01: 85.62 | 449755.29
1000908 | I&R Ln 87-0 SUB 368-431 NERC |  |  |  | 348791.17 | 5668.94 | -50.15 |  | -6255.27 | 349.31 | 1926.61 | 2279.2 | 126.18 | 352835.99
1000909 | I&R Ln 87-0 SUB 73-431 NERC |  |  |  | 161062.6 | 141.96 | -10.62 |  | 8869.09 | 361.33 | 78.7 | 2178.91 | 57.71 | 172739.68
1000921 | I&R Damaged Structure 90-0 Line | 2014-03-01: 4294.5 | 4294.5
1000928 | Install 69kV Breakers at SUB 205 | 2014-12-01: 818252.79 | 818252.79
1000939 | I&R Ln 92-0 NEO SPA - SUB 292 NERC | 2014-07-01: 250630.61; 2014-09-01: 39.85; 2014-12-01: 45.23 | 250715.69
1000940 | I&R 161kV Ln 79-0 SUB 389-439 NERC | 2014-04-01: 593865.74; 2014-05-01: -26075.71; 2014-06-01: 20200.65; 2014-07-01: -366.9; 2014-08-01: 97.4; 2014-12-01: 30.38 | 587751.56
1000943 | I&R Ln 87-0 SUB 124-446 NERC | 2014-08-01: 211089.79; 2014-09-01: 4014.58; 2014-10-01: 139.7; 2014-12-01: -65.92 | 215178.15
1000944 | I&R 69kV Ln 27-0 Welch Phase 2 | 2014-08-01: 1390192.87; 2014-09-01: 295.09; 2014-10-01: -6765; 2014-11-01: -21586.45; 2014-12-01: -33051.24 | 1329085.27
1000945 | I&R Damaged 38-0 Str A FRs 48 & 215 | 2014-04-01: 11193.73; 2014-05-01: 632.01; 2014-12-01: 5.19 | 11830.93
1000957 | I&R Ln 97-0 KAMO RVS-SUB 457 NERC | 2014-12-01: 350903.22 | 350903.22
1000974 | I&R Ln 86-0 SUB 452-404 NERC | 2014-08-01: 225842.89; 2014-09-01: 834.78; 2014-10-01: 115.65; 2014-11-01: 852; 2014-12-01: 28.67 | 227673.99
1000975 | I&R Ln 82-0 KS Line-SUB 452 NERC | 2014-08-01: 48502.22; 2014-11-01: 805.76; 2014-12-01: 813.23 | 50121.21
1000976 | I&R Ln 82-0 SUB 110-KS Line NERC | 2014-07-01: 48085.25; 2014-10-01: 113.9; 2014-11-01: 568.08; 2014-12-01: 625.25 | 49392.48
1000977 | I&R Line 83-0 SUB 109-432 NERC | 2014-07-01: 197785.94; 2014-08-01: -912.9; 2014-09-01: 360.04; 2014-12-01: -12.87 | 197220.21
1000978 | I&R Ln 95-0 SUB 110-145 NERC | 2014-07-01: 292445.04; 2014-11-01: 730.66; 2014-12-01: 651.3 | 293827
1000987 | I&R 48V Battery and Rack SUB 145 | 2014-01-01: 11805.85; 2014-02-01: 11.57 | 11817.42
1000991 | Purchase Spare 69kV Brkr SUB 360 | 2014-06-01: 40032.32 | 40032.32
1001000 | Purchase Spare 161kV PTs-SUB 360 | 2014-03-01: 30033.02; 2014-08-01: 51.62; 2014-12-01: 1595.95 | 31680.59
1001037 | I&R Ln 92-0 River Road BO Pole | 2014-01-01: -304.9; 2014-02-01: -7537.07 | -7841.97
1001053 | I&R 69kV Ln 33-0/08-0 Greenfield | 2014-07-01: 749815.36; 2014-08-01: -86269.08; 2014-09-01: -1811.43; 2014-10-01: 3068.21; 2014-12-01: -56.63 | 664746.43
1001054 | I&R Ln 91-1 Grove - SUB 435 NERC | 2014-07-01: 187008.09; 2014-08-01: -950.73; 2014-12-01: 11.4 | 186068.76
1001087 | I&R 69kV Ln 06-0 Riverton Plant PH2 | 2014-03-01: 122184.87; 2014-04-01: 18656.2; 2014-05-01: -2384.56; 2014-06-01: 91.3; 2014-07-01: 309.58; 2014-08-01: -6061.71; 2014-12-01: 10.54 | 132806.22
1001088 | I&R Ln 89-0 SUB 312-387 NERC | 2014-10-01: 332925.49; 2014-11-01: 5495.14; 2014-12-01: -81.05 | 338339.58
1001090 | I&R Ln 80-1 SUB 413-433 NERC | 2014-09-01: 38391.15; 2014-10-01: 6784.14; 2014-11-01: -586.4; 2014-12-01: -2.16 | 44586.73
1001092 | I&R Ln 80-1 SUB 412 - 433 NERC | 2014-09-01: 140790.27; 2014-10-01: 7868.06; 2014-11-01: -7773.61; 2014-12-01: -23.93 | 140860.79
1001093 | I&R Ln 80-0 SUB 295-424 NERC | 2014-09-01: 57642.78; 2014-10-01: 28.88; 2014-11-01: 500.95; 2014-12-01: -9.8 | 58162.81
1001094 | I&R Ln 80-0 SUB 412-424 NERC | 2014-09-01: 409871.46; 2014-10-01: -18832.97; 2014-11-01: 437.32; 2014-12-01: -11.99 | 391463.82
1001097 | Inst 69kV Ln 30-0 SUB 131 Shoe Fly | 2014-12-01: 33129.94 | 33129.94
1001108 | APRIL 2014 TORNADO - TRANS - KS | 2014-06-01: 103422.57; 2014-07-01: -2366.87; 2014-10-01: 475.34; 2014-11-01: 136.88 | 101667.92
1001109 | APRIL 2014 TORNADO - TRANS - MO | 2014-06-01: 20176.65; 2014-10-01: 937; 2014-11-01: 269.83 | 21383.48
1001110 | APRIL 2014 TORNADO - TRANS - OK | 2014-06-01: 191898.21; 2014-07-01: 1265.84; 2014-08-01: -8008.91; 2014-09-01: 25.2; 2014-11-01: 33.04 | 185213.38
1001136 | I&R 69kV in Ln 33-0 for SWEC Attach | 2014-03-01: 2514.49; 2014-04-01: -32.65; 2014-07-01: -2481.84; 2014-09-01: 29.11 | 29.11
1001163 | I&R Ln 30-3 SUB 131 Diamond Switche | 2014-12-01: 122849.71 | 122849.71
1001167 | I&R Ln 91-0 BO Struct Noel Elk Rvr | 2014-08-01: 41781.42; 2014-12-01: -13.96 | 41767.46
1001168 | I&R BO Arresters at SUB 109 | 2014-03-01: 14088.22 | 14088.22
1001214 | I&R 161kV Ln 91-0 Anderson-BO Pole | 2014-12-01: 55292.75 | 55292.75
1001216 | I&R Battery & Charger at SUB 292 | 2014-06-01: 17250.24; 2014-07-01: -492.24; 2014-08-01: 123.66; 2014-12-01: -8.09 | 16873.57
1001217 | I&R Battery and Charger at SUB 64 | 2014-07-01: 13803.81; 2014-10-01: -595.74; 2014-12-01: -9.51 | 13198.56
1001228 | I&R Ln 27-0 SUB 388 34.5kV Switch | 2014-08-01: 36390.24; 2014-09-01: 8306.6; 2014-11-01: 98.59; 2014-12-01: -12.63 | 44782.8
1001233 | I&R 69kV Disc Sw at SUB 249 | 2014-05-01: 855.18; 2014-12-01: -119.28 | 735.9
1001243 | I&R Battery Charges SUB 404 | 2014-05-01: 6465.94; 2014-12-01: 0.1 | 6466.04
1001247 | I/R 6 69kV DISCON SWITCHES SUB 167 | 2014-06-01: 13687.98; 2014-07-01: 74.07; 2014-12-01: -3.63 | 13758.42
1001253 | I/R LN 79-0 BO STR 416057 SUB 389 | 2014-06-01: 54111.03; 2014-10-01: -926.61 | 53184.42
1001282 | I&R Diff Rlys on GSU Panel SUB 312 | 2014-12-01: 44533.04 | 44533.04
1001284 | I&R 69kV Guys & Anch-SRC Improvemen | 2014-12-01: -2137.99 | -2137.99
1001286 | I&R 69kV Ins Ln 30-0 MON to AUR | 2014-08-01: 6432.44; 2014-12-01: -0.67 | 6431.77
1001289 | I&R 161kV PT at SUB 335 | 2014-05-01: 5475.95 | 5475.95
1001290 | I&R Insul 30-0 Mon 152 - Aur 124 | 2014-08-01: 52358.34; 2014-12-01: -18.78 | 52339.56
1001348 | I&R Switch/Structure Ln 26-0 Albatr | 2014-08-01: 64048.25; 2014-09-01: -8262.56; 2014-10-01: -167.75; 2014-12-01: -2.88 | 55615.06
1001377 | Inst Swgr Remote Rack Equip SUB 422 | 2014-11-01: 19430.14; 2014-12-01: 4361.3 | 23791.44
1001378 | Inst Swgr Remote Rack Equip SUB 430 | 2014-11-01: 18326.51; 2014-12-01: 4355.49 | 22682
1001379 | Inst Swgr Remote Rack Equip SUB 284 | 2014-12-01: 45982.54 | 45982.54
1001381 | Inst Swgr Remote Rack Equip SUB 432 | 2014-11-01: 27918.81; 2014-12-01: 739.48 | 28658.29
1001382 | Inst Swgr Remote Rack Equip SUB 315 | 2014-12-01: 31084.58 | 31084.58
1001383 | Inst Swgr Remote Rack Equip SUB 372 | 2014-12-01: 27041.12 | 27041.12
1001434 | I&R SUB 59 Exits Ln 25-0 | 2014-11-01: 1827.44; 2014-12-01: -0.29 | 1827.15
1001449 | I&R BO 69kV BKR #6989 at Sub #109 | 2014-07-01: 16157.34; 2014-08-01: 893.46 | 17050.8
1001492 | 2015 MO Trans C Truss Reinf | 2014-11-01: 5000; 2014-12-01: -5000 | 0
1001549 | I&R 69kV Disc Switch at SUB 292 | 2014-09-01: 6717.16; 2014-11-01: 784.3 | 7501.46
1001697 | I&R BO 161kV Str 514045 | 2014-12-01: 34304.11 | 34304.11
1001698 | I&R BO 161kV Str 513981 | 2014-12-01: 34464.62 | 34464.62
1001699 | I&R BO 161kV Str 513969 | 2014-12-01: 37109.99 | 37109.99
4000112 | I&R Trans Pole 08-3 308-318 | 2014-03-01: 4640 | 4640
4000116 | I&R Non-Pri Trans Poles 30-3 | 2014-03-01: 8751.01; 2014-12-01: 0.84 | 8751.85
4000118 | I&R Trans C-truss 30-4 | 2014-01-01: 982.83; 2014-02-01: 11.2 | 994.03
4000135 | I&R Dist C-Trusses Ckt 3315 | 2014-08-01: 1141.6 | 1141.6
4000136 | I&R Trans Pole & Ins 08-2 308-217 | 2014-01-01: -90.31 | -90.31
4000137 | I&R Trans C-truss 08-20 308-304 | 2014-01-01: 8318.22; 2014-02-01: 95.07; 2014-12-01: 0.8 | 8414.09
4000138 | I&R Trans Poles & Ins 08-2 308-304 | 2014-02-01: 3227.2; 2014-03-01: 968.5; 2014-12-01: 0.31 | 4196.01
4000139 | Inst Trans C-truss 08-2 324-304 | 2014-01-01: 3648.7; 2014-02-01: 41.8 | 3690.5
4000140 | I&R Trans Poles & Ins 08-2 324-304 | 2014-02-01: 7707.34; 2014-03-01: 1801.91; 2014-12-01: 0.75 | 9510
4000141 | I&R Trans Poles 26-0 121-260 | 2014-01-01: 10868.28; 2014-02-01: 35.78; 2014-12-01: 1.22 | 10905.28
4000143 | I&R Non-Pri Tran Poles 26-0 260-338 | 2014-04-01: 13052.21; 2014-12-01: 3.03 | 13055.24
4000144 | I&R Non-Pri Tran Poles 26-0 338-262 | 2014-08-01: 21287.91; 2014-09-01: 13318.44; 2014-12-01: 1 | 34607.35
4000145 | Inst Trans C-truss 26-0 355-124 | 2014-01-01: 947.44; 2014-02-01: 10.92 | 958.36
4000146 | I&R Non-Pri Tran Pole 26-0 355-124 | 2014-03-01: 2029.82 | 2029.82
4000148 | I&R Non-Pri Tran Poles 26-0 397-80 | 2014-03-01: 10041.56; 2014-12-01: 2.34 | 10043.9
4000150 | Inst Trans C-trusses 26-0 445-121 | 2014-01-01: 5612.62; 2014-02-01: 64.51 | 5677.13
4000151 | Inst Trans C-trusses 26-0 80-445 | 2014-01-01: 2777.81 | 2777.81
4000165 | Inst Dist C-trusses Ckt 3691 | 2014-09-01: 5132.12; 2014-12-01: -1.49 | 5130.63
4000226 | I&R Non-Priority Trans 26-0 80-445 | 2014-01-01: 9206.74; 2014-02-01: -1526.47; 2014-12-01: 0.74 | 7681.01
4000237 | I&R Non-Pri Dist Poles Ckt 4251 | 2014-08-01: 1124.53; 2014-12-01: -0.06 | 1124.47
4000245 | Priority Trans Insul 80-1 413-438 | 2014-01-01: 6146.54; 2014-02-01: -2879.58; 2014-03-01: -6.22 | 3260.74
4000251 | I&R Pri Trans Pole 21-0 326-700 | 2014-05-01: 31553.56; 2014-06-01: -15827.42; 2014-08-01: 3273.96; 2014-12-01: 0.22 | 19000.32
4000307 | I&R Non-Pri Trans Poles Line 06-0 | 2014-08-01: 35287.7; 2014-12-01: -2.76 | 35284.94
4000308 | I&R Non-Pri Trans Insul Line 06-0 | 2014-07-01: 1652.64; 2014-08-01: -148.76 | 1503.88
4000309 | I&R Post Process Dist Pole CKT 3751 | 2014-09-01: 2834.36; 2014-10-01: 12.14; 2014-11-01: -33.68; 2014-12-01: -0.88 | 2811.94
4000310 | I&R Non-Pri Trans Insul Line 06-1 | 2014-08-01: 2374.73 | 2374.73
4000311 | I&R Non-Pri Trans Insul Line 39-0 | 2014-02-01: 1549.28; 2014-03-01: 1139.42; 2014-04-01: 133.59 | 2822.29
4000354 | Post Process I&R Trans Pole 26-0 | 2014-12-01: 2950.49 | 2950.49
4000369 | I&R BO DAMAGED TRANS POLE 27-1 LINE | 2014-02-01: 4989.02 | 4989.02
4000375 | I&R BO TRANS FIXTURES 33-0 217-602 | 2014-03-01: 1467.88 | 1467.88
4000388 | POST PROCESS TRAN POLE 21-0 326-700 | 2014-05-01: 5921.81 | 5921.81
4000393 | I&R DAMAGE 69KV ANCHOR 06-0 406-291 | 2014-04-01: 1087.84 | 1087.84
4000394 | Fix Erosion of Trans Poles | 2014-08-01: 41747.45; 2014-12-01: 0.02 | 41747.47
4000421 | I&R BO 161KV DE Str 79-0 452-439 | 2014-12-01: 81506.49 | 81506.49
4000434 | I&R BO TRANS POLE 30-3 131-347 | 2014-06-01: 9265.33; 2014-08-01: -10.78; 2014-12-01: 0.06 | 9254.61
4000435 | I&R BO TRANS POLE 30-0 131-362 | 2014-06-01: 9533.07; 2014-08-01: -2673.68; 2014-12-01: 0.06 | 6859.45
4000470 | Ins 69kv Trans poles 21-0 322-184 | 2014-09-01: 16249.68; 2014-12-01: -1.52 | 16248.16
4000502 | I&R BO TRANS FIXTURE 33-0 249-403 | 2014-08-01: 1028.46 | 1028.46
4000516 | I&R Non-Pri Trans Poles 80-0 | 2014-09-01: 92509.94; 2014-10-01: 625.69; 2014-11-01: 550.97; 2014-12-01: -6.57 | 93680.03
4000624 | I&R 69KV TRANS POLE 20-0 SWEC XING | 2014-10-01: 7674.81 | 7674.81
4000663 | I&R PRIORITY TRAN XARM 88-0 383-382 | 2014-09-01: 2451.46; 2014-10-01: 3707.35 | 6158.81
4000675 | I&R 69KV ARMS FIXTURES 20-0 LINE | 2014-09-01: 16.46; 2014-10-01: 11364.06 | 11380.52
4000681 | I&R DAMAGED POLE 06-0 381T-363 | 2014-10-01: 5045.32 | 5045.32
4000685 | I&R 69KV ARMS FIXTURES 20-0 LINE | 2014-10-01: 2094.73 | 2094.73
4000703 | I&R BO 69KV TRANS POLES 35-0 56-449 | 2014-12-01: 103898.46 | 103898.46
4000809 | I&R BO 161KV TRAN XARM 85-0 366-417 | 2014-12-01: 12103.76 | 12103.76
4000812 | I&R BO 161KV TRAN XARM 85-0 349-366 | 2014-12-01: 9254.95 | 9254.95
AT0004C | Install Misc Transmission Line | 2014-07-01: 23.1 | 23.1
AT3975C | Storm Job-Trans-Arkansas | 2014-08-01: 0 | 0
AT4072C | I/R BO 69KV BREAK #6992 SUB392 | 2014-01-01: 491.86; 2014-02-01: 474.3; 2014-03-01: -16495.29 | -15529.13
AT4122C | I/R T VX BROK INS 21-0 700-435 | 2014-02-01: 1693.04; 2014-03-01: 34.04 | 1727.08
KD2637C | I/R POST PROCESS D PL CIR#2823 | 2014-01-01: -2.71 | -2.71
KT0004C | Install Misc Transmission Line | 2014-08-01: 7.1054e-14 | 7.1054e-14
KT2113C | Storm Job-Trans-Kansas | 2014-09-01: 0 | 0
KT2188C | I&R 161kV Cndctr-Rivert/St Lne | 2014-05-01: 0 | 0
KT2213C | I&R BO Station Battery SUB 300 | 2014-05-01: 0 | 0
KT2520C | I/R 34.5KV BREAK 3426 @ SUB271 | 2014-03-01: 0 | 0
KT2595C | I/R STR LN 27-0 HWY166 BRDG MV | 2014-01-01: -100.62; 2014-05-01: 306.06; 2014-08-01: 143.94; 2014-09-01: -143.94 | 205.44
KT2610C | I/R A 01-0 167-94/81-0 452-94 | 2014-03-01: 0 | 0
KT2612C | I/R A 01-0 94-SEK 91-0 94-NEOS | 2014-03-01: 0 | 0
KT2614C | I/R A 01-0 SEK-425 81-0 94-NEO | 2014-03-01: 0 | 0
KT2624C | I/R T AERIA PAT 81-0 94-NEOSHO | 2014-03-01: 0 | 0
MD14051C | I&R 12KV 9TH-32ND ST/MAIDEN LN | 2014-01-01: 10.72; 2014-04-01: 391.78; 2014-05-01: -13045.88; 2014-06-01: -180.67 | -12824.05
MD15357C | MAY 2011 TORNADO - SUB#59 | 2014-08-01: 604503.29; 2014-11-01: 192.9 | 604696.19
MD15678C | INCREASE 69/12KV CAP SUB#602 | 2014-08-01: 5898.89 | 5898.89
MD15696C | I/R NONPRIOR D PLS CIR#1843 | 2014-03-01: 8081.97 | 8081.97
MD15940C | I/R NONPRIOR D PLS CIR#1092 | 2014-03-01: 1392.61 | 1392.61
MD16339C | EXT COM CBS PHARMACY | 2014-03-01: -26395.92 | -26395.92
MD16669C | FEBRUARY 2012 TORNADO BOLIVAR | 2014-09-01: 1024.65 | 1024.65
MD16768C | I/R BO 12KV BREAK 331-5 SUB331 | 2014-10-01: 10738.19 | 10738.19
MD17177C | I/R WIND 69KV 10.5 XFMR @ #430 | 2014-02-01: 0 | 0
MIC13301C | 345KV NORTH BUS EXP IATAN COM | 2014-04-01: 4.33 | 4.33
MT0002C | install misc. trans. sub equip | 2014-08-01: -5366.59 | -5366.59
MT0004C | Install Misc Transmission Line | 2014-08-01: 4487.78 | 4487.78
MT11113C | Storm Job-Trans-Aurora | 2014-08-01: 1176.06 | 1176.06
MT11118C | Storm Job-Trans-Bolivar | 2014-08-01: -73386.47; 2014-09-01: 57576.46 | -15810.01
MT11123C | Storm Job-Trans-Joplin | 2014-08-01: -2.1828e-11 | -2.1828e-11
MT11128C | Storm Job-Trans-Webb City | 2014-01-01: 14996.74; 2014-03-01: -7.276e-12 | 14996.74
MT11133C | Storm Job-Trans-Neosho | 2014-08-01: 0 | 0
MT11138C | Storm Job-Trans-Ozark | 2014-03-01: -2.9104e-11 | -2.9104e-11
MT13901C | I&R BREAKER #3411 AT SUB#308 | 2014-08-01: 322.6 | 322.6
MT14578C | I/R 161KV BOPL 80-1 SUB412/413 | 2014-01-01: -7450.6; 2014-08-01: 15373.73; 2014-11-01: 49082.32 | 57005.45
MT14626C | I/R NONPRI AER 80-0 424-412 | 2014-02-01: 8405.04; 2014-12-01: -1.42 | 8403.62
MT15105C | RECONDUCTOR 20-0 69KV LINE | 2014-03-01: 388; 2014-04-01: -374303.92; 2014-05-01: 3449.17; 2014-06-01: 296.73 | -370170.02
MT15233C | I/R NONPRIOR T 34-1 280-105 | 2014-03-01: -102.53; 2014-04-01: 0 | -102.53
MT15411C | I/R BO T SUB FACIL #59 PHYSICA | 2014-08-01: 904.96 | 904.96
MT15591C | I/R NONPRIOR T 21-0 700-435 | 2014-06-01: 12577.31 | 12577.31
MT15610C | I/R NONPRIO 161KV 91-0 435-184 | 2014-12-01: 9637.15 | 9637.15
MT15778C | I/R GUY/GUY STUB PL AFTER WREC | 2014-01-01: 0 | 0
MT15828C | Right of Way-20-0 Line Rebuild | 2014-01-01: 2027; 2014-07-01: -2000 | 27
MT15838C | I C-Truss Tr Reinf 161kV 87-0 | 2014-09-01: 3790.12 | 3790.12
MT15844C | Prior Trans 161kV 87-0 368-431 | 2014-09-01: -616.59 | -616.59
MT15931C | INS 69KV BREAK/CONT ENC SUB602 | 2014-11-01: -10538.77 | -10538.77
MT15960C | IN 2 16KV BREAK/FACILIT SUB422 | 2014-01-01: 372.52; 2014-03-01: -10.56; 2014-08-01: 3367.6 | 3729.56
MT15981C | I SYS SPARE 161KV BREAK SUB360 | 2014-07-01: 2721.55; 2014-08-01: 0 | 2721.55
MT16012C | I/R 69KV STR FIB/PL SUB360/100 | 2014-04-01: -53548.44 | -53548.44
MT16014C | I/R OPGW LN #32-0 SUB284/SB100 | 2014-05-01: -46892.36 | -46892.36
MT16016C | I/R PLS FIBER BETW SUB64/284 | 2014-01-01: -2964.08; 2014-02-01: -5472.24; 2014-04-01: -90478.96 | -98915.28
MT16374C | I 69KV SWTCH/STR RET 2 SW 1 ST | 2014-05-01: 3.638e-12 | 3.638e-12
MT16376C | I 69KV JUMP RET 69KV SWITCH | 2014-06-01: -1704.83 | -1704.83
MT16380C | I/R 69KV PL OPGW L 35-0 S I-44 | 2014-03-01: -28093.1 | -28093.1
MT16460C | I 161KV ST PLS SUB#59 LN TERM | 2014-06-01: -2275.37 | -2275.37
MT16500C | I C TRUSS T REINF 31-0 167-59 | 2014-09-01: 0 | 0
MT16503C | I C TRUSS T REINF 08-1 324-250 | 2014-09-01: 10744.57 | 10744.57
MT16509C | I C TRUSS REINF 94-0 383-BROOK | 2014-09-01: 3300.24 | 3300.24
MT16514C | I/R NONPRIOR PL 94-0 383-BROOK | 2014-03-01: -1.819e-12 | -1.819e-12
MT16538C | I C TRUSS T REINF 08-0 250-614 | 2014-09-01: 4.5475e-13 | 4.5475e-13
MT16547C | I/R NONPRIOR T PL 08-0 250-614 | 2014-03-01: -374.63; 2014-04-01: 2105.96 | 1731.33
MT16555C | I/R STRS LN 92-0 SUB422/SUB393 | 2014-05-01: 0 | 0
MT16565C | I/R NONPR PL161KV 80-1 412-433 | 2014-12-01: -0.29 | -0.29
MT16582C | I/R 345KV HORIZ LN PST INSULAT | 2014-04-01: 0 | 0
MT16586C | I/R 161KVRELY PNL#6961 SUB360 | 2014-01-01: 2849.76; 2014-03-01: -66.25; 2014-04-01: 0 | 2783.51
MT16646C | I/R NONPRIO PL 26-5 LN 445-369 | 2014-04-01: 3142.24 | 3142.24
MT16667C | FEBRUARY '12 TORNADO BRAN/HOLL | 2014-01-01: 10777.29; 2014-10-01: -72839.47 | -62062.18
MT16671C | FEBRUARY 2012 TORNADO BOLIVAR | 2014-01-01: 14838.81; 2014-09-01: 3.638e-12 | 14838.81
MT16681C | I/R 69KV LN DISC KAMO SUBSTAT | 2014-06-01: 1460.9 | 1460.9
MT16713C | BLD T FACIL SILVER CRK SUB469 | 2014-02-01: 1764691.77; 2014-03-01: 2907.71; 2014-04-01: 1316.94; 2014-05-01: 1182.24; 2014-06-01: 73.06; 2014-10-01: 2081.36; 2014-12-01: 911.36 | 1773164.44
MT16801C | I/R 48KV BATT/CHARGER SUB#80 | 2014-09-01: 1.819e-12 | 1.819e-12
MT16966C | I/R 69KV SWT 39-0 NIXA SUB 114 | 2014-01-01: 1064.33 | 1064.33
MT17012C | I/R AUTO XFMR RELAY PAN SUB312 | 2014-05-01: 5316.14 | 5316.14
MT17099C | I/R 69KV PLS LN 33-0 ZORA/MAIN | 2014-05-01: -430.07 | -430.07
MT17117C | I/R IN LN 35-0 RIDGEWD DR NEOS | 2014-01-01: 7.59 | 7.59
MT17137C | I/R XFMR WINDIG 69/34KV SUB430 | 2014-12-01: 0 | 0
MT17190C | BUILD T FACIL KODIAK SUB471 | 2014-03-01: 1939291.85; 2014-04-01: 62493.09; 2014-05-01: 135.42; 2014-06-01: 557.05; 2014-10-01: 69.02; 2014-12-01: 4275.38 | 2006821.81
MT17262C | I&R 161kV Strs Ln 92-0 SUB 469 | 2014-01-01: -8715.7 | -8715.7
OD5686C | INSTALL SCADA RADIO SUB#404 | 2014-10-01: 90174.94 | 90174.94
OT0002C | Inst Misc Trans Substat Equip | 2014-08-01: 0 | 0
OT5403C | Storm Job-Trans-Oklahoma | 2014-01-01: 3373.57; 2014-03-01: -897.68; 2014-08-01: 0 | 2475.89
OT5735C | I C TRUSS T REINF 06-0 363-428 | 2014-05-01: -4.5475e-13 | -4.5475e-13
OT5736C | I C TRUSS T REINF 06-0 404-377 | 2014-05-01: 1.1369e-13 | 1.1369e-13
OT5737C | I C TRUSS T REINF 06-0 271-404 | 2014-05-01: 0 | 0
OT5739C | I/R PLS LN 27-0 69KV INSULATIO | 2014-08-01: 1048409.75; 2014-09-01: 849.39; 2014-10-01: 1484.78; 2014-11-01: -4113.55; 2014-12-01: 5899.89 | 1052530.26
Grand Total |  | 955214.72 | 3513893.17 | 4025642.95 | 1538221.04 | 434225.59 | 1881811.07 | 3390211.45 | 5045784.33 | 1906307.75 | 827613.5 | 651057.79 | 1975804.97 | 26145788.33

## CPR Data Export
Gl Account | Ferc Acct | Major Location | Ldg Description | Asset Location | Cpr Posting Mo Yr | Gl Posting Mo Yr | Act Work Order Number | Act Work Order Description | Activity Quantity | Activity Cost
101000 Plant In Service - Elect/Gas | 353 - Station Equipment | MO - Substations | TRANSFORMER | Substation 430 - Newton, MO | 2014-03-10 13:38 | 2014-02-01 | MD17177C | I/R WIND 69KV 10.5 XFMR @ #430 | 1 | 365260.08
101000 Plant In Service - Elect/Gas | 356 - Ovrhd Conductors and Devices | KS - Mass Property | Work Order Addition | Mass Property KS | 2014-03-28 09:23 | 2014-03-01 | KT2612C | I/R A 01-0 94-SEK 91-0 94-NEOS | 2 | 3698.92
106100 Electric Plant CCNC | 355 - Poles and Fixtures | MO - Mass Property | I&R 161kV Crossarms 84-0 421-349 | Mass Property MO | 2015-01-12 07:43 | 2014-12-01 | 1000243 | I&R 161kV Crossarms 84-0 421-349 | 1 | 13.8
106100 Electric Plant CCNC | 353 - Station Equipment | MO - Substations | Inst Auto 69kV MOAB Sch at SUB 114 | Substation 114 - Christian, MO | 2014-10-09 13:43 | 2014-09-01 | 1000213 | Inst Auto 69kV MOAB Sch at SUB 114 | 1 | 0.18
106100 Electric Plant CCNC | 353 - Station Equipment | MO - Substations | Inst Auto 69kV MOAB Sch at SUB 114 | Substation 114 - Christian, MO | 2014-02-14 08:33 | 2014-01-01 | 1000213 | Inst Auto 69kV MOAB Sch at SUB 114 | 1 | 20825.75
106100 Electric Plant CCNC | 353 - Station Equipment | MO - Substations | Inst Auto 69kV MOAB Sch at SUB 436 | Substation 436 - Jasper, MO | 2015-01-12 07:43 | 2014-12-01 | 1000212 | Inst Auto 69kV MOAB Sch at SUB 436 | 1 | 2291.86
106100 Electric Plant CCNC | 353 - Station Equipment | MO - Substations | I&R 69kV breaker and relay panel | Substation 64 - Jasper, MO | 2014-04-09 08:43 | 2014-03-01 | 1000214 | I&R 69kV breaker and relay panel | 1 | 28.6
106100 Electric Plant CCNC | 353 - Station Equipment | MO - Substations | I&R 69kV breaker and relay panel | Substation 64 - Jasper, MO | 2014-03-11 12:22 | 2014-02-01 | 1000214 | I&R 69kV breaker and relay panel | 1 | 9520.82
106100 Electric Plant CCNC | 355 - Poles and Fixtures | KS - Mass Property | I&R Non-Prior Trans 21-3 - 69kV | Mass Property KS | 2015-01-12 07:43 | 2014-12-01 | 1000278 | I&R Non-Prior Trans 21-3 - 69kV | 1 | 17.62
106100 Electric Plant CCNC | 356 - Ovrhd Conductors and Devices | MO - Mass Property | MT STORM LIKE FOR LIKE - NEOSHO | Mass Property MO | 2014-07-10 07:50 | 2014-06-01 | 1000196 | MT STORM LIKE FOR LIKE - NEOSHO | 1 | 293.14
106100 Electric Plant CCNC | 355 - Poles and Fixtures | MO - Mass Property | MT STORM LIKE FOR LIKE - WEBB CITY | Mass Property MO | 2014-04-09 08:43 | 2014-03-01 | 1000202 | MT STORM LIKE FOR LIKE - WEBB CITY | 1 | -3283.32
106100 Electric Plant CCNC | 353 - Station Equipment | MO - Iatan Plant | TEST-SWS/LKOUT RELAYS SUB 705 | Iatan Unit 1 | 2014-07-10 07:50 | 2014-06-01 | 1000268 | TEST-SWS/LKOUT RELAYS SUB 705 | 1 | 619.78
101000 Plant In Service - Elect/Gas | 355 - Poles and Fixtures | MO - Mass Property | Work Order Addition | Mass Property MO | 2014-05-01 16:40 | 2014-04-01 | 1000253 | POLES/GUYS/ANCHORS 1:1 REPLACE - MO | 1 | 219.06
101000 Plant In Service - Elect/Gas | 355 - Poles and Fixtures | MO - Mass Property | Work Order Addition | Mass Property MO | 2014-05-01 16:40 | 2014-04-01 | 1000253 | POLES/GUYS/ANCHORS 1:1 REPLACE - MO | 1 | 105.06
106100 Electric Plant CCNC | 355 - Poles and Fixtures | OK - Mass Property | I/R MISC TRANSMISSION LINES - OK | Mass Property OK | 2014-10-09 08:27 | 2014-09-01 | 1000077 | I/R MISC TRANSMISSION LINES - OK | 1 | 615.73
106100 Electric Plant CCNC | 355 - Poles and Fixtures | AR - Mass Property | I/R MISC TRANSMISSION LINES - AR | Mass Property AR | 2014-03-11 12:21 | 2014-02-01 | 1000074 | I/R MISC TRANSMISSION LINES - AR | 1 | 747.01
101000 Plant In Service - Elect/Gas | 356 - Ovrhd Conductors and Devices | MO - Mass Property | Work Order Addition | Mass Property MO | 2014-06-16 09:37 | 2014-06-01 | 1000076 | I/R MISC TRANSMISSION LINES - MO | 4 | 773.41
106100 Electric Plant CCNC | 356 - Ovrhd Conductors and Devices | MO - Mass Property | I/R MISC TRANSMISSION LINES - MO | Mass Property MO | 2014-06-10 08:10 | 2014-05-01 | 1000076 | I/R MISC TRANSMISSION LINES - MO | 1 | 25316.82
101000 Plant In Service - Elect/Gas | 355 - Poles and Fixtures | MO - Mass Property | Work Order Addition | Mass Property MO | 2014-08-13 13:41 | 2014-08-01 | 1000080 | I/R OVERHEAD EXTENSIONS - MO | 1 | 841.46
106100 Electric Plant CCNC | 356 - Ovrhd Conductors and Devices | OK - Mass Property | OT STORM LIKE FOR LIKE - BAXTER | Mass Property OK | 2014-04-09 08:43 | 2014-03-01 | 1000188 | OT STORM LIKE FOR LIKE - BAXTER | 1 | 448.81
106100 Electric Plant CCNC | 356 - Ovrhd Conductors and Devices | MO - Mass Property | MT STORM LIKE FOR LIKE - BOLIVAR | Mass Property MO | 2014-04-09 08:43 | 2014-03-01 | 1000190 | MT STORM LIKE FOR LIKE - BOLIVAR | 1 | -227.43
101000 Plant In Service - Elect/Gas | 355 - Poles and Fixtures | MO - Mass Property | Work Order Addition | Mass Property MO | 2014-03-28 09:21 | 2014-03-01 | 1000190 | MT STORM LIKE FOR LIKE - BOLIVAR | 8 | 27328.53
101000 Plant In Service - Elect/Gas | 356 - Ovrhd Conductors and Devices | MO - Mass Property | Work Order Addition | Mass Property MO | 2014-03-28 09:21 | 2014-03-01 | 1000190 | MT STORM LIKE FOR LIKE - BOLIVAR | 30 | 6591.04
106100 Electric Plant CCNC | 356 - Ovrhd Conductors and Devices | MO - Mass Property | I&R 12KV 9TH-32ND ST/MAIDEN LN | Mass Property MO | 2014-02-14 08:35 | 2014-01-01 | MD14051C | I&R 12KV 9TH-32ND ST/MAIDEN LN | 1 | 10.72
101000 Plant In Service - Elect/Gas | 353 - Station Equipment | MO - Substations | Work Order Addition | Substation 360 - Jasper, MO | 2014-08-13 13:43 | 2014-08-01 | MT15981C | I SYS SPARE 161KV BREAK SUB360 | 0 | 2721.55
106100 Electric Plant CCNC | 355 - Poles and Fixtures | MO - City or Rural | I/R NONPRIO 161KV 91-0 435-184 | Anderson | 2015-01-12 07:49 | 2014-12-01 | MT15610C | I/R NONPRIO 161KV 91-0 435-184 | 1 | 8888.9
106100 Electric Plant CCNC | 353 - Station Equipment | MO - Substations | INCREASE 69/12KV CAP SUB#602 | Substation 602 - Polk, MO | 2014-09-10 09:55 | 2014-08-01 | MD15678C | INCREASE 69/12KV CAP SUB#602 | 1 | 5898.89
101000 Plant In Service - Elect/Gas | 355 - Poles and Fixtures | MO - Mass Property | Work Order Addition | Mass Property MO | 2014-06-05 11:33 | 2014-05-01 | MT16014C | I/R OPGW LN #32-0 SUB284/SB100 | 8 | 145614.92
106100 Electric Plant CCNC | 355 - Poles and Fixtures | MO - Substations | I/R OPGW LN #32-0 SUB284/SB100 | Substation 284 - Jasper, MO | 2014-06-05 11:33 | 2014-05-01 | MT16014C | I/R OPGW LN #32-0 SUB284/SB100 | -3 | 55936.94
106100 Electric Plant CCNC | 355 - Poles and Fixtures | MO - Substations | PCL-MT16014C | Substation 284 - Jasper, MO | 2014-06-05 11:33 | 2014-05-01 | MT16014C | I/R OPGW LN #32-0 SUB284/SB100 | -2 | -324718.76
106100 Electric Plant CCNC | 356 - Ovrhd Conductors and Devices | MO - Mass Property | I 161KV ST PLS SUB#59 LN TERM | Mass Property MO | 2014-07-10 07:52 | 2014-06-01 | MT16460C | I 161KV ST PLS SUB#59 LN TERM | 1 | -241.78
106100 Electric Plant CCNC | 355 - Poles and Fixtures | MO - Mass Property | I 161KV ST PLS SUB#59 LN TERM | Mass Property MO | 2014-07-10 07:52 | 2014-06-01 | MT16460C | I 161KV ST PLS SUB#59 LN TERM | 1 | -1995.28
106100 Electric Plant CCNC | 356 - Ovrhd Conductors and Devices | MO - Mass Property | I/R NONPRIO PL 26-5 LN 445-369 | Mass Property MO | 2014-05-01 16:41 | 2014-04-01 | MT16646C | I/R NONPRIO PL 26-5 LN 445-369 | -3 | -6808.19
106100 Electric Plant CCNC | 356 - Ovrhd Conductors and Devices | MO - Mass Property | I/R NONPRIOR T 21-0 700-435 | Mass Property MO | 2014-07-10 07:52 | 2014-06-01 | MT15591C | I/R NONPRIOR T 21-0 700-435 | 1 | 5924.28
101000 Plant In Service - Elect/Gas | 352 - Structures and Improvements | MO - Substations | Work Order Addition | Substation 59 - Jasper, MO | 2014-08-20 16:42 | 2014-08-01 | MD15357C | MAY 2011 TORNADO - SUB#59 | 1 | 12145.08
101000 Plant In Service - Elect/Gas | 355 - Poles and Fixtures | MO - Mass Property | Work Order Addition | Mass Property MO | 2014-05-15 09:09 | 2014-05-01 | MT16374C | I 69KV SWTCH/STR RET 2 SW 1 ST | 2 | 17132.93
101000 Plant In Service - Elect/Gas | 356 - Ovrhd Conductors and Devices | MO - Mass Property | Work Order Addition | Mass Property MO | 2014-10-14 17:20 | 2014-10-01 | MT16667C | FEBRUARY '12 TORNADO BRAN/HOLL | 508 | 39606.06
101000 Plant In Service - Elect/Gas | 355 - Poles and Fixtures | MO - Mass Property | Work Order Addition | Mass Property MO | 2014-09-29 17:42 | 2014-09-01 | MT15838C | I C-Truss Tr Reinf 161kV 87-0 | 0 | 2915.48
101000 Plant In Service - Elect/Gas | 356 - Ovrhd Conductors and Devices | MO - Mass Property | Work Order Addition | Mass Property MO | 2014-09-05 13:06 | 2014-08-01 | MT0004C | Install Misc Transmission Line | 3 | 2359.28
101000 Plant In Service - Elect/Gas | 356 - Ovrhd Conductors and Devices | MO - Mass Property | Work Order Addition | Mass Property MO | 2014-09-05 13:06 | 2014-08-01 | MT11123C | Storm Job-Trans-Joplin | 12 | 6696.27
101000 Plant In Service - Elect/Gas | 355 - Poles and Fixtures | MO - Mass Property | POLE, WOOD, 51'-55', 69 KV | Mass Property MO | 2014-09-08 17:01 | 2014-08-01 | MT11113C | Storm Job-Trans-Aurora | 2 | 1511.78
106100 Electric Plant CCNC | 355 - Poles and Fixtures | MO - Mass Property | Storm Job-Trans-Aurora | Mass Property MO | 2014-09-08 17:01 | 2014-08-01 | MT11113C | Storm Job-Trans-Aurora | -1 | -1176.05
101000 Plant In Service - Elect/Gas | 356 - Ovrhd Conductors and Devices | MO - Mass Property | Work Order Addition | Mass Property MO | 2014-09-08 17:01 | 2014-08-01 | MT11113C | Storm Job-Trans-Aurora | 20 | 2244.44
106100 Electric Plant CCNC | 355 - Poles and Fixtures | MO - City or Rural | Storm Job-Trans-Bolivar | Aurora | 2014-09-29 17:42 | 2014-09-01 | MT11118C | Storm Job-Trans-Bolivar | -6 | -57576.46
106100 Electric Plant CCNC | 355 - Poles and Fixtures | MO - City or Rural | Storm Job-Trans-Bolivar | Bolivar | 2014-09-29 17:42 | 2014-09-01 | MT11118C | Storm Job-Trans-Bolivar | -2 | 19835.92
101000 Plant In Service - Elect/Gas | 355 - Poles and Fixtures | MO - Mass Property | Work Order Addition | Mass Property MO | 2014-09-29 17:42 | 2014-09-01 | MT11118C | Storm Job-Trans-Bolivar | 2 | 1655.47
106100 Electric Plant CCNC | 355 - Poles and Fixtures | MO - Mass Property | Storm Job-Trans-Bolivar | Mass Property MO | 2014-09-10 09:55 | 2014-08-01 | MT11118C | Storm Job-Trans-Bolivar | 1 | -24462.15
101000 Plant In Service - Elect/Gas | 355 - Poles and Fixtures | MO - Mass Property | Work Order Addition | Mass Property MO | 2014-03-28 09:25 | 2014-03-01 | MT11138C | Storm Job-Trans-Ozark | 35 | 93656.81
106100 Electric Plant CCNC | 355 - Poles and Fixtures | KS - Mass Property | PCL-KT2113C | Mass Property KS | 2014-09-29 17:41 | 2014-09-01 | KT2113C | Storm Job-Trans-Kansas | -2 | 12670.14
101000 Plant In Service - Elect/Gas | 356 - Ovrhd Conductors and Devices | OK - Mass Property | Work Order Addition | Mass Property OK | 2014-09-08 09:12 | 2014-08-01 | OT5403C | Storm Job-Trans-Oklahoma | 11 | 2280.19
106100 Electric Plant CCNC | 355 - Poles and Fixtures | OK - Mass Property | Storm Job-Trans-Oklahoma | Mass Property OK | 2014-02-14 08:35 | 2014-01-01 | OT5403C | Storm Job-Trans-Oklahoma | 1 | 3373.57
101000 Plant In Service - Elect/Gas | 355 - Poles and Fixtures | MO - Mass Property | Work Order Addition | Mass Property MO | 2014-06-10 07:54 | 2014-05-01 | MT15105C | RECONDUCTOR 20-0 69KV LINE | 0 | 1293.04
106100 Electric Plant CCNC | 355 - Poles and Fixtures | MO - Mass Property | I/R 161KV BOPL 80-1 SUB412/413 | Mass Property MO | 2014-12-05 15:41 | 2014-11-01 | MT14578C | I/R 161KV BOPL 80-1 SUB412/413 | -1 | -13400.45
106100 Electric Plant CCNC | 355 - Poles and Fixtures | MO - Mass Property | I/R 161KV BOPL 80-1 SUB412/413 | Mass Property MO | 2014-09-10 09:55 | 2014-08-01 | MT14578C | I/R 161KV BOPL 80-1 SUB412/413 | 1 | 13400.45
106100 Electric Plant CCNC | 356 - Ovrhd Conductors and Devices | MO - Mass Property | I/R 161KV BOPL 80-1 SUB412/413 | Mass Property MO | 2014-02-14 08:35 | 2014-01-01 | MT14578C | I/R 161KV BOPL 80-1 SUB412/413 | 1 | -956.31
106100 Electric Plant CCNC | 353 - Station Equipment | MO - City or Rural | BLD T FACIL SILVER CRK SUB469 | Joplin (Newton Cty) | 2014-11-13 09:00 | 2014-10-01 | MT16713C | BLD T FACIL SILVER CRK SUB469 | 1 | 2081.36
101000 Plant In Service - Elect/Gas | 355 - Poles and Fixtures | MO - Mass Property | Work Order Addition | Mass Property MO | 2014-09-29 17:42 | 2014-09-01 | MT16500C | I C TRUSS T REINF 31-0 167-59 | 0 | 5016.67
106100 Electric Plant CCNC | 355 - Poles and Fixtures | MO - Mass Property | I C TRUSS T REINF 31-0 167-59 | Mass Property MO | 2014-09-29 17:42 | 2014-09-01 | MT16500C | I C TRUSS T REINF 31-0 167-59 | -1 | -5016.67
101000 Plant In Service - Elect/Gas | 355 - Poles and Fixtures | MO - Mass Property | POLE, WOOD, 51'-55', 69 KV | Mass Property MO | 2014-09-29 17:42 | 2014-09-01 | MT16509C | I C TRUSS REINF 94-0 383-BROOK | 0 | 507.74
101000 Plant In Service - Elect/Gas | 355 - Poles and Fixtures | MO - Mass Property | Work Order Addition | Mass Property MO | 2014-09-29 17:42 | 2014-09-01 | MT16509C | I C TRUSS REINF 94-0 383-BROOK | 0 | 2538.62
106100 Electric Plant CCNC | 356 - Ovrhd Conductors and Devices | MO - Mass Property | I/R NONPRIOR PL 94-0 383-BROOK | Mass Property MO | 2014-04-04 17:06 | 2014-03-01 | MT16514C | I/R NONPRIOR PL 94-0 383-BROOK | -3 | -418.6
106100 Electric Plant CCNC | 355 - Poles and Fixtures | MO - Mass Property | PCL-MT16538C | Mass Property MO | 2014-09-29 17:42 | 2014-09-01 | MT16538C | I C TRUSS T REINF 08-0 250-614 | -1 | -5119.78
106100 Electric Plant CCNC | 356 - Ovrhd Conductors and Devices | OK - Mass Property | I/R PLS LN 27-0 69KV INSULATIO | Mass Property OK | 2014-12-09 18:15 | 2014-11-01 | OT5739C | I/R PLS LN 27-0 69KV INSULATIO | 1 | -1364.61
106100 Electric Plant CCNC | 355 - Poles and Fixtures | OK - Mass Property | I/R PLS LN 27-0 69KV INSULATIO | Mass Property OK | 2014-12-09 18:15 | 2014-11-01 | OT5739C | I/R PLS LN 27-0 69KV INSULATIO | 1 | -2748.94
106100 Electric Plant CCNC | 355 - Poles and Fixtures | OK - Mass Property | I/R PLS LN 27-0 69KV INSULATIO | Mass Property OK | 2014-09-10 09:55 | 2014-08-01 | OT5739C | I/R PLS LN 27-0 69KV INSULATIO | 1 | 700615.85
106100 Electric Plant CCNC | 356 - Ovrhd Conductors and Devices | OK - Mass Property | I&R NP Dist Poles Ckt #2712 | Mass Property OK | 2014-04-04 17:05 | 2014-03-01 | 1000323 | I&R NP Dist Poles Ckt #2712 | -2 | -747.12
106100 Electric Plant CCNC | 355 - Poles and Fixtures | MO - Mass Property | I&R 161 Strs Ln 80-0 for NERC Compl | Mass Property MO | 2014-11-04 11:46 | 2014-10-01 | 1000321 | I&R 161 Strs Ln 80-0 for NERC Compl | -9 | -1247981.73
106100 Electric Plant CCNC | 356 - Ovrhd Conductors and Devices | MO - Mass Property | I&R 161 Strs Ln 80-0 for NERC Compl | Mass Property MO | 2014-09-10 09:53 | 2014-08-01 | 1000321 | I&R 161 Strs Ln 80-0 for NERC Compl | 1 | 19.91
106100 Electric Plant CCNC | 354 - Towers and Fixtures | KS - Mass Property | Relocate 69kV 06-0 Ln SUB167-SUB406 | Mass Property KS | 2014-10-09 13:43 | 2014-09-01 | 1000337 | Relocate 69kV 06-0 Ln SUB167-SUB406 | 1 | -103.51
101000 Plant In Service - Elect/Gas | 355 - Poles and Fixtures | MO - Mass Property | Work Order Addition | Mass Property MO | 2014-05-27 17:10 | 2014-05-01 | 1000375 | I&R Strs Ln 96-0 SUB389 to SUB439 | 0 | -1403.87
101000 Plant In Service - Elect/Gas | 355 - Poles and Fixtures | MO - Mass Property | Work Order Addition | Mass Property MO | 2014-04-04 17:05 | 2014-03-01 | 1000375 | I&R Strs Ln 96-0 SUB389 to SUB439 | 2 | 15998.66
106100 Electric Plant CCNC | 355 - Poles and Fixtures | MO - Mass Property | I&R Strs Ln 79-0 SUB 292 to SUB 383 | Mass Property MO | 2014-09-10 09:53 | 2014-08-01 | 1000377 | I&R Strs Ln 79-0 SUB 292 to SUB 383 | 1 | 380.19
106100 Electric Plant CCNC | 356 - Ovrhd Conductors and Devices | MO - Mass Property | I&R Strs Ln 79-0 SUB 292 to SUB 383 | Mass Property MO | 2014-08-11 15:47 | 2014-07-01 | 1000377 | I&R Strs Ln 79-0 SUB 292 to SUB 383 | 1 | 25.14
106100 Electric Plant CCNC | 356 - Ovrhd Conductors and Devices | MO - Mass Property | I&R Strs Ln 79-0 SUB 292 to SUB 383 | Mass Property MO | 2014-04-09 08:43 | 2014-03-01 | 1000377 | I&R Strs Ln 79-0 SUB 292 to SUB 383 | 1 | 2.23
106100 Electric Plant CCNC | 356 - Ovrhd Conductors and Devices | MO - Mass Property | I&R BO 69kV Switch and Structure | Mass Property MO | 2015-01-12 07:43 | 2014-12-01 | 1000334 | I&R BO 69kV Switch and Structure | 1 | 45.02
106100 Electric Plant CCNC | 355 - Poles and Fixtures | MO - Mass Property | I&R BO 69kV Switch and Structure | Mass Property MO | 2014-05-09 11:45 | 2014-04-01 | 1000334 | I&R BO 69kV Switch and Structure | 1 | 45657.49
106100 Electric Plant CCNC | 356 - Ovrhd Conductors and Devices | MO - Mass Property | I&R Trans Poles & Ins 08-2 308-304 | Mass Property MO | 2014-03-11 12:22 | 2014-02-01 | 4000138 | I&R Trans Poles & Ins 08-2 308-304 | 1 | 403.39
106100 Electric Plant CCNC | 355 - Poles and Fixtures | MO - Mass Property | I&R Trans C-truss 08-20 308-304 | Mass Property MO | 2014-02-14 08:33 | 2014-01-01 | 4000137 | I&R Trans C-truss 08-20 308-304 | 1 | 8318.22
106100 Electric Plant CCNC | 355 - Poles and Fixtures | MO - Mass Property | I/R NONPRIOR T PL 08-0 250-614 | Mass Property MO | 2014-04-09 08:45 | 2014-03-01 | MT16547C | I/R NONPRIOR T PL 08-0 250-614 | 1 | -361.73
106100 Electric Plant CCNC | 355 - Poles and Fixtures | MO - Mass Property | I&R Ln 92-0 Martin to 50th Street | Mass Property MO | 2014-03-11 12:22 | 2014-02-01 | 1000702 | I&R Ln 92-0 Martin to 50th Street | 1 | -40226.18
106100 Electric Plant CCNC | 355 - Poles and Fixtures | MO - Mass Property | I&R Non-Pri Tran Pole 26-0 355-124 | Mass Property MO | 2014-04-09 08:44 | 2014-03-01 | 4000146 | I&R Non-Pri Tran Pole 26-0 355-124 | 1 | 2029.82
106100 Electric Plant CCNC | 356 - Ovrhd Conductors and Devices | MO - Mass Property | I&R Non-Pri Trans Poles 30-3 | Mass Property MO | 2014-04-09 08:44 | 2014-03-01 | 4000116 | I&R Non-Pri Trans Poles 30-3 | 1 | 4245.54
106100 Electric Plant CCNC | 355 - Poles and Fixtures | MO - Mass Property | Inst Trans C-trusses 26-0 445-121 | Mass Property MO | 2014-03-11 12:22 | 2014-02-01 | 4000150 | Inst Trans C-trusses 26-0 445-121 | 1 | 64.51
106100 Electric Plant CCNC | 356 - Ovrhd Conductors and Devices | KS - Mass Property | I/R STR LN 27-0 HWY166 BRDG MV | Mass Property KS | 2014-06-05 11:33 | 2014-05-01 | KT2595C | I/R STR LN 27-0 HWY166 BRDG MV | -6 | -232
106100 Electric Plant CCNC | 355 - Poles and Fixtures | MO - Mass Property | I&R Line 84-0 SUB Litch-349 NERC | Mass Property MO | 2014-03-11 12:22 | 2014-02-01 | 1000814 | I&R Line 84-0 SUB Litch-349 NERC | 1 | 410933.85
106100 Electric Plant CCNC | 353 - Station Equipment | MO - Substations | I&R BO 12kV Cap Bank Brkr SUB 435 | Substation 435 - McDonald, MO | 2015-01-12 07:43 | 2014-12-01 | 1000809 | I&R BO 12kV Cap Bank Brkr SUB 435 | 1 | 47.88
106100 Electric Plant CCNC | 355 - Poles and Fixtures | MO - Mass Property | I&R Non-Pri Tran Poles 26-0 260-338 | Mass Property MO | 2014-05-09 11:45 | 2014-04-01 | 4000143 | I&R Non-Pri Tran Poles 26-0 260-338 | 1 | 13052.21
106100 Electric Plant CCNC | 355 - Poles and Fixtures | MO - Mass Property | I&R Ln 84-0 - SUB 395-421 NERC | Mass Property MO | 2014-07-10 07:50 | 2014-06-01 | 1000815 | I&R Ln 84-0 - SUB 395-421 NERC | 1 | 1792.65
106100 Electric Plant CCNC | 355 - Poles and Fixtures | MO - Mass Property | I&R Ln 84-0 - SUB 395-421 NERC | Mass Property MO | 2014-05-09 11:45 | 2014-04-01 | 1000815 | I&R Ln 84-0 - SUB 395-421 NERC | 1 | 10018.03
106100 Electric Plant CCNC | 355 - Poles and Fixtures | MO - Mass Property | I&R Ln 84-0 - SUB 395-421 NERC | Mass Property MO | 2014-04-09 08:43 | 2014-03-01 | 1000815 | I&R Ln 84-0 - SUB 395-421 NERC | 1 | 588610.16
106100 Electric Plant CCNC | 353 - Station Equipment | MO - Substations | I&R BO 161kV Pts - SUB 292 | Substation 292 - Newton, MO | 2015-01-12 07:44 | 2014-12-01 | 1000873 | I&R BO 161kV Pts - SUB 292 | 1 | 6.58
106100 Electric Plant CCNC | 353 - Station Equipment | MO - Substations | I&R BO 161kV Pts - SUB 292 | Substation 292 - Newton, MO | 2014-06-10 08:11 | 2014-05-01 | 1000873 | I&R BO 161kV Pts - SUB 292 | 1 | 36762.13
106100 Electric Plant CCNC | 355 - Poles and Fixtures | MO - Mass Property | I&R Ln 80-0 SUB 331-412 NERC | Mass Property MO | 2015-01-12 07:43 | 2014-12-01 | 1000834 | I&R Ln 80-0 SUB 331-412 NERC | 1 | 141.83
106100 Electric Plant CCNC | 355 - Poles and Fixtures | MO - Mass Property | I&R Ln 80-0 SUB 331-412 NERC | Mass Property MO | 2014-12-09 18:13 | 2014-11-01 | 1000834 | I&R Ln 80-0 SUB 331-412 NERC | 1 | 1807.13
106100 Electric Plant CCNC | 356 - Ovrhd Conductors and Devices | MO - Mass Property | I&R Ln 87-0 SUB 368-446 NERC | Mass Property MO | 2014-11-13 08:59 | 2014-10-01 | 1000837 | I&R Ln 87-0 SUB 368-446 NERC | 1 | 246.62
106100 Electric Plant CCNC | 355 - Poles and Fixtures | MO - Mass Property | I&R Ln 87-0 SUB 368-446 NERC | Mass Property MO | 2014-09-10 09:53 | 2014-08-01 | 1000837 | I&R Ln 87-0 SUB 368-446 NERC | 1 | 35.68
106100 Electric Plant CCNC | 356 - Ovrhd Conductors and Devices | MO - Mass Property | I&R Ln 87-0 SUB 368-446 NERC | Mass Property MO | 2014-07-10 07:50 | 2014-06-01 | 1000837 | I&R Ln 87-0 SUB 368-446 NERC | 1 | -35.89
106100 Electric Plant CCNC | 355 - Poles and Fixtures | MO - Mass Property | I&R Ln 87-0 SUB 368-446 NERC | Mass Property MO | 2014-06-10 08:11 | 2014-05-01 | 1000837 | I&R Ln 87-0 SUB 368-446 NERC | 1 | -988.32
106100 Electric Plant CCNC | 355 - Poles and Fixtures | MO - Mass Property | I&R Ln 87-0 SUB 368-446 NERC | Mass Property MO | 2014-04-09 08:43 | 2014-03-01 | 1000837 | I&R Ln 87-0 SUB 368-446 NERC | 1 | 422724.69
106100 Electric Plant CCNC | 355 - Poles and Fixtures | MO - Mass Property | I&R Ln 83-0 SUB 109-CARSPA NERC | Mass Property MO | 2014-09-10 09:53 | 2014-08-01 | 1000835 | I&R Ln 83-0 SUB 109-CARSPA NERC | 1 | -9028.39
106100 Electric Plant CCNC | 356 - Ovrhd Conductors and Devices | MO - Mass Property | I&R Ln 80-0 SUB 124-295 for NERC | Mass Property MO | 2014-11-13 08:59 | 2014-10-01 | 1000833 | I&R Ln 80-0 SUB 124-295 for NERC | 1 | 35.85
106100 Electric Plant CCNC | 355 - Poles and Fixtures | MO - Mass Property | I&R Ln 80-0 SUB 124-295 for NERC | Mass Property MO | 2014-11-13 08:59 | 2014-10-01 | 1000833 | I&R Ln 80-0 SUB 124-295 for NERC | 1 | 719.84
106100 Electric Plant CCNC | 355 - Poles and Fixtures | MO - Mass Property | I&R Ln 80-0 SUB 124-295 for NERC | Mass Property MO | 2014-10-09 13:44 | 2014-09-01 | 1000833 | I&R Ln 80-0 SUB 124-295 for NERC | 1 | -5249.75
106100 Electric Plant CCNC | 356 - Ovrhd Conductors and Devices | KS - Mass Property | I&R Non-Pri Dist Poles Ckt 4251 | Mass Property KS | 2014-09-10 09:54 | 2014-08-01 | 4000237 | I&R Non-Pri Dist Poles Ckt 4251 | 1 | 705.18
106100 Electric Plant CCNC | 355 - Poles and Fixtures | KS - Mass Property | I&R Non-Pri Dist Poles Ckt 4251 | Mass Property KS | 2014-09-10 09:54 | 2014-08-01 | 4000237 | I&R Non-Pri Dist Poles Ckt 4251 | 1 | 419.35
106100 Electric Plant CCNC | 353 - Station Equipment | MO - Substations | I&R 161kV Breaker at SUB 439 | Substation 439 - Jasper, MO | 2015-01-12 07:43 | 2014-12-01 | 1000861 | I&R 161kV Breaker at SUB 439 | 1 | 41.39
106100 Electric Plant CCNC | 356 - Ovrhd Conductors and Devices | MO - Mass Property | I&R Non-Priority Trans 26-0 80-445 | Mass Property MO | 2014-03-11 12:22 | 2014-02-01 | 4000226 | I&R Non-Priority Trans 26-0 80-445 | 1 | -309.1
106100 Electric Plant CCNC | 353 - Station Equipment | MO - Substations | I&R 69kV Breaker at SUB 80 | Substation 80 - Greene, MO | 2015-01-12 07:44 | 2014-12-01 | 1000864 | I&R 69kV Breaker at SUB 80 | 1 | 92712.91
106100 Electric Plant CCNC | 353 - Station Equipment | MO - Substations | I&R 69kV Relay Panels at SUB 393 | Substation 393 - Newton, MO | 2014-11-13 08:59 | 2014-10-01 | 1000865 | I&R 69kV Relay Panels at SUB 393 | 1 | 16886.54
106100 Electric Plant CCNC | 353 - Station Equipment | MO - Substations | I&R 161kV Brkr & Switch - SUB #110 | Substation 110 - Jasper, MO | 2014-09-10 09:53 | 2014-08-01 | 1000877 | I&R 161kV Brkr & Switch - SUB #110 | 1 | 935.92
106100 Electric Plant CCNC | 353 - Station Equipment | MO - Substations | Purchase Spare 161kV PTs-SUB 360 | Substation 360 - Jasper, MO | 2014-04-09 08:43 | 2014-03-01 | 1001000 | Purchase Spare 161kV PTs-SUB 360 | 1 | 30033.02
106100 Electric Plant CCNC | 353 - Station Equipment | MO - Substations | Purchase Spare 69kV Brkr SUB 360 | Substation 360 - Jasper, MO | 2014-07-10 07:50 | 2014-06-01 | 1000991 | Purchase Spare 69kV Brkr SUB 360 | 1 | 40032.32
106100 Electric Plant CCNC | 355 - Poles and Fixtures | MO - Mass Property | I&R Str Ln89-0 SUB 312-387 BO Pole | Mass Property MO | 2014-08-11 15:47 | 2014-07-01 | 1000770 | I&R Str Ln89-0 SUB 312-387 BO Pole | 1 | -46.45
106100 Electric Plant CCNC | 355 - Poles and Fixtures | MO - Mass Property | I 69kV Strs for Kodiak SUB 471 | Mass Property MO | 2014-04-09 08:43 | 2014-03-01 | 1000790 | I 69kV Strs for Kodiak SUB 471 | 1 | 8769.53
106100 Electric Plant CCNC | 353 - Station Equipment | MO - Substations | I&R 69kV Switches at SUB #284 | Substation 284 - Jasper, MO | 2014-08-11 15:47 | 2014-07-01 | 1000875 | I&R 69kV Switches at SUB #284 | 1 | 313.59
106100 Electric Plant CCNC | 353 - Station Equipment | MO - Substations | I&R 69kV Switches at SUB #284 | Substation 284 - Jasper, MO | 2014-07-10 07:50 | 2014-06-01 | 1000875 | I&R 69kV Switches at SUB #284 | 1 | 114322.05
106100 Electric Plant CCNC | 355 - Poles and Fixtures | KS - Mass Property | I&R Damaged Structure 90-0 Line | Mass Property KS | 2014-04-09 08:43 | 2014-03-01 | 1000921 | I&R Damaged Structure 90-0 Line | 1 | 4294.5
106100 Electric Plant CCNC | 355 - Poles and Fixtures | OK - Mass Property | I&R Non-Pri Trans Poles Line 06-0 | Mass Property OK | 2014-09-10 09:54 | 2014-08-01 | 4000307 | I&R Non-Pri Trans Poles Line 06-0 | 1 | 28235.89
106100 Electric Plant CCNC | 355 - Poles and Fixtures | MO - Mass Property | I&R Ln 91-0 SUB 184-435 NERC | Mass Property MO | 2014-08-11 15:47 | 2014-07-01 | 1000907 | I&R Ln 91-0 SUB 184-435 NERC | 1 | 455149.22
106100 Electric Plant CCNC | 355 - Poles and Fixtures | MO - Mass Property | I&R Ln 87-0 SUB 368-431 NERC | Mass Property MO | 2014-06-10 08:11 | 2014-05-01 | 1000908 | I&R Ln 87-0 SUB 368-431 NERC | 1 | 5668.94
106100 Electric Plant CCNC | 355 - Poles and Fixtures | MO - Mass Property | I&R Ln 87-0 SUB 73-431 NERC | Mass Property MO | 2015-01-12 07:44 | 2014-12-01 | 1000909 | I&R Ln 87-0 SUB 73-431 NERC | 1 | 57.71
106100 Electric Plant CCNC | 355 - Poles and Fixtures | MO - Mass Property | I&R Ln 87-0 SUB 73-431 NERC | Mass Property MO | 2014-05-09 11:45 | 2014-04-01 | 1000909 | I&R Ln 87-0 SUB 73-431 NERC | 1 | 161062.6
106100 Electric Plant CCNC | 356 - Ovrhd Conductors and Devices | KS - Mass Property | I&R Non-Pri Trans Insul Line 06-0 | Mass Property KS | 2014-08-11 15:47 | 2014-07-01 | 4000308 | I&R Non-Pri Trans Insul Line 06-0 | 1 | 1652.64
106100 Electric Plant CCNC | 355 - Poles and Fixtures | MO - Mass Property | I&R Post Process Dist Pole CKT 3751 | Mass Property MO | 2014-10-09 13:44 | 2014-09-01 | 4000309 | I&R Post Process Dist Pole CKT 3751 | 1 | 1583.57
106100 Electric Plant CCNC | 356 - Ovrhd Conductors and Devices | MO - Mass Property | I&R Ln 87-0 SUB 124-446 NERC | Mass Property MO | 2015-01-12 07:44 | 2014-12-01 | 1000943 | I&R Ln 87-0 SUB 124-446 NERC | 1 | -3.56
106100 Electric Plant CCNC | 355 - Poles and Fixtures | MO - Mass Property | I&R Ln 95-0 SUB 110-145 NERC | Mass Property MO | 2014-08-11 15:47 | 2014-07-01 | 1000978 | I&R Ln 95-0 SUB 110-145 NERC | 1 | 292445.04
106100 Electric Plant CCNC | 353 - Station Equipment | MO - Substations | I&R 48V Battery and Rack SUB 145 | Substation 145 - Jasper, MO | 2014-03-11 12:22 | 2014-02-01 | 1000987 | I&R 48V Battery and Rack SUB 145 | 1 | 11.57
106100 Electric Plant CCNC | 355 - Poles and Fixtures | AR - Mass Property | APRIL 2014 TORNADO - TRANS - KS | Mass Property AR | 2014-11-13 13:16 | 2014-10-01 | 1001108 | APRIL 2014 TORNADO - TRANS - KS | 1 | 426.17
106100 Electric Plant CCNC | 356 - Ovrhd Conductors and Devices | AR - Mass Property | APRIL 2014 TORNADO - TRANS - KS | Mass Property AR | 2014-08-11 15:47 | 2014-07-01 | 1001108 | APRIL 2014 TORNADO - TRANS - KS | 1 | -244.85
106100 Electric Plant CCNC | 356 - Ovrhd Conductors and Devices | AR - Mass Property | APRIL 2014 TORNADO - TRANS - OK | Mass Property AR | 2014-12-09 18:14 | 2014-11-01 | 1001110 | APRIL 2014 TORNADO - TRANS - OK | 1 | 3.42
106100 Electric Plant CCNC | 355 - Poles and Fixtures | AR - Mass Property | APRIL 2014 TORNADO - TRANS - OK | Mass Property AR | 2014-07-10 07:50 | 2014-06-01 | 1001110 | APRIL 2014 TORNADO - TRANS - OK | 1 | 172046.68
106100 Electric Plant CCNC | 355 - Poles and Fixtures | MO - Mass Property | Post Process I&R Trans Pole 26-0 | Mass Property MO | 2015-01-12 07:45 | 2014-12-01 | 4000354 | Post Process I&R Trans Pole 26-0 | 1 | 2950.49
106100 Electric Plant CCNC | 355 - Poles and Fixtures | MO - Mass Property | I&R Ln 30-3 SUB 131 Diamond Switche | Mass Property MO | 2015-01-12 07:44 | 2014-12-01 | 1001163 | I&R Ln 30-3 SUB 131 Diamond Switche | 1 | 122849.71
106100 Electric Plant CCNC | 355 - Poles and Fixtures | MO - Mass Property | I&R Ln 80-0 SUB 412-424 NERC | Mass Property MO | 2014-11-13 08:59 | 2014-10-01 | 1001094 | I&R Ln 80-0 SUB 412-424 NERC | 1 | -18832.97
106100 Electric Plant CCNC | 355 - Poles and Fixtures | MO - Mass Property | I&R Ln 80-0 SUB 412-424 NERC | Mass Property MO | 2014-10-09 13:44 | 2014-09-01 | 1001094 | I&R Ln 80-0 SUB 412-424 NERC | 1 | 409871.46
106100 Electric Plant CCNC | 356 - Ovrhd Conductors and Devices | KS - Mass Property | I&R Ln 27-0 SUB 388 34.5kV Switch | Mass Property KS | 2014-12-09 18:14 | 2014-11-01 | 1001228 | I&R Ln 27-0 SUB 388 34.5kV Switch | 1 | 67.26
106100 Electric Plant CCNC | 355 - Poles and Fixtures | MO - Mass Property | I/R LN 79-0 BO STR 416057 SUB 389 | Mass Property MO | 2014-11-13 08:59 | 2014-10-01 | 1001253 | I/R LN 79-0 BO STR 416057 SUB 389 | 1 | -492.87
106100 Electric Plant CCNC | 356 - Ovrhd Conductors and Devices | MO - Mass Property | I/R LN 79-0 BO STR 416057 SUB 389 | Mass Property MO | 2014-07-10 07:50 | 2014-06-01 | 1001253 | I/R LN 79-0 BO STR 416057 SUB 389 | 1 | 25329.28
106100 Electric Plant CCNC | 355 - Poles and Fixtures | MO - Mass Property | I&R BO TRANS POLE 30-0 131-362 | Mass Property MO | 2014-07-10 07:51 | 2014-06-01 | 4000435 | I&R BO TRANS POLE 30-0 131-362 | 1 | 9533.07
106100 Electric Plant CCNC | 356 - Ovrhd Conductors and Devices | MO - Mass Property | I&R Insul 30-0 Mon 152 - Aur 124 | Mass Property MO | 2015-01-12 07:44 | 2014-12-01 | 1001290 | I&R Insul 30-0 Mon 152 - Aur 124 | 1 | -18.78
106100 Electric Plant CCNC | 353 - Station Equipment | OK - Substations | I&R Battery Charges SUB 404 | Substation 404 - Ottawa, OK | 2014-06-10 08:11 | 2014-05-01 | 1001243 | I&R Battery Charges SUB 404 | 1 | 6465.94
106100 Electric Plant CCNC | 355 - Poles and Fixtures | MO - Mass Property | I&R BO TRANS FIXTURE 33-0 249-403 | Mass Property MO | 2014-09-10 09:54 | 2014-08-01 | 4000502 | I&R BO TRANS FIXTURE 33-0 249-403 | 1 | 498.44
106100 Electric Plant CCNC | 353 - Station Equipment | MO - Substations | Inst Swgr Remote Rack Equip SUB 422 | Substation 422 - Jasper, MO | 2015-01-12 07:44 | 2014-12-01 | 1001377 | Inst Swgr Remote Rack Equip SUB 422 | 1 | 4361.3
106100 Electric Plant CCNC | 353 - Station Equipment | MO - Substations | I/R WIND 69KV 10.5 XFMR @ #430 | Substation 430 - Newton, MO | 2014-03-10 13:38 | 2014-02-01 | MD17177C | I/R WIND 69KV 10.5 XFMR @ #430 | -6 | -365260.08
106100 Electric Plant CCNC | 353 - Station Equipment | MO - Substations | BUILD T FACIL KODIAK SUB471 | Substation 471 - Newton Cty | 2014-11-13 09:00 | 2014-10-01 | MT17190C | BUILD T FACIL KODIAK SUB471 | 1 | 69.02
106100 Electric Plant CCNC | 353 - Station Equipment | MO - Substations | BUILD T FACIL KODIAK SUB471 | Substation 471 - Newton Cty | 2014-04-09 08:45 | 2014-03-01 | MT17190C | BUILD T FACIL KODIAK SUB471 | 1 | 1939291.85
101000 Plant In Service - Elect/Gas | 356 - Ovrhd Conductors and Devices | KS - Mass Property | Work Order Addition | Mass Property KS | 2014-03-28 09:23 | 2014-03-01 | KT2610C | I/R A 01-0 167-94/81-0 452-94 | 2 | 3736.37
106100 Electric Plant CCNC | 353 - Station Equipment | MO - Substations | I&R 69kV breaker and relay panel | Substation 64 - Jasper, MO | 2014-02-14 08:33 | 2014-01-01 | 1000214 | I&R 69kV breaker and relay panel | 1 | 686095.06
106100 Electric Plant CCNC | 356 - Ovrhd Conductors and Devices | MO - Mass Property | MT STORM LIKE FOR LIKE - JOPLIN | Mass Property MO | 2014-10-09 08:28 | 2014-09-01 | 1000194 | MT STORM LIKE FOR LIKE - JOPLIN | 1 | 384.46
106100 Electric Plant CCNC | 353 - Station Equipment | MO - Iatan Plant | TEST-SWS/LKOUT RELAYS SUB 705 | Iatan Unit 1 | 2014-05-09 11:45 | 2014-04-01 | 1000268 | TEST-SWS/LKOUT RELAYS SUB 705 | 1 | 190.78
106100 Electric Plant CCNC | 356 - Ovrhd Conductors and Devices | OK - Mass Property | I/R MISC TRANSMISSION LINES - OK | Mass Property OK | 2014-04-09 08:42 | 2014-03-01 | 1000077 | I/R MISC TRANSMISSION LINES - OK | 1 | 56.66
106100 Electric Plant CCNC | 356 - Ovrhd Conductors and Devices | KS - Mass Property | I/R MISC TRANSMISSION LINES - KS | Mass Property KS | 2014-04-09 08:42 | 2014-03-01 | 1000075 | I/R MISC TRANSMISSION LINES - KS | 1 | 20.02
106100 Electric Plant CCNC | 356 - Ovrhd Conductors and Devices | KS - Mass Property | I/R MISC TRANSMISSION LINES - KS | Mass Property KS | 2014-03-11 12:21 | 2014-02-01 | 1000075 | I/R MISC TRANSMISSION LINES - KS | 1 | 4.47
106100 Electric Plant CCNC | 356 - Ovrhd Conductors and Devices | MO - Mass Property | I/R MISC TRANSMISSION LINES - MO | Mass Property MO | 2015-01-12 07:41 | 2014-12-01 | 1000076 | I/R MISC TRANSMISSION LINES - MO | 1 | 6641.23
106100 Electric Plant CCNC | 355 - Poles and Fixtures | MO - Mass Property | I/R MISC TRANSMISSION LINES - MO | Mass Property MO | 2014-07-10 07:48 | 2014-06-01 | 1000076 | I/R MISC TRANSMISSION LINES - MO | 1 | 3733.68
101000 Plant In Service - Elect/Gas | 355 - Poles and Fixtures | MO - Mass Property | Work Order Addition | Mass Property MO | 2014-06-16 09:37 | 2014-06-01 | 1000076 | I/R MISC TRANSMISSION LINES - MO | 2 | 645.97
106100 Electric Plant CCNC | 356 - Ovrhd Conductors and Devices | MO - Mass Property | I/R MISC TRANSMISSION LINES - MO | Mass Property MO | 2014-06-02 16:23 | 2014-05-01 | 1000076 | I/R MISC TRANSMISSION LINES - MO | -12 | -2409.17
106100 Electric Plant CCNC | 356 - Ovrhd Conductors and Devices | MO - Mass Property | MT STORM LIKE FOR LIKE - BOLIVAR | Mass Property MO | 2014-03-28 09:21 | 2014-03-01 | 1000190 | MT STORM LIKE FOR LIKE - BOLIVAR | -3 | -16214.59
106100 Electric Plant CCNC | 355 - Poles and Fixtures | MO - Mass Property | MT STORM LIKE FOR LIKE - BOLIVAR | Mass Property MO | 2014-03-28 09:21 | 2014-03-01 | 1000190 | MT STORM LIKE FOR LIKE - BOLIVAR | -3 | -30218.04
101000 Plant In Service - Elect/Gas | 355 - Poles and Fixtures | MO - Mass Property | Work Order Addition | Mass Property MO | 2014-06-06 13:50 | 2014-05-01 | MD14051C | I&R 12KV 9TH-32ND ST/MAIDEN LN | 3 | 2361.79
101000 Plant In Service - Elect/Gas | 353 - Station Equipment | MO - Substations | Work Order Addition | Substation 602 - Polk, MO | 2014-12-09 18:11 | 2014-11-01 | MT15931C | INS 69KV BREAK/CONT ENC SUB602 | 6 | 331819.42
106100 Electric Plant CCNC | 355 - Poles and Fixtures | MO - Mass Property | I/R PLS FIBER BETW SUB64/284 | Mass Property MO | 2014-05-09 11:46 | 2014-04-01 | MT16016C | I/R PLS FIBER BETW SUB64/284 | 1 | -64540.1
106100 Electric Plant CCNC | 355 - Poles and Fixtures | MO - Mass Property | I/R PLS FIBER BETW SUB64/284 | Mass Property MO | 2014-02-14 08:35 | 2014-01-01 | MT16016C | I/R PLS FIBER BETW SUB64/284 | 1 | -2114.33
106100 Electric Plant CCNC | 355 - Poles and Fixtures | MO - Mass Property | I/R NONPRIO PL 26-5 LN 445-369 | Mass Property MO | 2014-05-01 16:41 | 2014-04-01 | MT16646C | I/R NONPRIO PL 26-5 LN 445-369 | -3 | -19638.96
101000 Plant In Service - Elect/Gas | 353 - Station Equipment | MO - Substations | Work Order Addition | Substation 59 - Jasper, MO | 2014-12-09 18:11 | 2014-11-01 | MD15357C | MAY 2011 TORNADO - SUB#59 | 0 | 9.39
101000 Plant In Service - Elect/Gas | 353 - Station Equipment | MO - Substations | Work Order Addition | Substation 59 - Jasper, MO | 2014-12-09 18:11 | 2014-11-01 | MD15357C | MAY 2011 TORNADO - SUB#59 | 0 | 54.13
106100 Electric Plant CCNC | 356 - Ovrhd Conductors and Devices | MO - Mass Property | I 69KV SWTCH/STR RET 2 SW 1 ST | Mass Property MO | 2014-05-15 09:08 | 2014-05-01 | MT16374C | I 69KV SWTCH/STR RET 2 SW 1 ST | -4 | -34072.7
106100 Electric Plant CCNC | 356 - Ovrhd Conductors and Devices | MO - Mass Property | FEBRUARY 2012 TORNADO BOLIVAR | Mass Property MO | 2014-02-14 08:35 | 2014-01-01 | MT16671C | FEBRUARY 2012 TORNADO BOLIVAR | 1 | 4364.36
101000 Plant In Service - Elect/Gas | 355 - Poles and Fixtures | MO - Mass Property | Work Order Addition | Mass Property MO | 2014-10-14 17:20 | 2014-10-01 | MT16667C | FEBRUARY '12 TORNADO BRAN/HOLL | 22 | 75211.11
106100 Electric Plant CCNC | 356 - Ovrhd Conductors and Devices | AR - Mass Property | Install Misc Transmission Line | Mass Property AR | 2014-07-22 09:45 | 2014-07-01 | AT0004C | Install Misc Transmission Line | -1 | -23.1
101000 Plant In Service - Elect/Gas | 355 - Poles and Fixtures | MO - Mass Property | Work Order Addition | Mass Property MO | 2014-09-05 13:06 | 2014-08-01 | MT0004C | Install Misc Transmission Line | 2 | 6616.23
106100 Electric Plant CCNC | 355 - Poles and Fixtures | MO - Mass Property | Install Misc Transmission Line | Mass Property MO | 2014-09-05 13:06 | 2014-08-01 | MT0004C | Install Misc Transmission Line | -4 | -2243.89
106100 Electric Plant CCNC | 355 - Poles and Fixtures | MO - Mass Property | Storm Job-Trans-Webb City | Mass Property MO | 2014-02-14 08:35 | 2014-01-01 | MT11128C | Storm Job-Trans-Webb City | 1 | 14996.74
101000 Plant In Service - Elect/Gas | 355 - Poles and Fixtures | MO - Mass Property | Work Order Addition | Mass Property MO | 2014-03-28 09:25 | 2014-03-01 | MT11138C | Storm Job-Trans-Ozark | 11 | 54580.67
106100 Electric Plant CCNC | 355 - Poles and Fixtures | MO - City or Rural | Storm Job-Trans-Ozark | Ozark | 2014-03-28 09:25 | 2014-03-01 | MT11138C | Storm Job-Trans-Ozark | -3 | -85231.61
101000 Plant In Service - Elect/Gas | 355 - Poles and Fixtures | AR - Mass Property | FIXTURE, POLE, 69 KV | Mass Property AR | 2014-09-08 17:01 | 2014-08-01 | AT3975C | Storm Job-Trans-Arkansas | 5 | 233.18
106100 Electric Plant CCNC | 355 - Poles and Fixtures | KS - Mass Property | PCL-KT2113C | Mass Property KS | 2014-09-29 17:41 | 2014-09-01 | KT2113C | Storm Job-Trans-Kansas | -3 | -14778.66
101000 Plant In Service - Elect/Gas | 355 - Poles and Fixtures | OK - Mass Property | Work Order Addition | Mass Property OK | 2014-09-08 09:12 | 2014-08-01 | OT5403C | Storm Job-Trans-Oklahoma | 2 | 675.7
101000 Plant In Service - Elect/Gas | 355 - Poles and Fixtures | OK - Mass Property | Work Order Addition | Mass Property OK | 2014-09-08 09:12 | 2014-08-01 | OT5403C | Storm Job-Trans-Oklahoma | 4 | 1307.53
106100 Electric Plant CCNC | 356 - Ovrhd Conductors and Devices | MO - Mass Property | I/R NONPRI AER 80-0 424-412 | Mass Property MO | 2014-03-11 12:23 | 2014-02-01 | MT14626C | I/R NONPRI AER 80-0 424-412 | 1 | 8405.04
101000 Plant In Service - Elect/Gas | 356 - Ovrhd Conductors and Devices | MO - Mass Property | Work Order Addition | Mass Property MO | 2014-06-10 07:54 | 2014-05-01 | MT15105C | RECONDUCTOR 20-0 69KV LINE | 0 | 478.93
101000 Plant In Service - Elect/Gas | 355 - Poles and Fixtures | MO - Mass Property | Work Order Addition | Mass Property MO | 2014-05-27 17:11 | 2014-05-01 | MT15105C | RECONDUCTOR 20-0 69KV LINE | 0 | -3451.8
106100 Electric Plant CCNC | 355 - Poles and Fixtures | MO - Mass Property | RECONDUCTOR 20-0 69KV LINE | Mass Property MO | 2014-05-27 17:11 | 2014-05-01 | MT15105C | RECONDUCTOR 20-0 69KV LINE | -2 | 373915.92
106100 Electric Plant CCNC | 355 - Poles and Fixtures | MO - Mass Property | RECONDUCTOR 20-0 69KV LINE | Mass Property MO | 2014-05-09 11:46 | 2014-04-01 | MT15105C | RECONDUCTOR 20-0 69KV LINE | 1 | -374303.92
106100 Electric Plant CCNC | 356 - Ovrhd Conductors and Devices | MO - Mass Property | I/R NONPRIOR T 34-1 280-105 | Mass Property MO | 2014-04-09 08:45 | 2014-03-01 | MT15233C | I/R NONPRIOR T 34-1 280-105 | 1 | -102.53
101000 Plant In Service - Elect/Gas | 356 - Ovrhd Conductors and Devices | MO - Mass Property | Work Order Addition | Mass Property MO | 2014-12-05 15:41 | 2014-11-01 | MT14578C | I/R 161KV BOPL 80-1 SUB412/413 | 5000 | 76397.85
106100 Electric Plant CCNC | 353 - Station Equipment | MO - City or Rural | BLD T FACIL SILVER CRK SUB469 | Joplin (Newton Cty) | 2015-01-12 07:49 | 2014-12-01 | MT16713C | BLD T FACIL SILVER CRK SUB469 | 1 | 911.36
106100 Electric Plant CCNC | 353 - Station Equipment | MO - City or Rural | BLD T FACIL SILVER CRK SUB469 | Joplin (Newton Cty) | 2014-07-10 07:52 | 2014-06-01 | MT16713C | BLD T FACIL SILVER CRK SUB469 | 1 | 73.06
106100 Electric Plant CCNC | 353 - Station Equipment | MO - City or Rural | BLD T FACIL SILVER CRK SUB469 | Joplin (Newton Cty) | 2014-06-10 08:13 | 2014-05-01 | MT16713C | BLD T FACIL SILVER CRK SUB469 | 1 | 1182.24
101000 Plant In Service - Elect/Gas | 355 - Poles and Fixtures | OK - Mass Property | POLE | Mass Property OK | 2014-06-05 11:33 | 2014-05-01 | OT5737C | I C TRUSS T REINF 06-0 271-404 | 0 | 1140.27
101000 Plant In Service - Elect/Gas | 355 - Poles and Fixtures | OK - Mass Property | POLE | Mass Property OK | 2014-06-05 11:33 | 2014-05-01 | OT5735C | I C TRUSS T REINF 06-0 363-428 | 0 | 2501.54
101000 Plant In Service - Elect/Gas | 355 - Poles and Fixtures | OK - Mass Property | POLE | Mass Property OK | 2014-06-05 11:33 | 2014-05-01 | OT5735C | I C TRUSS T REINF 06-0 363-428 | 0 | 286.2
101000 Plant In Service - Elect/Gas | 356 - Ovrhd Conductors and Devices | MO - Mass Property | Work Order Addition | Mass Property MO | 2014-05-08 08:15 | 2014-04-01 | MT16582C | I/R 345KV HORIZ LN PST INSULAT | 2 | 4602.04
106100 Electric Plant CCNC | 356 - Ovrhd Conductors and Devices | MO - Mass Property | I/R NONPR PL161KV 80-1 412-433 | Mass Property MO | 2015-01-12 07:49 | 2014-12-01 | MT16565C | I/R NONPR PL161KV 80-1 412-433 | 1 | -0.09
106100 Electric Plant CCNC | 356 - Ovrhd Conductors and Devices | OK - Mass Property | I/R PLS LN 27-0 69KV INSULATIO | Mass Property OK | 2014-10-09 13:45 | 2014-09-01 | OT5739C | I/R PLS LN 27-0 69KV INSULATIO | 1 | 281.77
101000 Plant In Service - Elect/Gas | 355 - Poles and Fixtures | MO - Mass Property | Work Order Addition | Mass Property MO | 2014-11-04 11:46 | 2014-10-01 | 1000321 | I&R 161 Strs Ln 80-0 for NERC Compl | 33 | 700301.14
106100 Electric Plant CCNC | 356 - Ovrhd Conductors and Devices | MO - Mass Property | I&R 161 Strs Ln 80-0 for NERC Compl | Mass Property MO | 2014-10-09 13:43 | 2014-09-01 | 1000321 | I&R 161 Strs Ln 80-0 for NERC Compl | 1 | 33.11
106100 Electric Plant CCNC | 356 - Ovrhd Conductors and Devices | KS - Mass Property | I/R A 01-0 SEK-425 81-0 94-NEO | Mass Property KS | 2014-03-28 09:23 | 2014-03-01 | KT2614C | I/R A 01-0 SEK-425 81-0 94-NEO | -1 | -6542.91
106100 Electric Plant CCNC | 355 - Poles and Fixtures | MO - Mass Property | I&R Ln 84-0 349-421 NERC Ph 1 | Mass Property MO | 2014-07-10 07:50 | 2014-06-01 | 1000509 | I&R Ln 84-0 349-421 NERC Ph 1 | 1 | -87.39
106100 Electric Plant CCNC | 355 - Poles and Fixtures | MO - Mass Property | I&R Ln 84-0 349-421 NERC Ph 1 | Mass Property MO | 2014-04-09 08:43 | 2014-03-01 | 1000509 | I&R Ln 84-0 349-421 NERC Ph 1 | 1 | -753.04
106100 Electric Plant CCNC | 356 - Ovrhd Conductors and Devices | MO - Mass Property | I&R Strs Ln 79-0 SUB 292 to SUB 383 | Mass Property MO | 2014-11-13 08:58 | 2014-10-01 | 1000377 | I&R Strs Ln 79-0 SUB 292 to SUB 383 | 1 | 38.84
106100 Electric Plant CCNC | 355 - Poles and Fixtures | MO - Mass Property | I&R Strs Ln 79-0 SUB 292 to SUB 383 | Mass Property MO | 2014-11-13 08:58 | 2014-10-01 | 1000377 | I&R Strs Ln 79-0 SUB 292 to SUB 383 | 1 | 1369.07
106100 Electric Plant CCNC | 356 - Ovrhd Conductors and Devices | MO - Mass Property | I&R Strs Ln 79-0 SUB 292 to SUB 383 | Mass Property MO | 2014-05-09 11:45 | 2014-04-01 | 1000377 | I&R Strs Ln 79-0 SUB 292 to SUB 383 | 1 | -94.52
106100 Electric Plant CCNC | 355 - Poles and Fixtures | MO - Mass Property | I&R Strs Ln 88-0 SUB 382 - 383 NERC | Mass Property MO | 2014-08-11 15:47 | 2014-07-01 | 1000379 | I&R Strs Ln 88-0 SUB 382 - 383 NERC | 1 | -469.46
106100 Electric Plant CCNC | 356 - Ovrhd Conductors and Devices | MO - Mass Property | I&R Strs Ln 88-0 SUB 382 - 383 NERC | Mass Property MO | 2014-03-11 12:22 | 2014-02-01 | 1000379 | I&R Strs Ln 88-0 SUB 382 - 383 NERC | 1 | 77.62
106100 Electric Plant CCNC | 356 - Ovrhd Conductors and Devices | MO - Mass Property | I&R Strs Ln 79-0 SUB 124-383 NERC | Mass Property MO | 2014-07-10 07:50 | 2014-06-01 | 1000382 | I&R Strs Ln 79-0 SUB 124-383 NERC | 1 | 170.31
106100 Electric Plant CCNC | 355 - Poles and Fixtures | MO - Mass Property | I&R BO 69kV Switch and Structure | Mass Property MO | 2014-06-10 08:11 | 2014-05-01 | 1000334 | I&R BO 69kV Switch and Structure | 1 | 8793.03
106100 Electric Plant CCNC | 353 - Station Equipment | MO - Substations | Inst 34kV Arresters at SUB #308 | Substation 308 - Polk, MO | 2015-01-12 07:43 | 2014-12-01 | 1000581 | Inst 34kV Arresters at SUB #308 | 1 | 0.24
106100 Electric Plant CCNC | 355 - Poles and Fixtures | MO - Mass Property | I&R Trans C-truss 08-20 308-304 | Mass Property MO | 2015-01-12 07:45 | 2014-12-01 | 4000137 | I&R Trans C-truss 08-20 308-304 | 1 | 0.8
106100 Electric Plant CCNC | 355 - Poles and Fixtures | MO - Mass Property | I&R Trans Poles & Ins 08-2 324-304 | Mass Property MO | 2015-01-12 07:45 | 2014-12-01 | 4000140 | I&R Trans Poles & Ins 08-2 324-304 | 1 | 0.62
106100 Electric Plant CCNC | 356 - Ovrhd Conductors and Devices | MO - Mass Property | I&R Trans Poles & Ins 08-2 324-304 | Mass Property MO | 2014-04-09 08:44 | 2014-03-01 | 4000140 | I&R Trans Poles & Ins 08-2 324-304 | 1 | 300.32
106100 Electric Plant CCNC | 355 - Poles and Fixtures | MO - Mass Property | I/R 69kV LN 39-0 CAMPBELL&PLAINVIEW | Mass Property MO | 2014-12-09 18:13 | 2014-11-01 | 1000660 | I/R 69kV LN 39-0 CAMPBELL&PLAINVIEW | 1 | -1453.93
106100 Electric Plant CCNC | 355 - Poles and Fixtures | MO - Mass Property | I&R Non-Pri Tran Poles 26-0 338-262 | Mass Property MO | 2015-01-12 07:45 | 2014-12-01 | 4000144 | I&R Non-Pri Tran Poles 26-0 338-262 | 1 | 1
106100 Electric Plant CCNC | 356 - Ovrhd Conductors and Devices | MO - Mass Property | I/R NONPRIOR T PL 08-0 250-614 | Mass Property MO | 2014-04-09 08:45 | 2014-03-01 | MT16547C | I/R NONPRIOR T PL 08-0 250-614 | 1 | -12.9
106100 Electric Plant CCNC | 356 - Ovrhd Conductors and Devices | MO - Mass Property | I&R Ln 92-0 Martin to 50th Street | Mass Property MO | 2014-05-09 11:45 | 2014-04-01 | 1000702 | I&R Ln 92-0 Martin to 50th Street | 1 | 27.35
106100 Electric Plant CCNC | 356 - Ovrhd Conductors and Devices | MO - Mass Property | I&R Trans Poles 26-0 121-260 | Mass Property MO | 2014-03-11 12:22 | 2014-02-01 | 4000141 | I&R Trans Poles 26-0 121-260 | 1 | 9.16
106100 Electric Plant CCNC | 356 - Ovrhd Conductors and Devices | MO - Mass Property | I&R Non-Pri Trans Poles 30-3 | Mass Property MO | 2015-01-12 07:45 | 2014-12-01 | 4000116 | I&R Non-Pri Trans Poles 30-3 | 1 | 0.4
106100 Electric Plant CCNC | 353 - Station Equipment | MO - Substations | I 69kV Breaker at SUB 397 | Substation 397 - Greene, MO | 2014-09-10 09:53 | 2014-08-01 | 1000694 | I 69kV Breaker at SUB 397 | 1 | 848.17
106100 Electric Plant CCNC | 355 - Poles and Fixtures | MO - Mass Property | I&R Non-Pri Tran Poles 26-0 397-80 | Mass Property MO | 2014-04-09 08:44 | 2014-03-01 | 4000148 | I&R Non-Pri Tran Poles 26-0 397-80 | 1 | 7867.99
106100 Electric Plant CCNC | 353 - Station Equipment | MO - Substations | I&R 69kV Breakers at SUB 131 | Substation 131 - Newton, MO | 2014-08-11 15:47 | 2014-07-01 | 1000771 | I&R 69kV Breakers at SUB 131 | 1 | 863410.61
101000 Plant In Service - Elect/Gas | 355 - Poles and Fixtures | MO - Mass Property | Work Order Addition | Mass Property MO | 2014-11-04 11:47 | 2014-10-01 | 1000814 | I&R Line 84-0 SUB Litch-349 NERC | 36 | 330717.56
106100 Electric Plant CCNC | 355 - Poles and Fixtures | MO - Mass Property | I&R Line 84-0 SUB Litch-349 NERC | Mass Property MO | 2014-09-10 09:53 | 2014-08-01 | 1000814 | I&R Line 84-0 SUB Litch-349 NERC | 1 | -52220.35
106100 Electric Plant CCNC | 355 - Poles and Fixtures | MO - Mass Property | I&R Line 84-0 SUB Litch-349 NERC | Mass Property MO | 2014-06-10 08:11 | 2014-05-01 | 1000814 | I&R Line 84-0 SUB Litch-349 NERC | 1 | 248.79
106100 Electric Plant CCNC | 353 - Station Equipment | MO - Substations | I&R BO 12kV Cap Bank Brkr SUB 435 | Substation 435 - McDonald, MO | 2014-07-10 07:50 | 2014-06-01 | 1000809 | I&R BO 12kV Cap Bank Brkr SUB 435 | 1 | 262.12
106100 Electric Plant CCNC | 355 - Poles and Fixtures | MO - Mass Property | I&R Trans C-truss 30-4 | Mass Property MO | 2014-03-11 12:22 | 2014-02-01 | 4000118 | I&R Trans C-truss 30-4 | 1 | 11.2
106100 Electric Plant CCNC | 355 - Poles and Fixtures | MO - Mass Property | I&R Trans C-truss 30-4 | Mass Property MO | 2014-02-14 08:33 | 2014-01-01 | 4000118 | I&R Trans C-truss 30-4 | 1 | 982.83
106100 Electric Plant CCNC | 355 - Poles and Fixtures | MO - Mass Property | I&R Ln 84-0 - SUB 395-421 NERC | Mass Property MO | 2014-11-13 08:59 | 2014-10-01 | 1000815 | I&R Ln 84-0 - SUB 395-421 NERC | 1 | 504.18
106100 Electric Plant CCNC | 355 - Poles and Fixtures | MO - Mass Property | I&R Ln 84-0 - SUB 395-421 NERC | Mass Property MO | 2014-06-10 08:11 | 2014-05-01 | 1000815 | I&R Ln 84-0 - SUB 395-421 NERC | 1 | 6385.76
106100 Electric Plant CCNC | 355 - Poles and Fixtures | MO - Mass Property | I&R Ln 85-0 SUB 366-417 NERC | Mass Property MO | 2014-11-13 08:59 | 2014-10-01 | 1000817 | I&R Ln 85-0 SUB 366-417 NERC | 1 | 1087.35
106100 Electric Plant CCNC | 355 - Poles and Fixtures | MO - Mass Property | I&R Ln 85-0 SUB 366-417 NERC | Mass Property MO | 2014-04-09 08:43 | 2014-03-01 | 1000817 | I&R Ln 85-0 SUB 366-417 NERC | 1 | -45613.95
106100 Electric Plant CCNC | 355 - Poles and Fixtures | MO - Mass Property | I&R Ln 85-0 349-366 NERC Ph 2 | Mass Property MO | 2014-09-10 09:53 | 2014-08-01 | 1000818 | I&R Ln 85-0 349-366 NERC Ph 2 | 1 | -110222.21
106100 Electric Plant CCNC | 355 - Poles and Fixtures | MO - Mass Property | I&R Ln 85-0 349-366 NERC Ph 2 | Mass Property MO | 2014-08-11 15:47 | 2014-07-01 | 1000818 | I&R Ln 85-0 349-366 NERC Ph 2 | 1 | -993.55
106100 Electric Plant CCNC | 355 - Poles and Fixtures | MO - Mass Property | I&R Ln 85-0 349-366 NERC Ph 2 | Mass Property MO | 2014-05-09 11:45 | 2014-04-01 | 1000818 | I&R Ln 85-0 349-366 NERC Ph 2 | 1 | 24366.59
106100 Electric Plant CCNC | 355 - Poles and Fixtures | MO - Mass Property | I&R Ln 91-0 SUB 392-435 NERC | Mass Property MO | 2014-07-10 07:50 | 2014-06-01 | 1000838 | I&R Ln 91-0 SUB 392-435 NERC | 1 | -2397.04
106100 Electric Plant CCNC | 355 - Poles and Fixtures | MO - Mass Property | I&R Ln 80-0 SUB 331-412 NERC | Mass Property MO | 2014-11-13 08:59 | 2014-10-01 | 1000834 | I&R Ln 80-0 SUB 331-412 NERC | 1 | 7181.91
106100 Electric Plant CCNC | 355 - Poles and Fixtures | MO - Mass Property | I&R Ln 83-0 SUB 110-432 NERC | Mass Property MO | 2014-05-09 11:45 | 2014-04-01 | 1000836 | I&R Ln 83-0 SUB 110-432 NERC | 1 | 25013.81
106100 Electric Plant CCNC | 355 - Poles and Fixtures | MO - Mass Property | I&R Ln 79-0 SUB 292-389 NERC | Mass Property MO | 2014-06-10 08:11 | 2014-05-01 | 1000839 | I&R Ln 79-0 SUB 292-389 NERC | 1 | -15937.1
106100 Electric Plant CCNC | 355 - Poles and Fixtures | MO - Mass Property | I&R Ln 79-0 SUB 292-389 NERC | Mass Property MO | 2014-05-09 11:45 | 2014-04-01 | 1000839 | I&R Ln 79-0 SUB 292-389 NERC | 1 | 316184.24
106100 Electric Plant CCNC | 356 - Ovrhd Conductors and Devices | KS - Mass Property | I&R Ln 79-0 SUB 452-439 NERC | Mass Property KS | 2014-10-09 13:44 | 2014-09-01 | 1000840 | I&R Ln 79-0 SUB 452-439 NERC | 1 | 25.9
106100 Electric Plant CCNC | 353 - Station Equipment | MO - Substations | I&R BO 161kV PTs at SUB 435 | Substation 435 - McDonald, MO | 2014-04-09 08:43 | 2014-03-01 | 1000860 | I&R BO 161kV PTs at SUB 435 | 1 | 40967.24
106100 Electric Plant CCNC | 353 - Station Equipment | MO - Substations | I&R 161kV Brkr & Switch - SUB #110 | Substation 110 - Jasper, MO | 2014-10-09 13:44 | 2014-09-01 | 1000877 | I&R 161kV Brkr & Switch - SUB #110 | 1 | -207.08
106100 Electric Plant CCNC | 353 - Station Equipment | MO - Substations | Install 69kV Breakers at SUB 205 | Substation 205 - Newton, MO | 2015-01-12 07:44 | 2014-12-01 | 1000928 | Install 69kV Breakers at SUB 205 | 1 | 818252.79
106100 Electric Plant CCNC | 355 - Poles and Fixtures | MO - Mass Property | I&R Str Ln89-0 SUB 312-387 BO Pole | Mass Property MO | 2014-07-10 07:50 | 2014-06-01 | 1000770 | I&R Str Ln89-0 SUB 312-387 BO Pole | 1 | 188.5
106100 Electric Plant CCNC | 355 - Poles and Fixtures | MO - Mass Property | I 69kV Strs for Kodiak SUB 471 | Mass Property MO | 2014-05-09 11:45 | 2014-04-01 | 1000790 | I 69kV Strs for Kodiak SUB 471 | 1 | 401.3
106100 Electric Plant CCNC | 355 - Poles and Fixtures | MO - Mass Property | I&R Pri Trans Pole 21-0 326-700 | Mass Property MO | 2014-09-10 09:54 | 2014-08-01 | 4000251 | I&R Pri Trans Pole 21-0 326-700 | 1 | 3273.96
106100 Electric Plant CCNC | 355 - Poles and Fixtures | MO - Mass Property | I&R Pri Trans Pole 21-0 326-700 | Mass Property MO | 2014-06-10 08:12 | 2014-05-01 | 4000251 | I&R Pri Trans Pole 21-0 326-700 | 1 | 31553.56
106100 Electric Plant CCNC | 355 - Poles and Fixtures | MO - Mass Property | I&R Ln 87-0 SUB 368-431 NERC | Mass Property MO | 2015-01-12 07:44 | 2014-12-01 | 1000908 | I&R Ln 87-0 SUB 368-431 NERC | 1 | 126.18
106100 Electric Plant CCNC | 355 - Poles and Fixtures | MO - Mass Property | I&R Ln 87-0 SUB 368-431 NERC | Mass Property MO | 2014-10-09 13:44 | 2014-09-01 | 1000908 | I&R Ln 87-0 SUB 368-431 NERC | 1 | 349.31
106100 Electric Plant CCNC | 356 - Ovrhd Conductors and Devices | MO - Mass Property | I&R Post Process Dist Pole CKT 3751 | Mass Property MO | 2014-12-09 18:14 | 2014-11-01 | 4000309 | I&R Post Process Dist Pole CKT 3751 | 1 | -14.86
106100 Electric Plant CCNC | 355 - Poles and Fixtures | MO - Mass Property | I&R 161kV Ln 79-0 SUB 389-439 NERC | Mass Property MO | 2015-01-12 07:44 | 2014-12-01 | 1000940 | I&R 161kV Ln 79-0 SUB 389-439 NERC | 1 | 30.38
106100 Electric Plant CCNC | 355 - Poles and Fixtures | MO - Mass Property | I&R 161kV Ln 79-0 SUB 389-439 NERC | Mass Property MO | 2014-05-09 11:45 | 2014-04-01 | 1000940 | I&R 161kV Ln 79-0 SUB 389-439 NERC | 1 | 593865.74
106100 Electric Plant CCNC | 355 - Poles and Fixtures | MO - Mass Property | I&R 69kV Ln 27-0 Welch Phase 2 | Mass Property MO | 2014-12-09 18:14 | 2014-11-01 | 1000944 | I&R 69kV Ln 27-0 Welch Phase 2 | 1 | -21586.45
106100 Electric Plant CCNC | 356 - Ovrhd Conductors and Devices | MO - Mass Property | I&R Ln 87-0 SUB 124-446 NERC | Mass Property MO | 2014-11-13 08:59 | 2014-10-01 | 1000943 | I&R Ln 87-0 SUB 124-446 NERC | 1 | 7.56
106100 Electric Plant CCNC | 355 - Poles and Fixtures | MO - Mass Property | I&R Ln 87-0 SUB 124-446 NERC | Mass Property MO | 2014-11-13 08:59 | 2014-10-01 | 1000943 | I&R Ln 87-0 SUB 124-446 NERC | 1 | 132.14
106100 Electric Plant CCNC | 355 - Poles and Fixtures | KS - Mass Property | I&R Ln 82-0 KS Line-SUB 452 NERC | Mass Property KS | 2015-01-12 07:44 | 2014-12-01 | 1000975 | I&R Ln 82-0 KS Line-SUB 452 NERC | 1 | 813.23
106100 Electric Plant CCNC | 355 - Poles and Fixtures | MO - Mass Property | I&R Ln 82-0 SUB 110-KS Line NERC | Mass Property MO | 2014-12-09 18:14 | 2014-11-01 | 1000976 | I&R Ln 82-0 SUB 110-KS Line NERC | 1 | 568.08
106100 Electric Plant CCNC | 355 - Poles and Fixtures | MO - Mass Property | I&R Ln 91-1 Grove - SUB 435 NERC | Mass Property MO | 2014-09-10 09:53 | 2014-08-01 | 1001054 | I&R Ln 91-1 Grove - SUB 435 NERC | 1 | -950.73
106100 Electric Plant CCNC | 355 - Poles and Fixtures | MO - Mass Property | I&R Ln 91-1 Grove - SUB 435 NERC | Mass Property MO | 2014-08-11 15:47 | 2014-07-01 | 1001054 | I&R Ln 91-1 Grove - SUB 435 NERC | 1 | 187008.09
106100 Electric Plant CCNC | 356 - Ovrhd Conductors and Devices | AR - Mass Property | APRIL 2014 TORNADO - TRANS - KS | Mass Property AR | 2014-11-13 13:16 | 2014-10-01 | 1001108 | APRIL 2014 TORNADO - TRANS - KS | 1 | 49.17
106100 Electric Plant CCNC | 356 - Ovrhd Conductors and Devices | AR - Mass Property | APRIL 2014 TORNADO - TRANS - KS | Mass Property AR | 2014-07-10 07:50 | 2014-06-01 | 1001108 | APRIL 2014 TORNADO - TRANS - KS | 1 | 10698.88
106100 Electric Plant CCNC | 356 - Ovrhd Conductors and Devices | AR - Mass Property | APRIL 2014 TORNADO - TRANS - MO | Mass Property AR | 2014-07-10 07:50 | 2014-06-01 | 1001109 | APRIL 2014 TORNADO - TRANS - MO | 1 | 2087.24
106100 Electric Plant CCNC | 355 - Poles and Fixtures | AR - Mass Property | APRIL 2014 TORNADO - TRANS - OK | Mass Property AR | 2014-10-09 08:28 | 2014-09-01 | 1001110 | APRIL 2014 TORNADO - TRANS - OK | 1 | 22.59
106100 Electric Plant CCNC | 356 - Ovrhd Conductors and Devices | MO - Mass Property | I&R 69kV in Ln 33-0 for SWEC Attach | Mass Property MO | 2014-08-11 15:47 | 2014-07-01 | 1001136 | I&R 69kV in Ln 33-0 for SWEC Attach | 1 | -131.79
106100 Electric Plant CCNC | 355 - Poles and Fixtures | MO - Mass Property | I&R 69kV in Ln 33-0 for SWEC Attach | Mass Property MO | 2014-08-11 15:47 | 2014-07-01 | 1001136 | I&R 69kV in Ln 33-0 for SWEC Attach | 1 | -2350.05
106100 Electric Plant CCNC | 355 - Poles and Fixtures | MO - Mass Property | I&R 69kV in Ln 33-0 for SWEC Attach | Mass Property MO | 2014-05-09 11:45 | 2014-04-01 | 1001136 | I&R 69kV in Ln 33-0 for SWEC Attach | 1 | -30.92
106100 Electric Plant CCNC | 355 - Poles and Fixtures | KS - Mass Property | I&R 69kV Ln 06-0 Riverton Plant PH2 | Mass Property KS | 2014-09-10 09:53 | 2014-08-01 | 1001087 | I&R 69kV Ln 06-0 Riverton Plant PH2 | 1 | -6061.71
106100 Electric Plant CCNC | 355 - Poles and Fixtures | KS - Mass Property | I&R 69kV Ln 06-0 Riverton Plant PH2 | Mass Property KS | 2014-05-09 11:45 | 2014-04-01 | 1001087 | I&R 69kV Ln 06-0 Riverton Plant PH2 | 1 | 18656.2
106100 Electric Plant CCNC | 355 - Poles and Fixtures | MO - Mass Property | I&R Ln 80-0 SUB 412-424 NERC | Mass Property MO | 2015-01-12 07:44 | 2014-12-01 | 1001094 | I&R Ln 80-0 SUB 412-424 NERC | 1 | -11.99
106100 Electric Plant CCNC | 353 - Station Equipment | MO - Substations | I&R Battery & Charger at SUB 292 | Substation 292 - Newton, MO | 2014-07-10 07:50 | 2014-06-01 | 1001216 | I&R Battery & Charger at SUB 292 | 1 | 17250.24
106100 Electric Plant CCNC | 356 - Ovrhd Conductors and Devices | MO - Mass Property | I/R LN 79-0 BO STR 416057 SUB 389 | Mass Property MO | 2014-11-13 08:59 | 2014-10-01 | 1001253 | I/R LN 79-0 BO STR 416057 SUB 389 | 1 | -433.74
106100 Electric Plant CCNC | 355 - Poles and Fixtures | MO - Mass Property | I&R Non-Pri Trans Poles 80-0 | Mass Property MO | 2014-12-09 18:14 | 2014-11-01 | 4000516 | I&R Non-Pri Trans Poles 80-0 | 1 | 503.2
106100 Electric Plant CCNC | 353 - Station Equipment | MO - Substations | Inst Swgr Remote Rack Equip SUB 430 | Substation 430 - Newton, MO | 2015-01-12 07:44 | 2014-12-01 | 1001378 | Inst Swgr Remote Rack Equip SUB 430 | 1 | 4355.49
106100 Electric Plant CCNC | 356 - Ovrhd Conductors and Devices | MO - Mass Property | Ins 69kv Trans poles 21-0 322-184 | Mass Property MO | 2014-10-09 13:44 | 2014-09-01 | 4000470 | Ins 69kv Trans poles 21-0 322-184 | 1 | 1954.72
106100 Electric Plant CCNC | 355 - Poles and Fixtures | MO - Mass Property | I&R 69KV TRANS POLE 20-0 SWEC XING | Mass Property MO | 2014-11-13 08:59 | 2014-10-01 | 4000624 | I&R 69KV TRANS POLE 20-0 SWEC XING | 1 | 4734.08
106100 Electric Plant CCNC | 353 - Station Equipment | KS - Substations | I/R 6 69kV DISCON SWITCHES SUB 167 | Substation 167 - Cherokee, KS | 2014-07-10 07:50 | 2014-06-01 | 1001247 | I/R 6 69kV DISCON SWITCHES SUB 167 | 1 | 13687.98
106100 Electric Plant CCNC | 355 - Poles and Fixtures | MO - Mass Property | I&R 69KV ARMS FIXTURES 20-0 LINE | Mass Property MO | 2014-11-13 08:59 | 2014-10-01 | 4000675 | I&R 69KV ARMS FIXTURES 20-0 LINE | 1 | 11364.06
106100 Electric Plant CCNC | 356 - Ovrhd Conductors and Devices | MO - Mass Property | I&R 69KV ARMS FIXTURES 20-0 LINE | Mass Property MO | 2014-11-13 08:59 | 2014-10-01 | 4000685 | I&R 69KV ARMS FIXTURES 20-0 LINE | 1 | 2094.73
106100 Electric Plant CCNC | 356 - Ovrhd Conductors and Devices | MO - Mass Property | I&R PRIORITY TRAN XARM 88-0 383-382 | Mass Property MO | 2014-11-13 08:59 | 2014-10-01 | 4000663 | I&R PRIORITY TRAN XARM 88-0 383-382 | 1 | 1361.75
106100 Electric Plant CCNC | 355 - Poles and Fixtures | MO - Mass Property | I&R BO 69KV TRANS POLES 35-0 56-449 | Mass Property MO | 2015-01-12 07:46 | 2014-12-01 | 4000703 | I&R BO 69KV TRANS POLES 35-0 56-449 | 1 | 62053.68
106100 Electric Plant CCNC | 355 - Poles and Fixtures | MO - Mass Property | I&R BO 161kV Str 514045 | Mass Property MO | 2015-01-12 07:45 | 2014-12-01 | 1001697 | I&R BO 161kV Str 514045 | 1 | 34304.11
106100 Electric Plant CCNC | 353 - Station Equipment | MO - Substations | BUILD T FACIL KODIAK SUB471 | Substation 471 - Newton Cty | 2015-01-12 07:49 | 2014-12-01 | MT17190C | BUILD T FACIL KODIAK SUB471 | 1 | 4275.38
106100 Electric Plant CCNC | 356 - Ovrhd Conductors and Devices | KS - Mass Property | I/R A 01-0 167-94/81-0 452-94 | Mass Property KS | 2014-03-28 09:23 | 2014-03-01 | KT2610C | I/R A 01-0 167-94/81-0 452-94 | -1 | -3736.37
106100 Electric Plant CCNC | 356 - Ovrhd Conductors and Devices | KS - Mass Property | I/R A 01-0 94-SEK 91-0 94-NEOS | Mass Property KS | 2014-03-28 09:23 | 2014-03-01 | KT2612C | I/R A 01-0 94-SEK 91-0 94-NEOS | -1 | -3698.92
106100 Electric Plant CCNC | 353 - Station Equipment | MO - Substations | Inst Auto 69kV MOAB Sch at SUB 114 | Substation 114 - Christian, MO | 2014-05-09 11:45 | 2014-04-01 | 1000213 | Inst Auto 69kV MOAB Sch at SUB 114 | 1 | 3841.57
106100 Electric Plant CCNC | 355 - Poles and Fixtures | MO - Mass Property | I&R Priority Trans Pole & Fixture | Mass Property MO | 2015-01-12 07:43 | 2014-12-01 | 1000276 | I&R Priority Trans Pole & Fixture | 1 | -25.58
106100 Electric Plant CCNC | 355 - Poles and Fixtures | KS - Mass Property | I&R Non-Prior Trans 21-3 - 69kV | Mass Property KS | 2014-11-13 08:58 | 2014-10-01 | 1000278 | I&R Non-Prior Trans 21-3 - 69kV | 1 | 33340.78
106100 Electric Plant CCNC | 355 - Poles and Fixtures | MO - Mass Property | MT STORM LIKE FOR LIKE - NEOSHO | Mass Property MO | 2014-07-10 07:50 | 2014-06-01 | 1000196 | MT STORM LIKE FOR LIKE - NEOSHO | 1 | 546.29
106100 Electric Plant CCNC | 353 - Station Equipment | MO - Iatan Plant | TEST-SWS/LKOUT RELAYS SUB 705 | Iatan Unit 1 | 2014-04-09 08:43 | 2014-03-01 | 1000268 | TEST-SWS/LKOUT RELAYS SUB 705 | 1 | 3027.9
101000 Plant In Service - Elect/Gas | 355 - Poles and Fixtures | MO - Mass Property | Work Order Addition | Mass Property MO | 2014-05-01 16:40 | 2014-04-01 | 1000253 | POLES/GUYS/ANCHORS 1:1 REPLACE - MO | 3 | 277.71
101000 Plant In Service - Elect/Gas | 355 - Poles and Fixtures | MO - Mass Property | Work Order Addition | Mass Property MO | 2014-05-01 16:40 | 2014-04-01 | 1000253 | POLES/GUYS/ANCHORS 1:1 REPLACE - MO | 2 | 2990.31
106100 Electric Plant CCNC | 355 - Poles and Fixtures | KS - Mass Property | I/R MISC TRANSMISSION LINES - KS | Mass Property KS | 2014-04-09 08:42 | 2014-03-01 | 1000075 | I/R MISC TRANSMISSION LINES - KS | 1 | 342.55
106100 Electric Plant CCNC | 356 - Ovrhd Conductors and Devices | MO - Mass Property | I/R MISC TRANSMISSION LINES - MO | Mass Property MO | 2014-09-10 09:51 | 2014-08-01 | 1000076 | I/R MISC TRANSMISSION LINES - MO | 1 | 2502.56
106100 Electric Plant CCNC | 356 - Ovrhd Conductors and Devices | MO - Mass Property | I/R MISC TRANSMISSION LINES - MO | Mass Property MO | 2014-08-11 15:44 | 2014-07-01 | 1000076 | I/R MISC TRANSMISSION LINES - MO | 1 | 703.05
106100 Electric Plant CCNC | 355 - Poles and Fixtures | MO - Mass Property | I/R MISC TRANSMISSION LINES - MO | Mass Property MO | 2014-06-16 09:37 | 2014-06-01 | 1000076 | I/R MISC TRANSMISSION LINES - MO | -1 | -25316.83
106100 Electric Plant CCNC | 355 - Poles and Fixtures | MO - Mass Property | I/R MISC TRANSMISSION LINES - MO | Mass Property MO | 2014-06-02 16:23 | 2014-05-01 | 1000076 | I/R MISC TRANSMISSION LINES - MO | -2 | 324.47
106100 Electric Plant CCNC | 355 - Poles and Fixtures | MO - Mass Property | I/R MISC TRANSMISSION LINES - MO | Mass Property MO | 2014-02-14 08:32 | 2014-01-01 | 1000076 | I/R MISC TRANSMISSION LINES - MO | 1 | 51.02
106100 Electric Plant CCNC | 355 - Poles and Fixtures | MO - Mass Property | MT STORM LIKE FOR LIKE - BOLIVAR | Mass Property MO | 2014-04-09 08:43 | 2014-03-01 | 1000190 | MT STORM LIKE FOR LIKE - BOLIVAR | 1 | -227.43
101000 Plant In Service - Elect/Gas | 353 - Station Equipment | MO - Substations | Work Order Addition | Substation 602 - Polk, MO | 2014-12-09 18:11 | 2014-11-01 | MT15931C | INS 69KV BREAK/CONT ENC SUB602 | 4 | 524543.17
106100 Electric Plant CCNC | 353 - Station Equipment | MO - Substations | INS 69KV BREAK/CONT ENC SUB602 | Substation 602 - Polk, MO | 2014-12-09 18:11 | 2014-11-01 | MT15931C | INS 69KV BREAK/CONT ENC SUB602 | -6 | -937556.38
101000 Plant In Service - Elect/Gas | 353 - Station Equipment | KS - Substations | BREAKER, VACUUM CIRCUIT, 38KV | Substation 271 - Cherokee, KS | 2014-03-28 09:23 | 2014-03-01 | KT2520C | I/R 34.5KV BREAK 3426 @ SUB271 | 1 | 84569.82
101000 Plant In Service - Elect/Gas | 353 - Station Equipment | KS - Substations | ARRESTER, 22KV MCOV | Substation 271 - Cherokee, KS | 2014-03-28 09:23 | 2014-03-01 | KT2520C | I/R 34.5KV BREAK 3426 @ SUB271 | 6 | 3470.95
101000 Plant In Service - Elect/Gas | 353 - Station Equipment | KS - Substations | Work Order Addition | Substation 271 - Cherokee, KS | 2014-03-28 09:23 | 2014-03-01 | KT2520C | I/R 34.5KV BREAK 3426 @ SUB271 | 1600 | 4068.7
106100 Electric Plant CCNC | 355 - Poles and Fixtures | MO - Mass Property | Prior Trans 161kV 87-0 368-431 | Mass Property MO | 2014-10-09 13:45 | 2014-09-01 | MT15844C | Prior Trans 161kV 87-0 368-431 | 1 | -616.59
106100 Electric Plant CCNC | 356 - Ovrhd Conductors and Devices | MO - Mass Property | I/R PLS FIBER BETW SUB64/284 | Mass Property MO | 2014-05-09 11:46 | 2014-04-01 | MT16016C | I/R PLS FIBER BETW SUB64/284 | 1 | -25938.86
106100 Electric Plant CCNC | 355 - Poles and Fixtures | MO - Mass Property | I/R 69KV STR FIB/PL SUB360/100 | Mass Property MO | 2014-05-09 11:46 | 2014-04-01 | MT16012C | I/R 69KV STR FIB/PL SUB360/100 | 1 | -14416.01
106100 Electric Plant CCNC | 356 - Ovrhd Conductors and Devices | MO - Mass Property | I/R 69KV STR FIB/PL SUB360/100 | Mass Property MO | 2014-05-09 11:46 | 2014-04-01 | MT16012C | I/R 69KV STR FIB/PL SUB360/100 | 1 | -39132.43
101000 Plant In Service - Elect/Gas | 356 - Ovrhd Conductors and Devices | MO - Mass Property | Work Order Addition | Mass Property MO | 2014-05-01 16:41 | 2014-04-01 | MT16646C | I/R NONPRIO PL 26-5 LN 445-369 | 12 | 29589.39
101000 Plant In Service - Elect/Gas | 355 - Poles and Fixtures | MO - Mass Property | Work Order Addition | Mass Property MO | 2014-03-28 09:24 | 2014-03-01 | MD15696C | I/R NONPRIOR D PLS CIR#1843 | 5 | 4858.02
101000 Plant In Service - Elect/Gas | 356 - Ovrhd Conductors and Devices | MO - Mass Property | Work Order Addition | Mass Property MO | 2014-03-28 09:24 | 2014-03-01 | MD15696C | I/R NONPRIOR D PLS CIR#1843 | 15 | 3223.95
101000 Plant In Service - Elect/Gas | 353 - Station Equipment | MO - Substations | Work Order Addition | Substation 59 - Jasper, MO | 2014-12-09 18:11 | 2014-11-01 | MD15357C | MAY 2011 TORNADO - SUB#59 | 0 | 18.72
101000 Plant In Service - Elect/Gas | 352 - Structures and Improvements | MO - Substations | Work Order Addition | Substation 59 - Jasper, MO | 2014-08-20 16:42 | 2014-08-01 | MD15357C | MAY 2011 TORNADO - SUB#59 | 1 | 94765.82
106100 Electric Plant CCNC | 356 - Ovrhd Conductors and Devices | MO - Mass Property | I 69KV JUMP RET 69KV SWITCH | Mass Property MO | 2014-07-10 07:52 | 2014-06-01 | MT16376C | I 69KV JUMP RET 69KV SWITCH | 1 | -1704.83
101000 Plant In Service - Elect/Gas | 356 - Ovrhd Conductors and Devices | MO - Mass Property | Work Order Addition | Mass Property MO | 2014-05-15 09:09 | 2014-05-01 | MT16374C | I 69KV SWTCH/STR RET 2 SW 1 ST | 6 | 1173.87
101000 Plant In Service - Elect/Gas | 355 - Poles and Fixtures | MO - Mass Property | Work Order Addition | Mass Property MO | 2014-05-15 09:08 | 2014-05-01 | MT16374C | I 69KV SWTCH/STR RET 2 SW 1 ST | 1 | 815.11
106100 Electric Plant CCNC | 350 - Land and Land Rights | MO - City or Rural | Right of Way-20-0 Line Rebuild | Springfield | 2014-08-11 15:49 | 2014-07-01 | MT15828C | Right of Way-20-0 Line Rebuild | 1 | -2000
106100 Electric Plant CCNC | 355 - Poles and Fixtures | MO - Mass Property | FEBRUARY 2012 TORNADO BOLIVAR | Mass Property MO | 2014-09-29 17:42 | 2014-09-01 | MT16671C | FEBRUARY 2012 TORNADO BOLIVAR | -2 | -69598.64
101000 Plant In Service - Elect/Gas | 355 - Poles and Fixtures | MO - Mass Property | Work Order Addition | Mass Property MO | 2014-10-14 17:20 | 2014-10-01 | MT16667C | FEBRUARY '12 TORNADO BRAN/HOLL | 21 | 149621.28
101000 Plant In Service - Elect/Gas | 356 - Ovrhd Conductors and Devices | KS - Mass Property | INSULATOR | Mass Property KS | 2014-09-05 13:05 | 2014-08-01 | KT0004C | Install Misc Transmission Line | 0 | 131.89
106100 Electric Plant CCNC | 355 - Poles and Fixtures | KS - Mass Property | PCL-KT0004C | Mass Property KS | 2014-09-05 13:05 | 2014-08-01 | KT0004C | Install Misc Transmission Line | -2 | -1639.05
101000 Plant In Service - Elect/Gas | 356 - Ovrhd Conductors and Devices | MO - Mass Property | Work Order Addition | Mass Property MO | 2014-03-28 09:25 | 2014-03-01 | MT11128C | Storm Job-Trans-Webb City | 103 | 34306.36
101000 Plant In Service - Elect/Gas | 355 - Poles and Fixtures | MO - Mass Property | Work Order Addition | Mass Property MO | 2014-09-08 17:01 | 2014-08-01 | MT11113C | Storm Job-Trans-Aurora | 2 | 948.01
106100 Electric Plant CCNC | 355 - Poles and Fixtures | MO - Mass Property | Storm Job-Trans-Bolivar | Mass Property MO | 2014-09-29 17:42 | 2014-09-01 | MT11118C | Storm Job-Trans-Bolivar | -4 | -77412.32
106100 Electric Plant CCNC | 355 - Poles and Fixtures | MO - Mass Property | Storm Job-Trans-Bolivar | Mass Property MO | 2014-09-29 17:42 | 2014-09-01 | MT11118C | Storm Job-Trans-Bolivar | -2 | 19835.91
106100 Electric Plant CCNC | 355 - Poles and Fixtures | MO - Mass Property | Storm Job-Trans-Ozark | Mass Property MO | 2014-03-28 09:25 | 2014-03-01 | MT11138C | Storm Job-Trans-Ozark | -1 | -684.07
101000 Plant In Service - Elect/Gas | 355 - Poles and Fixtures | OK - Mass Property | Work Order Addition | Mass Property OK | 2014-09-08 09:12 | 2014-08-01 | OT5403C | Storm Job-Trans-Oklahoma | 61 | 82075.92
106100 Electric Plant CCNC | 353 - Station Equipment | AR - Substations | I/R BO 69KV BREAK #6992 SUB392 | Substation 392 - Benton, AR | 2014-02-14 08:34 | 2014-01-01 | AT4072C | I/R BO 69KV BREAK #6992 SUB392 | 1 | 491.86
101000 Plant In Service - Elect/Gas | 356 - Ovrhd Conductors and Devices | MO - Mass Property | Work Order Addition | Mass Property MO | 2014-04-16 11:33 | 2014-04-01 | MT15233C | I/R NONPRIOR T 34-1 280-105 | 3 | 821.74
106100 Electric Plant CCNC | 353 - Station Equipment | MO - City or Rural | BLD T FACIL SILVER CRK SUB469 | Joplin (Newton Cty) | 2014-03-11 12:23 | 2014-02-01 | MT16713C | BLD T FACIL SILVER CRK SUB469 | 1 | 1764691.77
101000 Plant In Service - Elect/Gas | 355 - Poles and Fixtures | MO - Mass Property | Work Order Addition | Mass Property MO | 2014-04-04 17:06 | 2014-03-01 | MT16514C | I/R NONPRIOR PL 94-0 383-BROOK | 1 | 14256.46
101000 Plant In Service - Elect/Gas | 355 - Poles and Fixtures | MO - Mass Property | POLE | Mass Property MO | 2014-09-29 17:42 | 2014-09-01 | MT16538C | I C TRUSS T REINF 08-0 250-614 | 0 | 2559.9
106100 Electric Plant CCNC | 356 - Ovrhd Conductors and Devices | MO - Mass Property | I/R STRS LN 92-0 SUB422/SUB393 | Mass Property MO | 2014-06-02 09:48 | 2014-05-01 | MT16555C | I/R STRS LN 92-0 SUB422/SUB393 | -5 | -140921.99
101000 Plant In Service - Elect/Gas | 353 - Station Equipment | MO - Substations | Work Order Addition | Substation 360 - Jasper, MO | 2014-05-01 16:41 | 2014-04-01 | MT16586C | I/R 161KVRELY PNL#6961 SUB360 | 1 | 208091.62
106100 Electric Plant CCNC | 353 - Station Equipment | MO - Substations | install misc. trans. sub equip | Substation 110 - Jasper, MO | 2014-09-08 17:01 | 2014-08-01 | MT0002C | install misc. trans. sub equip | -2 | -2683.33
101000 Plant In Service - Elect/Gas | 356 - Ovrhd Conductors and Devices | OK - Mass Property | Work Order Addition | Mass Property OK | 2014-04-04 17:05 | 2014-03-01 | 1000323 | I&R NP Dist Poles Ckt #2712 | 3 | 2343.44
106100 Electric Plant CCNC | 354 - Towers and Fixtures | KS - Mass Property | Relocate 69kV 06-0 Ln SUB167-SUB406 | Mass Property KS | 2014-05-09 11:45 | 2014-04-01 | 1000337 | Relocate 69kV 06-0 Ln SUB167-SUB406 | 1 | 19761.86
106100 Electric Plant CCNC | 356 - Ovrhd Conductors and Devices | MO - Mass Property | I&R Trans Pole 08-3 308-318 | Mass Property MO | 2014-04-09 08:44 | 2014-03-01 | 4000112 | I&R Trans Pole 08-3 308-318 | 1 | 1197.42
106100 Electric Plant CCNC | 356 - Ovrhd Conductors and Devices | MO - Mass Property | I&R Ln 84-0 349-421 NERC Ph 1 | Mass Property MO | 2014-07-10 07:50 | 2014-06-01 | 1000509 | I&R Ln 84-0 349-421 NERC Ph 1 | 1 | -3.18
101000 Plant In Service - Elect/Gas | 356 - Ovrhd Conductors and Devices | MO - Mass Property | Work Order Addition | Mass Property MO | 2014-05-27 17:10 | 2014-05-01 | 1000375 | I&R Strs Ln 96-0 SUB389 to SUB439 | 0 | -72.18
101000 Plant In Service - Elect/Gas | 355 - Poles and Fixtures | MO - Mass Property | Work Order Addition | Mass Property MO | 2014-05-27 17:10 | 2014-05-01 | 1000375 | I&R Strs Ln 96-0 SUB389 to SUB439 | 0 | -29
101000 Plant In Service - Elect/Gas | 355 - Poles and Fixtures | MO - Mass Property | Work Order Addition | Mass Property MO | 2014-04-04 17:05 | 2014-03-01 | 1000375 | I&R Strs Ln 96-0 SUB389 to SUB439 | 6 | 131423.29
106100 Electric Plant CCNC | 355 - Poles and Fixtures | MO - Mass Property | I&R Strs Ln 89-0 SUB438-R5 NERC | Mass Property MO | 2014-05-09 11:45 | 2014-04-01 | 1000374 | I&R Strs Ln 89-0 SUB438-R5 NERC | 1 | -864.15
106100 Electric Plant CCNC | 355 - Poles and Fixtures | MO - Mass Property | I&R Strs Ln 79-0 SUB 292 to SUB 383 | Mass Property MO | 2014-08-11 15:47 | 2014-07-01 | 1000377 | I&R Strs Ln 79-0 SUB 292 to SUB 383 | 1 | 886.09
106100 Electric Plant CCNC | 355 - Poles and Fixtures | MO - Mass Property | I&R Strs Ln 79-0 SUB 292 to SUB 383 | Mass Property MO | 2014-04-09 08:43 | 2014-03-01 | 1000377 | I&R Strs Ln 79-0 SUB 292 to SUB 383 | 1 | 78.73
106100 Electric Plant CCNC | 355 - Poles and Fixtures | MO - Mass Property | I&R Strs Ln 84-0 SUB 395 - SPA NERC | Mass Property MO | 2014-09-10 09:53 | 2014-08-01 | 1000376 | I&R Strs Ln 84-0 SUB 395 - SPA NERC | 1 | -77893.54
106100 Electric Plant CCNC | 355 - Poles and Fixtures | MO - Substations | I&R Strs Ln 95-0 SUB 145-439 NERC | Substation 145 - Jasper, MO | 2014-07-10 07:50 | 2014-06-01 | 1000380 | I&R Strs Ln 95-0 SUB 145-439 NERC | 1 | -124.81
106100 Electric Plant CCNC | 355 - Poles and Fixtures | MO - Mass Property | I&R Strs Ln 88-0 SUB 382 - 383 NERC | Mass Property MO | 2014-03-11 12:22 | 2014-02-01 | 1000379 | I&R Strs Ln 88-0 SUB 382 - 383 NERC | 1 | 2447.27
106100 Electric Plant CCNC | 355 - Poles and Fixtures | MO - Mass Property | I&R Strs Ln 79-0 SUB 124-383 NERC | Mass Property MO | 2014-08-11 15:47 | 2014-07-01 | 1000382 | I&R Strs Ln 79-0 SUB 124-383 NERC | 1 | -520.25
106100 Electric Plant CCNC | 355 - Poles and Fixtures | MO - Mass Property | I&R BO 69kV Switch and Structure | Mass Property MO | 2015-01-12 07:43 | 2014-12-01 | 1000334 | I&R BO 69kV Switch and Structure | 1 | 40.41
106100 Electric Plant CCNC | 356 - Ovrhd Conductors and Devices | MO - Mass Property | I&R Trans Poles & Ins 08-2 308-304 | Mass Property MO | 2014-04-09 08:44 | 2014-03-01 | 4000138 | I&R Trans Poles & Ins 08-2 308-304 | 1 | 121.06
106100 Electric Plant CCNC | 355 - Poles and Fixtures | MO - Mass Property | I&R Trans C-truss 08-20 308-304 | Mass Property MO | 2014-03-11 12:22 | 2014-02-01 | 4000137 | I&R Trans C-truss 08-20 308-304 | 1 | 95.07
106100 Electric Plant CCNC | 356 - Ovrhd Conductors and Devices | MO - Mass Property | I&R Trans Poles & Ins 08-2 324-304 | Mass Property MO | 2014-03-11 12:22 | 2014-02-01 | 4000140 | I&R Trans Poles & Ins 08-2 324-304 | 1 | 1284.54
106100 Electric Plant CCNC | 355 - Poles and Fixtures | MO - Mass Property | I&R Trans Poles & Ins 08-2 324-304 | Mass Property MO | 2014-03-11 12:22 | 2014-02-01 | 4000140 | I&R Trans Poles & Ins 08-2 324-304 | 1 | 6422.8
106100 Electric Plant CCNC | 355 - Poles and Fixtures | MO - Mass Property | I/R 69kV LN 39-0 CAMPBELL&PLAINVIEW | Mass Property MO | 2014-08-11 15:47 | 2014-07-01 | 1000660 | I/R 69kV LN 39-0 CAMPBELL&PLAINVIEW | 1 | 142.01
106100 Electric Plant CCNC | 355 - Poles and Fixtures | MO - Mass Property | I&R Non-Pri Tran Poles 26-0 338-262 | Mass Property MO | 2014-09-10 09:53 | 2014-08-01 | 4000144 | I&R Non-Pri Tran Poles 26-0 338-262 | 1 | 21287.91
106100 Electric Plant CCNC | 356 - Ovrhd Conductors and Devices | MO - Mass Property | I/R NONPRIOR T PL 08-0 250-614 | Mass Property MO | 2014-05-01 16:41 | 2014-04-01 | MT16547C | I/R NONPRIOR T PL 08-0 250-614 | -4 | -2686.99
106100 Electric Plant CCNC | 355 - Poles and Fixtures | MO - Mass Property | I&R Ln 92-0 Martin to 50th Street | Mass Property MO | 2014-07-10 07:50 | 2014-06-01 | 1000702 | I&R Ln 92-0 Martin to 50th Street | 1 | 8080.52
106100 Electric Plant CCNC | 356 - Ovrhd Conductors and Devices | MO - Mass Property | I&R Ln 92-0 Martin to 50th Street | Mass Property MO | 2014-03-11 12:22 | 2014-02-01 | 1000702 | I&R Ln 92-0 Martin to 50th Street | 1 | -3635.25
106100 Electric Plant CCNC | 355 - Poles and Fixtures | MO - Mass Property | I&R Trans Poles 26-0 121-260 | Mass Property MO | 2015-01-12 07:45 | 2014-12-01 | 4000141 | I&R Trans Poles 26-0 121-260 | 1 | 0.91
106100 Electric Plant CCNC | 355 - Poles and Fixtures | MO - Mass Property | Inst Trans C-truss 26-0 355-124 | Mass Property MO | 2014-02-14 08:33 | 2014-01-01 | 4000145 | Inst Trans C-truss 26-0 355-124 | 1 | 947.44
106100 Electric Plant CCNC | 352 - Structures and Improvements | MO - Substations | I 69kV Breaker at SUB 397 | Substation 397 - Greene, MO | 2015-01-12 07:43 | 2014-12-01 | 1000694 | I 69kV Breaker at SUB 397 | 1 | 141.6
106100 Electric Plant CCNC | 356 - Ovrhd Conductors and Devices | MO - Mass Property | I&R Non-Pri Tran Poles 26-0 397-80 | Mass Property MO | 2014-04-09 08:44 | 2014-03-01 | 4000148 | I&R Non-Pri Tran Poles 26-0 397-80 | 1 | 2173.57
106100 Electric Plant CCNC | 355 - Poles and Fixtures | KS - Mass Property | I/R STR LN 27-0 HWY166 BRDG MV | Mass Property KS | 2014-10-09 13:45 | 2014-09-01 | KT2595C | I/R STR LN 27-0 HWY166 BRDG MV | 1 | -71.97
101000 Plant In Service - Elect/Gas | 356 - Ovrhd Conductors and Devices | KS - Mass Property | Work Order Addition | Mass Property KS | 2014-06-05 11:33 | 2014-05-01 | KT2595C | I/R STR LN 27-0 HWY166 BRDG MV | 959 | 146.23
106100 Electric Plant CCNC | 355 - Poles and Fixtures | KS - Mass Property | I/R STR LN 27-0 HWY166 BRDG MV | Mass Property KS | 2014-02-14 08:34 | 2014-01-01 | KT2595C | I/R STR LN 27-0 HWY166 BRDG MV | 1 | -50.31
106100 Electric Plant CCNC | 355 - Poles and Fixtures | MO - Mass Property | I&R Line 84-0 SUB Litch-349 NERC | Mass Property MO | 2015-01-12 07:43 | 2014-12-01 | 1000814 | I&R Line 84-0 SUB Litch-349 NERC | 1 | 101.59
106100 Electric Plant CCNC | 355 - Poles and Fixtures | MO - Mass Property | I&R Line 84-0 SUB Litch-349 NERC | Mass Property MO | 2014-11-04 11:47 | 2014-10-01 | 1000814 | I&R Line 84-0 SUB Litch-349 NERC | -7 | -344508.62
106100 Electric Plant CCNC | 355 - Poles and Fixtures | MO - Mass Property | I&R Ln 85-0 SUB 110-417 NERC | Mass Property MO | 2014-07-10 07:50 | 2014-06-01 | 1000816 | I&R Ln 85-0 SUB 110-417 NERC | 1 | 1815.49
106100 Electric Plant CCNC | 355 - Poles and Fixtures | MO - Mass Property | I&R Ln 85-0 SUB 110-417 NERC | Mass Property MO | 2014-06-10 08:11 | 2014-05-01 | 1000816 | I&R Ln 85-0 SUB 110-417 NERC | 1 | 2820.44
106100 Electric Plant CCNC | 355 - Poles and Fixtures | MO - Mass Property | I&R Ln 85-0 SUB 110-417 NERC | Mass Property MO | 2014-05-09 11:45 | 2014-04-01 | 1000816 | I&R Ln 85-0 SUB 110-417 NERC | 1 | 2294.34
106100 Electric Plant CCNC | 355 - Poles and Fixtures | MO - Mass Property | I&R Ln 85-0 SUB 110-417 NERC | Mass Property MO | 2014-04-09 08:43 | 2014-03-01 | 1000816 | I&R Ln 85-0 SUB 110-417 NERC | 1 | 181223.34
106100 Electric Plant CCNC | 355 - Poles and Fixtures | MO - Mass Property | I&R Ln 85-0 SUB 366-417 NERC | Mass Property MO | 2014-06-10 08:11 | 2014-05-01 | 1000817 | I&R Ln 85-0 SUB 366-417 NERC | 1 | 771.86
106100 Electric Plant CCNC | 355 - Poles and Fixtures | MO - Mass Property | I&R Ln 85-0 SUB 366-417 NERC | Mass Property MO | 2014-05-09 11:45 | 2014-04-01 | 1000817 | I&R Ln 85-0 SUB 366-417 NERC | 1 | 4374
101000 Plant In Service - Elect/Gas | 355 - Poles and Fixtures | MO - Mass Property | Work Order Addition | Mass Property MO | 2014-11-04 11:47 | 2014-10-01 | 1000818 | I&R Ln 85-0 349-366 NERC Ph 2 | 58 | 104601.5
106100 Electric Plant CCNC | 355 - Poles and Fixtures | MO - Mass Property | I&R Ln 85-0 349-366 NERC Ph 2 | Mass Property MO | 2014-04-09 08:43 | 2014-03-01 | 1000818 | I&R Ln 85-0 349-366 NERC Ph 2 | 1 | 44193.24
106100 Electric Plant CCNC | 353 - Station Equipment | MO - Substations | I&R BO 161kV Pts - SUB 292 | Substation 292 - Newton, MO | 2014-11-13 08:59 | 2014-10-01 | 1000873 | I&R BO 161kV Pts - SUB 292 | 1 | 1708.74
106100 Electric Plant CCNC | 353 - Station Equipment | MO - Substations | I&R BO 161kV Pts - SUB 292 | Substation 292 - Newton, MO | 2014-07-10 07:50 | 2014-06-01 | 1000873 | I&R BO 161kV Pts - SUB 292 | 1 | 2489.71
106100 Electric Plant CCNC | 353 - Station Equipment | KS - Substations | I&R 69kV Switches at SUB #167 | Substation 167 - Cherokee, KS | 2015-01-12 07:44 | 2014-12-01 | 1000874 | I&R 69kV Switches at SUB #167 | 1 | -21788.29
106100 Electric Plant CCNC | 355 - Poles and Fixtures | MO - Mass Property | I&R Ln 80-0 SUB 331-412 NERC | Mass Property MO | 2014-10-09 13:44 | 2014-09-01 | 1000834 | I&R Ln 80-0 SUB 331-412 NERC | 1 | 232891.78
106100 Electric Plant CCNC | 356 - Ovrhd Conductors and Devices | MO - Mass Property | I&R Ln 87-0 SUB 368-446 NERC | Mass Property MO | 2014-10-09 13:44 | 2014-09-01 | 1000837 | I&R Ln 87-0 SUB 368-446 NERC | 1 | 19.85
106100 Electric Plant CCNC | 355 - Poles and Fixtures | MO - Mass Property | I&R Ln 87-0 SUB 368-446 NERC | Mass Property MO | 2014-10-09 13:44 | 2014-09-01 | 1000837 | I&R Ln 87-0 SUB 368-446 NERC | 1 | 389.7
106100 Electric Plant CCNC | 356 - Ovrhd Conductors and Devices | MO - Mass Property | I&R Ln 83-0 SUB 109-CARSPA NERC | Mass Property MO | 2014-10-09 13:44 | 2014-09-01 | 1000835 | I&R Ln 83-0 SUB 109-CARSPA NERC | 1 | 16.66
106100 Electric Plant CCNC | 355 - Poles and Fixtures | MO - Mass Property | I&R Ln 80-0 SUB 124-295 for NERC | Mass Property MO | 2015-01-12 07:43 | 2014-12-01 | 1000833 | I&R Ln 80-0 SUB 124-295 for NERC | 1 | 2256.24
106100 Electric Plant CCNC | 355 - Poles and Fixtures | MO - Mass Property | I&R Ln 80-0 SUB 124-295 for NERC | Mass Property MO | 2014-09-10 09:53 | 2014-08-01 | 1000833 | I&R Ln 80-0 SUB 124-295 for NERC | 1 | 1172228.18
106100 Electric Plant CCNC | 355 - Poles and Fixtures | MO - Mass Property | I&R Ln 83-0 SUB 110-432 NERC | Mass Property MO | 2014-08-20 16:42 | 2014-08-01 | 1000836 | I&R Ln 83-0 SUB 110-432 NERC | -4 | -101610.34
106100 Electric Plant CCNC | 353 - Station Equipment | MO - Substations | I&R BO 59kV Brkr - SUB 355 | Substation 355 - Lawrence, MO | 2014-10-09 13:44 | 2014-09-01 | 1000811 | I&R BO 59kV Brkr - SUB 355 | 1 | 997.65
106100 Electric Plant CCNC | 355 - Poles and Fixtures | KS - Mass Property | I&R Non-Pri Dist Poles Ckt 4251 | Mass Property KS | 2015-01-12 07:45 | 2014-12-01 | 4000237 | I&R Non-Pri Dist Poles Ckt 4251 | 1 | -0.02
106100 Electric Plant CCNC | 355 - Poles and Fixtures | MO - Mass Property | I&R Ln 79-0 SUB 292-389 NERC | Mass Property MO | 2014-11-13 08:59 | 2014-10-01 | 1000839 | I&R Ln 79-0 SUB 292-389 NERC | 1 | -22983.73
106100 Electric Plant CCNC | 355 - Poles and Fixtures | MO - Mass Property | I&R 161kV Strs Ln 80-0 NERC Ph 2 | Mass Property MO | 2014-04-09 08:43 | 2014-03-01 | 1000841 | I&R 161kV Strs Ln 80-0 NERC Ph 2 | 1 | 47373.01
106100 Electric Plant CCNC | 356 - Ovrhd Conductors and Devices | KS - Mass Property | I&R Ln 79-0 SUB 452-439 NERC | Mass Property KS | 2015-01-12 07:43 | 2014-12-01 | 1000840 | I&R Ln 79-0 SUB 452-439 NERC | 1 | 10.51
106100 Electric Plant CCNC | 355 - Poles and Fixtures | KS - Mass Property | I&R Ln 79-0 SUB 452-439 NERC | Mass Property KS | 2015-01-12 07:43 | 2014-12-01 | 1000840 | I&R Ln 79-0 SUB 452-439 NERC | 1 | 279.61
106100 Electric Plant CCNC | 353 - Station Equipment | MO - Substations | I&R 161kV Breaker at SUB 439 | Substation 439 - Jasper, MO | 2014-08-11 15:47 | 2014-07-01 | 1000861 | I&R 161kV Breaker at SUB 439 | 1 | 1493.11
106100 Electric Plant CCNC | 353 - Station Equipment | MO - Substations | I&R BO 161kV PTs at SUB 312 | Substation 312 - Taney, MO | 2014-08-11 15:47 | 2014-07-01 | 1000859 | I&R BO 161kV PTs at SUB 312 | 1 | -105.53
106100 Electric Plant CCNC | 353 - Station Equipment | MO - Substations | I&R BO 161kV PTs at SUB 312 | Substation 312 - Taney, MO | 2014-07-10 07:50 | 2014-06-01 | 1000859 | I&R BO 161kV PTs at SUB 312 | 1 | 350
106100 Electric Plant CCNC | 356 - Ovrhd Conductors and Devices | MO - Mass Property | I&R Non-Priority Trans 26-0 80-445 | Mass Property MO | 2015-01-12 07:45 | 2014-12-01 | 4000226 | I&R Non-Priority Trans 26-0 80-445 | 1 | 0.15
106100 Electric Plant CCNC | 355 - Poles and Fixtures | MO - Mass Property | I&R Non-Priority Trans 26-0 80-445 | Mass Property MO | 2014-02-14 08:34 | 2014-01-01 | 4000226 | I&R Non-Priority Trans 26-0 80-445 | 1 | 7342.41
106100 Electric Plant CCNC | 353 - Station Equipment | MO - Substations | I&R 69kV Relay Panels at SUB 393 | Substation 393 - Newton, MO | 2015-01-12 07:44 | 2014-12-01 | 1000865 | I&R 69kV Relay Panels at SUB 393 | 1 | 202.12
106100 Electric Plant CCNC | 353 - Station Equipment | MO - Substations | I&R 161kV Brkr & Switch - SUB #110 | Substation 110 - Jasper, MO | 2015-01-12 07:44 | 2014-12-01 | 1000877 | I&R 161kV Brkr & Switch - SUB #110 | 1 | 5.53
106100 Electric Plant CCNC | 355 - Poles and Fixtures | MO - Mass Property | I 69kV Strs for Kodiak SUB 471 | Mass Property MO | 2014-02-14 08:33 | 2014-01-01 | 1000790 | I 69kV Strs for Kodiak SUB 471 | 1 | 93484.49
106100 Electric Plant CCNC | 355 - Poles and Fixtures | MO - Mass Property | I&R Ln 87-0 SUB 368-431 NERC | Mass Property MO | 2014-11-13 08:59 | 2014-10-01 | 1000908 | I&R Ln 87-0 SUB 368-431 NERC | 1 | 1926.61
106100 Electric Plant CCNC | 356 - Ovrhd Conductors and Devices | MO - Mass Property | I&R Post Process Dist Pole CKT 3751 | Mass Property MO | 2014-11-13 08:59 | 2014-10-01 | 4000309 | I&R Post Process Dist Pole CKT 3751 | 1 | 5.36
106100 Electric Plant CCNC | 355 - Poles and Fixtures | MO - Mass Property | I&R Post Process Dist Pole CKT 3751 | Mass Property MO | 2014-11-13 08:59 | 2014-10-01 | 4000309 | I&R Post Process Dist Pole CKT 3751 | 1 | 6.78
106100 Electric Plant CCNC | 355 - Poles and Fixtures | MO - Mass Property | I&R Ln 92-0 NEO SPA - SUB 292 NERC | Mass Property MO | 2014-10-09 13:44 | 2014-09-01 | 1000939 | I&R Ln 92-0 NEO SPA - SUB 292 NERC | 1 | 39.85
106100 Electric Plant CCNC | 356 - Ovrhd Conductors and Devices | MO - Mass Property | I&R Non-Pri Trans Insul Line 39-0 | Mass Property MO | 2014-04-09 08:44 | 2014-03-01 | 4000311 | I&R Non-Pri Trans Insul Line 39-0 | 1 | 1139.42
106100 Electric Plant CCNC | 355 - Poles and Fixtures | MO - Mass Property | I&R 69kV Ln 27-0 Welch Phase 2 | Mass Property MO | 2015-01-12 07:44 | 2014-12-01 | 1000944 | I&R 69kV Ln 27-0 Welch Phase 2 | 1 | -33051.24
106100 Electric Plant CCNC | 355 - Poles and Fixtures | MO - Mass Property | I&R 69kV Ln 27-0 Welch Phase 2 | Mass Property MO | 2014-09-10 09:53 | 2014-08-01 | 1000944 | I&R 69kV Ln 27-0 Welch Phase 2 | 1 | 1390192.87
106100 Electric Plant CCNC | 356 - Ovrhd Conductors and Devices | MO - Mass Property | I&R Ln 87-0 SUB 124-446 NERC | Mass Property MO | 2014-09-10 09:53 | 2014-08-01 | 1000943 | I&R Ln 87-0 SUB 124-446 NERC | 1 | 11415.83
106100 Electric Plant CCNC | 355 - Poles and Fixtures | MO - Mass Property | I&R Damaged 38-0 Str A FRs 48 & 215 | Mass Property MO | 2014-06-10 08:11 | 2014-05-01 | 1000945 | I&R Damaged 38-0 Str A FRs 48 & 215 | 1 | 632.01
106100 Electric Plant CCNC | 355 - Poles and Fixtures | MO - Mass Property | I&R 69kV Ln 33-0/08-0 Greenfield | Mass Property MO | 2014-09-10 09:53 | 2014-08-01 | 1001053 | I&R 69kV Ln 33-0/08-0 Greenfield | 1 | -86269.08
106100 Electric Plant CCNC | 355 - Poles and Fixtures | AR - Mass Property | APRIL 2014 TORNADO - TRANS - KS | Mass Property AR | 2014-12-09 18:14 | 2014-11-01 | 1001108 | APRIL 2014 TORNADO - TRANS - KS | 1 | 122.72
106100 Electric Plant CCNC | 355 - Poles and Fixtures | AR - Mass Property | APRIL 2014 TORNADO - TRANS - KS | Mass Property AR | 2014-08-11 15:47 | 2014-07-01 | 1001108 | APRIL 2014 TORNADO - TRANS - KS | 1 | -2122.02
106100 Electric Plant CCNC | 355 - Poles and Fixtures | KS - Mass Property | I&R 69kV Ln 06-0 Riverton Plant PH2 | Mass Property KS | 2015-01-12 07:44 | 2014-12-01 | 1001087 | I&R 69kV Ln 06-0 Riverton Plant PH2 | 1 | 10.54
106100 Electric Plant CCNC | 355 - Poles and Fixtures | MO - Mass Property | I&R Ln 89-0 SUB 312-387 NERC | Mass Property MO | 2015-01-12 07:44 | 2014-12-01 | 1001088 | I&R Ln 89-0 SUB 312-387 NERC | 1 | -81.05
106100 Electric Plant CCNC | 355 - Poles and Fixtures | MO - Mass Property | I&R Ln 89-0 SUB 312-387 NERC | Mass Property MO | 2014-11-13 08:59 | 2014-10-01 | 1001088 | I&R Ln 89-0 SUB 312-387 NERC | 1 | 332925.49
106100 Electric Plant CCNC | 355 - Poles and Fixtures | MO - Mass Property | I&R Ln 80-0 SUB 295-424 NERC | Mass Property MO | 2015-01-12 07:44 | 2014-12-01 | 1001093 | I&R Ln 80-0 SUB 295-424 NERC | 1 | -9.8
106100 Electric Plant CCNC | 355 - Poles and Fixtures | MO - Mass Property | I&R Ln 80-0 SUB 295-424 NERC | Mass Property MO | 2014-10-09 13:44 | 2014-09-01 | 1001093 | I&R Ln 80-0 SUB 295-424 NERC | 1 | 57642.78
106100 Electric Plant CCNC | 356 - Ovrhd Conductors and Devices | KS - Mass Property | I&R BO 161KV DE Str 79-0 452-439 | Mass Property KS | 2015-01-12 07:46 | 2014-12-01 | 4000421 | I&R BO 161KV DE Str 79-0 452-439 | 1 | 28841.72
106100 Electric Plant CCNC | 355 - Poles and Fixtures | MO - Mass Property | I&R BO TRANS POLE 30-3 131-347 | Mass Property MO | 2014-07-10 07:51 | 2014-06-01 | 4000434 | I&R BO TRANS POLE 30-3 131-347 | 1 | 9265.33
106100 Electric Plant CCNC | 355 - Poles and Fixtures | AR - Mass Property | POST PROCESS TRAN POLE 21-0 326-700 | Mass Property AR | 2014-06-10 08:12 | 2014-05-01 | 4000388 | POST PROCESS TRAN POLE 21-0 326-700 | 1 | 3144.66
106100 Electric Plant CCNC | 355 - Poles and Fixtures | MO - Mass Property | Fix Erosion of Trans Poles | Mass Property MO | 2015-01-12 07:46 | 2014-12-01 | 4000394 | Fix Erosion of Trans Poles | 1 | 0.02
106100 Electric Plant CCNC | 353 - Station Equipment | MO - Substations | I&R 161kV PT at SUB 335 | Substation 335 - Newton, MO | 2014-06-10 08:11 | 2014-05-01 | 1001289 | I&R 161kV PT at SUB 335 | 1 | 5475.95
106100 Electric Plant CCNC | 355 - Poles and Fixtures | MO - Mass Property | I&R Non-Pri Trans Poles 80-0 | Mass Property MO | 2014-11-13 08:59 | 2014-10-01 | 4000516 | I&R Non-Pri Trans Poles 80-0 | 1 | 571.43
106100 Electric Plant CCNC | 355 - Poles and Fixtures | MO - Mass Property | I&R Switch/Structure Ln 26-0 Albatr | Mass Property MO | 2014-10-09 13:44 | 2014-09-01 | 1001348 | I&R Switch/Structure Ln 26-0 Albatr | 1 | -2357.17
106100 Electric Plant CCNC | 353 - Station Equipment | MO - Substations | Inst Swgr Remote Rack Equip SUB 284 | Substation 284 - Jasper, MO | 2015-01-12 07:44 | 2014-12-01 | 1001379 | Inst Swgr Remote Rack Equip SUB 284 | 1 | 45982.54
106100 Electric Plant CCNC | 353 - Station Equipment | MO - Substations | Inst Swgr Remote Rack Equip SUB 372 | Substation 372 - Jasper, MO | 2015-01-12 07:44 | 2014-12-01 | 1001383 | Inst Swgr Remote Rack Equip SUB 372 | 1 | 27041.12
106100 Electric Plant CCNC | 353 - Station Equipment | MO - Substations | I&R BO 69kV BKR #6989 at Sub #109 | Substation 109 - Jasper, MO | 2014-09-10 09:53 | 2014-08-01 | 1001449 | I&R BO 69kV BKR #6989 at Sub #109 | 1 | 893.46
106100 Electric Plant CCNC | 355 - Poles and Fixtures | MO - Mass Property | I&R BO 161kV Str 513981 | Mass Property MO | 2015-01-12 07:45 | 2014-12-01 | 1001698 | I&R BO 161kV Str 513981 | 1 | 34464.62
106100 Electric Plant CCNC | 355 - Poles and Fixtures | MO - Mass Property | I&R 161kV Crossarms 84-0 421-349 | Mass Property MO | 2014-06-10 08:11 | 2014-05-01 | 1000243 | I&R 161kV Crossarms 84-0 421-349 | 1 | 17975.27
106100 Electric Plant CCNC | 353 - Station Equipment | MO - Substations | Inst Auto 69kV MOAB Sch at SUB 114 | Substation 114 - Christian, MO | 2014-07-10 07:50 | 2014-06-01 | 1000213 | Inst Auto 69kV MOAB Sch at SUB 114 | 1 | 111.71
106100 Electric Plant CCNC | 353 - Station Equipment | MO - Substations | I&R 69kV breaker and relay panel | Substation 64 - Jasper, MO | 2014-08-11 15:47 | 2014-07-01 | 1000214 | I&R 69kV breaker and relay panel | 1 | 1698.68
106100 Electric Plant CCNC | 356 - Ovrhd Conductors and Devices | MO - Mass Property | MT STORM LIKE FOR LIKE - WEBB CITY | Mass Property MO | 2014-04-09 08:43 | 2014-03-01 | 1000202 | MT STORM LIKE FOR LIKE - WEBB CITY | 1 | -1761.79
106100 Electric Plant CCNC | 355 - Poles and Fixtures | MO - Mass Property | MT STORM LIKE FOR LIKE - WEBB CITY | Mass Property MO | 2014-03-11 12:22 | 2014-02-01 | 1000202 | MT STORM LIKE FOR LIKE - WEBB CITY | 1 | 7951.13
106100 Electric Plant CCNC | 356 - Ovrhd Conductors and Devices | OK - Mass Property | I/R MISC TRANSMISSION LINES - OK | Mass Property OK | 2014-10-09 08:27 | 2014-09-01 | 1000077 | I/R MISC TRANSMISSION LINES - OK | 1 | 36.04
106100 Electric Plant CCNC | 356 - Ovrhd Conductors and Devices | KS - Mass Property | I/R MISC TRANSMISSION LINES - KS | Mass Property KS | 2014-09-10 09:51 | 2014-08-01 | 1000075 | I/R MISC TRANSMISSION LINES - KS | 1 | -13.16
106100 Electric Plant CCNC | 355 - Poles and Fixtures | KS - Mass Property | I/R MISC TRANSMISSION LINES - KS | Mass Property KS | 2014-09-10 09:51 | 2014-08-01 | 1000075 | I/R MISC TRANSMISSION LINES - KS | 1 | -225.2
106100 Electric Plant CCNC | 355 - Poles and Fixtures | KS - Mass Property | I/R MISC TRANSMISSION LINES - KS | Mass Property KS | 2014-02-14 08:32 | 2014-01-01 | 1000075 | I/R MISC TRANSMISSION LINES - KS | 1 | 944.49
106100 Electric Plant CCNC | 355 - Poles and Fixtures | MO - Mass Property | I/R MISC TRANSMISSION LINES - MO | Mass Property MO | 2014-08-11 15:44 | 2014-07-01 | 1000076 | I/R MISC TRANSMISSION LINES - MO | 1 | 703.06
101000 Plant In Service - Elect/Gas | 355 - Poles and Fixtures | MO - Mass Property | Work Order Addition | Mass Property MO | 2014-06-16 09:37 | 2014-06-01 | 1000076 | I/R MISC TRANSMISSION LINES - MO | 2 | 10633.49
101000 Plant In Service - Elect/Gas | 356 - Ovrhd Conductors and Devices | MO - Mass Property | Work Order Addition | Mass Property MO | 2014-06-16 09:37 | 2014-06-01 | 1000076 | I/R MISC TRANSMISSION LINES - MO | 39 | 5269.79
106100 Electric Plant CCNC | 356 - Ovrhd Conductors and Devices | MO - Mass Property | I/R MISC TRANSMISSION LINES - MO | Mass Property MO | 2014-04-09 08:42 | 2014-03-01 | 1000076 | I/R MISC TRANSMISSION LINES - MO | 1 | -21.95
106100 Electric Plant CCNC | 355 - Poles and Fixtures | MO - Mass Property | I/R MISC TRANSMISSION LINES - MO | Mass Property MO | 2014-04-09 08:42 | 2014-03-01 | 1000076 | I/R MISC TRANSMISSION LINES - MO | 1 | -375.49
106100 Electric Plant CCNC | 356 - Ovrhd Conductors and Devices | OK - Mass Property | OT STORM LIKE FOR LIKE - BAXTER | Mass Property OK | 2014-06-10 08:11 | 2014-05-01 | 1000188 | OT STORM LIKE FOR LIKE - BAXTER | 1 | 14.48
106100 Electric Plant CCNC | 356 - Ovrhd Conductors and Devices | MO - Mass Property | I&R 12KV 9TH-32ND ST/MAIDEN LN | Mass Property MO | 2014-07-10 07:52 | 2014-06-01 | MD14051C | I&R 12KV 9TH-32ND ST/MAIDEN LN | 1 | -180.67
101000 Plant In Service - Elect/Gas | 355 - Poles and Fixtures | MO - Mass Property | Work Order Addition | Mass Property MO | 2014-06-06 13:50 | 2014-05-01 | MD14051C | I&R 12KV 9TH-32ND ST/MAIDEN LN | 1 | 4273.11
101000 Plant In Service - Elect/Gas | 356 - Ovrhd Conductors and Devices | MO - Mass Property | Work Order Addition | Mass Property MO | 2014-03-28 09:24 | 2014-03-01 | MD15940C | I/R NONPRIOR D PLS CIR#1092 | 6 | 1392.61
106100 Electric Plant CCNC | 353 - Station Equipment | MO - Substations | IN 2 16KV BREAK/FACILIT SUB422 | Substation 422 - Jasper, MO | 2014-04-09 08:45 | 2014-03-01 | MT15960C | IN 2 16KV BREAK/FACILIT SUB422 | 1 | -10.56
106100 Electric Plant CCNC | 353 - Station Equipment | MO - Substations | I SYS SPARE 161KV BREAK SUB360 | Substation 360 - Jasper, MO | 2014-08-13 13:43 | 2014-08-01 | MT15981C | I SYS SPARE 161KV BREAK SUB360 | -1 | -2721.55
106100 Electric Plant CCNC | 356 - Ovrhd Conductors and Devices | MO - Mass Property | I/R PLS FIBER BETW SUB64/284 | Mass Property MO | 2014-02-14 08:35 | 2014-01-01 | MT16016C | I/R PLS FIBER BETW SUB64/284 | 1 | -849.75
101000 Plant In Service - Elect/Gas | 355 - Poles and Fixtures | MO - Mass Property | Work Order Addition | Mass Property MO | 2014-06-05 11:33 | 2014-05-01 | MT16014C | I/R OPGW LN #32-0 SUB284/SB100 | 8 | 12299.59
101000 Plant In Service - Elect/Gas | 356 - Ovrhd Conductors and Devices | MO - Mass Property | Work Order Addition | Mass Property MO | 2014-06-05 11:33 | 2014-05-01 | MT16014C | I/R OPGW LN #32-0 SUB284/SB100 | 1961 | 47531.1
106100 Electric Plant CCNC | 356 - Ovrhd Conductors and Devices | KS - Mass Property | I 161KV ST PLS SUB#59 LN TERM | Mass Property KS | 2014-07-10 07:52 | 2014-06-01 | MT16460C | I 161KV ST PLS SUB#59 LN TERM | 1 | -38.31
106100 Electric Plant CCNC | 356 - Ovrhd Conductors and Devices | AR - Mass Property | I/R T VX BROK INS 21-0 700-435 | Mass Property AR | 2014-03-11 12:22 | 2014-02-01 | AT4122C | I/R T VX BROK INS 21-0 700-435 | 1 | 1693.04
101000 Plant In Service - Elect/Gas | 353 - Station Equipment | MO - Substations | Work Order Addition | Substation 59 - Jasper, MO | 2014-08-20 16:42 | 2014-08-01 | MD15357C | MAY 2011 TORNADO - SUB#59 | 2 | 169637.03
101000 Plant In Service - Elect/Gas | 353 - Station Equipment | MO - Substations | Work Order Addition | Substation 59 - Jasper, MO | 2014-08-20 16:42 | 2014-08-01 | MD15357C | MAY 2011 TORNADO - SUB#59 | 1 | 58662.5
101000 Plant In Service - Elect/Gas | 355 - Poles and Fixtures | MO - Mass Property | Work Order Addition | Mass Property MO | 2014-05-15 09:09 | 2014-05-01 | MT16374C | I 69KV SWTCH/STR RET 2 SW 1 ST | 1 | 1595.34
106100 Electric Plant CCNC | 355 - Poles and Fixtures | MO - Mass Property | I 69KV SWTCH/STR RET 2 SW 1 ST | Mass Property MO | 2014-05-15 09:08 | 2014-05-01 | MT16374C | I 69KV SWTCH/STR RET 2 SW 1 ST | -4 | -8663.04
106100 Electric Plant CCNC | 350 - Land and Land Rights | MO - City or Rural | Right of Way-20-0 Line Rebuild | Springfield | 2014-02-14 08:35 | 2014-01-01 | MT15828C | Right of Way-20-0 Line Rebuild | 1 | 2027
101000 Plant In Service - Elect/Gas | 355 - Poles and Fixtures | MO - Mass Property | Work Order Addition | Mass Property MO | 2014-09-29 17:42 | 2014-09-01 | MT16671C | FEBRUARY 2012 TORNADO BOLIVAR | 54 | 61826.76
101000 Plant In Service - Elect/Gas | 355 - Poles and Fixtures | MO - Mass Property | POLE, WOOD, 51'-55', 69 KV | Mass Property MO | 2014-09-29 17:42 | 2014-09-01 | MT16671C | FEBRUARY 2012 TORNADO BOLIVAR | 10 | 21618.71
106100 Electric Plant CCNC | 355 - Poles and Fixtures | MO - Mass Property | I/R BO T SUB FACIL #59 PHYSICA | Mass Property MO | 2014-09-10 09:55 | 2014-08-01 | MT15411C | I/R BO T SUB FACIL #59 PHYSICA | 1 | 15.63
101000 Plant In Service - Elect/Gas | 355 - Poles and Fixtures | MO - Mass Property | Work Order Addition | Mass Property MO | 2014-09-29 17:42 | 2014-09-01 | MT15838C | I C-Truss Tr Reinf 161kV 87-0 | 0 | 291.54
101000 Plant In Service - Elect/Gas | 355 - Poles and Fixtures | MO - Mass Property | POLE, WOOD, 51'-55', 69 KV | Mass Property MO | 2014-09-29 17:42 | 2014-09-01 | MT15838C | I C-Truss Tr Reinf 161kV 87-0 | 0 | 583.1
101000 Plant In Service - Elect/Gas | 355 - Poles and Fixtures | AR - Mass Property | POLE | Mass Property AR | 2014-07-22 09:45 | 2014-07-01 | AT0004C | Install Misc Transmission Line | 0 | 69.3
106100 Electric Plant CCNC | 355 - Poles and Fixtures | KS - Mass Property | I&R 161kV Cndctr-Rivert/St Lne | Mass Property KS | 2014-05-27 17:10 | 2014-05-01 | KT2188C | I&R 161kV Cndctr-Rivert/St Lne | -1 | 2334.52
106100 Electric Plant CCNC | 355 - Poles and Fixtures | MO - City or Rural | Storm Job-Trans-Aurora | Aurora | 2014-09-08 17:01 | 2014-08-01 | MT11113C | Storm Job-Trans-Aurora | -1 | -1176.06
101000 Plant In Service - Elect/Gas | 355 - Poles and Fixtures | MO - Mass Property | Work Order Addition | Mass Property MO | 2014-09-29 17:42 | 2014-09-01 | MT11118C | Storm Job-Trans-Bolivar | 14 | 29276.91
101000 Plant In Service - Elect/Gas | 356 - Ovrhd Conductors and Devices | MO - Mass Property | Work Order Addition | Mass Property MO | 2014-09-29 17:42 | 2014-09-01 | MT11118C | Storm Job-Trans-Bolivar | 286 | 68242.11
106100 Electric Plant CCNC | 355 - Poles and Fixtures | MO - City or Rural | Storm Job-Trans-Ozark | Ozark | 2014-04-09 08:45 | 2014-03-01 | MT11138C | Storm Job-Trans-Ozark | 1 | 456
101000 Plant In Service - Elect/Gas | 356 - Ovrhd Conductors and Devices | MO - Mass Property | Work Order Addition | Mass Property MO | 2014-03-28 09:25 | 2014-03-01 | MT11138C | Storm Job-Trans-Ozark | 36 | 13587.85
101000 Plant In Service - Elect/Gas | 355 - Poles and Fixtures | AR - Mass Property | POLE, WOOD, 56'-60', 69 KV | Mass Property AR | 2014-09-08 17:01 | 2014-08-01 | AT3975C | Storm Job-Trans-Arkansas | 2 | 1380.53
101000 Plant In Service - Elect/Gas | 356 - Ovrhd Conductors and Devices | OK - Mass Property | Work Order Addition | Mass Property OK | 2014-09-08 09:12 | 2014-08-01 | OT5403C | Storm Job-Trans-Oklahoma | 146 | 39689.98
106100 Electric Plant CCNC | 353 - Station Equipment | AR - Substations | I/R BO 69KV BREAK #6992 SUB392 | Substation 392 - Benton, AR | 2014-03-11 12:22 | 2014-02-01 | AT4072C | I/R BO 69KV BREAK #6992 SUB392 | 1 | 474.3
101000 Plant In Service - Elect/Gas | 356 - Ovrhd Conductors and Devices | MO - Mass Property | Work Order Addition | Mass Property MO | 2014-06-10 07:54 | 2014-05-01 | MT15105C | RECONDUCTOR 20-0 69KV LINE | 0 | 1593.73
101000 Plant In Service - Elect/Gas | 355 - Poles and Fixtures | MO - Mass Property | Work Order Addition | Mass Property MO | 2014-12-05 15:41 | 2014-11-01 | MT14578C | I/R 161KV BOPL 80-1 SUB412/413 | 3 | 5582.86
101000 Plant In Service - Elect/Gas | 355 - Poles and Fixtures | MO - Mass Property | Work Order Addition | Mass Property MO | 2014-04-04 17:06 | 2014-03-01 | MT16380C | I/R 69KV PL OPGW L 35-0 S I-44 | 3 | 43768.63
101000 Plant In Service - Elect/Gas | 355 - Poles and Fixtures | MO - Mass Property | Work Order Addition | Mass Property MO | 2014-09-29 17:42 | 2014-09-01 | MT16509C | I C TRUSS REINF 94-0 383-BROOK | 0 | 253.88
106100 Electric Plant CCNC | 355 - Poles and Fixtures | MO - Mass Property | I/R 69KV SWT 39-0 NIXA SUB 114 | Mass Property MO | 2014-02-14 08:35 | 2014-01-01 | MT16966C | I/R 69KV SWT 39-0 NIXA SUB 114 | 1 | 360.7
106100 Electric Plant CCNC | 356 - Ovrhd Conductors and Devices | MO - Mass Property | I/R 69KV SWT 39-0 NIXA SUB 114 | Mass Property MO | 2014-02-14 08:35 | 2014-01-01 | MT16966C | I/R 69KV SWT 39-0 NIXA SUB 114 | 1 | 703.63
106100 Electric Plant CCNC | 355 - Poles and Fixtures | OK - Mass Property | I/R PLS LN 27-0 69KV INSULATIO | Mass Property OK | 2014-10-09 13:45 | 2014-09-01 | OT5739C | I/R PLS LN 27-0 69KV INSULATIO | 1 | 567.62
106100 Electric Plant CCNC | 355 - Poles and Fixtures | OK - Mass Property | PCL-OT5736C | Mass Property OK | 2014-06-05 11:33 | 2014-05-01 | OT5736C | I C TRUSS T REINF 06-0 404-377 | -1 | -1675.26
106100 Electric Plant CCNC | 353 - Station Equipment | MO - Substations | I/R 161KVRELY PNL#6961 SUB360 | Substation 360 - Jasper, MO | 2014-04-09 08:45 | 2014-03-01 | MT16586C | I/R 161KVRELY PNL#6961 SUB360 | 1 | -66.25
106100 Electric Plant CCNC | 353 - Station Equipment | MO - Substations | I/R 161KVRELY PNL#6961 SUB360 | Substation 360 - Jasper, MO | 2014-02-14 08:35 | 2014-01-01 | MT16586C | I/R 161KVRELY PNL#6961 SUB360 | 1 | 2849.76
106100 Electric Plant CCNC | 353 - Station Equipment | KS - Substations | PCL-KT2213C | Substation 300 - Labette, KS | 2014-05-27 17:10 | 2014-05-01 | KT2213C | I&R BO Station Battery SUB 300 | -1 | -20589.94
101000 Plant In Service - Elect/Gas | 355 - Poles and Fixtures | MO - Mass Property | Work Order Addition | Mass Property MO | 2014-11-04 11:46 | 2014-10-01 | 1000321 | I&R 161 Strs Ln 80-0 for NERC Compl | 49 | 343590.65
101000 Plant In Service - Elect/Gas | 355 - Poles and Fixtures | MO - Mass Property | Work Order Addition | Mass Property MO | 2014-11-04 11:46 | 2014-10-01 | 1000321 | I&R 161 Strs Ln 80-0 for NERC Compl | 65 | 88413.09
106100 Electric Plant CCNC | 356 - Ovrhd Conductors and Devices | MO - Mass Property | I&R 161 Strs Ln 80-0 for NERC Compl | Mass Property MO | 2014-08-11 15:47 | 2014-07-01 | 1000321 | I&R 161 Strs Ln 80-0 for NERC Compl | 1 | -8.37
106100 Electric Plant CCNC | 354 - Towers and Fixtures | KS - Mass Property | Relocate 69kV 06-0 Ln SUB167-SUB406 | Mass Property KS | 2014-08-11 15:47 | 2014-07-01 | 1000337 | Relocate 69kV 06-0 Ln SUB167-SUB406 | 1 | 334.03
106100 Electric Plant CCNC | 353 - Station Equipment | MO - Substations | I&R BO 125VDC Battery & Charger | Substation 170 - Greene, MO | 2014-07-10 07:50 | 2014-06-01 | 1000329 | I&R BO 125VDC Battery & Charger | 1 | -29.32
106100 Electric Plant CCNC | 355 - Poles and Fixtures | MO - Mass Property | I&R Trans Pole 08-3 308-318 | Mass Property MO | 2014-04-09 08:44 | 2014-03-01 | 4000112 | I&R Trans Pole 08-3 308-318 | 1 | 3442.58
101000 Plant In Service - Elect/Gas | 356 - Ovrhd Conductors and Devices | MO - Mass Property | Work Order Addition | Mass Property MO | 2014-04-04 17:05 | 2014-03-01 | 1000375 | I&R Strs Ln 96-0 SUB389 to SUB439 | 21 | 15024.41
106100 Electric Plant CCNC | 355 - Poles and Fixtures | MO - Mass Property | I&R Strs Ln 79-0 SUB 292 to SUB 383 | Mass Property MO | 2014-10-09 13:43 | 2014-09-01 | 1000377 | I&R Strs Ln 79-0 SUB 292 to SUB 383 | 1 | -206.36
106100 Electric Plant CCNC | 356 - Ovrhd Conductors and Devices | MO - Mass Property | I&R Strs Ln 79-0 SUB 292 to SUB 383 | Mass Property MO | 2014-07-10 07:50 | 2014-06-01 | 1000377 | I&R Strs Ln 79-0 SUB 292 to SUB 383 | 1 | 76.96
106100 Electric Plant CCNC | 355 - Poles and Fixtures | MO - Mass Property | I&R Strs Ln 79-0 SUB 292 to SUB 383 | Mass Property MO | 2014-05-09 11:45 | 2014-04-01 | 1000377 | I&R Strs Ln 79-0 SUB 292 to SUB 383 | 1 | -3331.7
106100 Electric Plant CCNC | 356 - Ovrhd Conductors and Devices | MO - Mass Property | I&R Trans Pole & Ins 08-2 308-217 | Mass Property MO | 2014-02-14 08:33 | 2014-01-01 | 4000136 | I&R Trans Pole & Ins 08-2 308-217 | 1 | -6.55
106100 Electric Plant CCNC | 355 - Poles and Fixtures | MO - Mass Property | I&R Trans Poles & Ins 08-2 308-304 | Mass Property MO | 2014-04-09 08:44 | 2014-03-01 | 4000138 | I&R Trans Poles & Ins 08-2 308-304 | 1 | 847.44
106100 Electric Plant CCNC | 355 - Poles and Fixtures | MO - Mass Property | I&R Trans Poles & Ins 08-2 324-304 | Mass Property MO | 2014-04-09 08:44 | 2014-03-01 | 4000140 | I&R Trans Poles & Ins 08-2 324-304 | 1 | 1501.59
106100 Electric Plant CCNC | 355 - Poles and Fixtures | MO - Mass Property | Inst Trans C-truss 08-2 324-304 | Mass Property MO | 2014-02-14 08:33 | 2014-01-01 | 4000139 | Inst Trans C-truss 08-2 324-304 | 1 | 3648.7
101000 Plant In Service - Elect/Gas | 355 - Poles and Fixtures | MO - Mass Property | Work Order Addition | Mass Property MO | 2014-05-01 16:41 | 2014-04-01 | MT16547C | I/R NONPRIOR T PL 08-0 250-614 | 5 | 8964.61
106100 Electric Plant CCNC | 353 - Station Equipment | MO - Substations | I&R BO 49V Battery at SUB 315 | Substation 315 - Jasper, MO | 2014-02-14 08:33 | 2014-01-01 | 1000637 | I&R BO 49V Battery at SUB 315 | 1 | -5.26
106100 Electric Plant CCNC | 355 - Poles and Fixtures | MO - Mass Property | I&R Non-Pri Trans Poles 30-3 | Mass Property MO | 2014-04-09 08:44 | 2014-03-01 | 4000116 | I&R Non-Pri Trans Poles 30-3 | 1 | 4505.47
101000 Plant In Service - Elect/Gas | 355 - Poles and Fixtures | KS - Mass Property | Work Order Addition | Mass Property KS | 2014-06-05 11:33 | 2014-05-01 | KT2595C | I/R STR LN 27-0 HWY166 BRDG MV | 21 | 416.33
106100 Electric Plant CCNC | 356 - Ovrhd Conductors and Devices | KS - Mass Property | I/R STR LN 27-0 HWY166 BRDG MV | Mass Property KS | 2014-02-14 08:34 | 2014-01-01 | KT2595C | I/R STR LN 27-0 HWY166 BRDG MV | 1 | -50.31
106100 Electric Plant CCNC | 355 - Poles and Fixtures | MO - Mass Property | I&R Line 84-0 SUB Litch-349 NERC | Mass Property MO | 2014-05-09 11:45 | 2014-04-01 | 1000814 | I&R Line 84-0 SUB Litch-349 NERC | 1 | 6721.59
106100 Electric Plant CCNC | 353 - Station Equipment | MO - Substations | I&R BO 12kV Cap Bank Brkr SUB 435 | Substation 435 - McDonald, MO | 2014-06-10 08:11 | 2014-05-01 | 1000809 | I&R BO 12kV Cap Bank Brkr SUB 435 | 1 | 63418.91
106100 Electric Plant CCNC | 355 - Poles and Fixtures | MO - Mass Property | I&R Ln 85-0 SUB 110-417 NERC | Mass Property MO | 2014-09-10 09:53 | 2014-08-01 | 1000816 | I&R Ln 85-0 SUB 110-417 NERC | 1 | -27710.85
106100 Electric Plant CCNC | 355 - Poles and Fixtures | MO - Mass Property | I&R Ln 85-0 SUB 110-417 NERC | Mass Property MO | 2014-08-11 15:47 | 2014-07-01 | 1000816 | I&R Ln 85-0 SUB 110-417 NERC | 1 | 1603.93
106100 Electric Plant CCNC | 355 - Poles and Fixtures | MO - Mass Property | I&R Ln 85-0 SUB 366-417 NERC | Mass Property MO | 2014-08-11 15:47 | 2014-07-01 | 1000817 | I&R Ln 85-0 SUB 366-417 NERC | 1 | 4622.49
101000 Plant In Service - Elect/Gas | 355 - Poles and Fixtures | MO - Mass Property | Work Order Addition | Mass Property MO | 2014-11-04 11:47 | 2014-10-01 | 1000818 | I&R Ln 85-0 349-366 NERC Ph 2 | 54 | 896489.27
106100 Electric Plant CCNC | 355 - Poles and Fixtures | MO - Mass Property | I&R Ln 85-0 349-366 NERC Ph 2 | Mass Property MO | 2014-11-04 11:47 | 2014-10-01 | 1000818 | I&R Ln 85-0 349-366 NERC Ph 2 | -7 | -1037109.38
106100 Electric Plant CCNC | 355 - Poles and Fixtures | MO - Mass Property | I&R Ln 85-0 349-366 NERC Ph 2 | Mass Property MO | 2014-06-10 08:11 | 2014-05-01 | 1000818 | I&R Ln 85-0 349-366 NERC Ph 2 | 1 | 4358.39
106100 Electric Plant CCNC | 355 - Poles and Fixtures | MO - Mass Property | I&R Ln 91-0 SUB 392-435 NERC | Mass Property MO | 2015-01-12 07:43 | 2014-12-01 | 1000838 | I&R Ln 91-0 SUB 392-435 NERC | 1 | 64.19
106100 Electric Plant CCNC | 355 - Poles and Fixtures | MO - Mass Property | I&R Ln 89-0 SUB 387-438 NERC | Mass Property MO | 2015-01-12 07:43 | 2014-12-01 | 1000831 | I&R Ln 89-0 SUB 387-438 NERC | 1 | -74.86
106100 Electric Plant CCNC | 355 - Poles and Fixtures | MO - Mass Property | I&R Ln 87-0 SUB 368-446 NERC | Mass Property MO | 2014-07-10 07:50 | 2014-06-01 | 1000837 | I&R Ln 87-0 SUB 368-446 NERC | 1 | -704.86
106100 Electric Plant CCNC | 356 - Ovrhd Conductors and Devices | MO - Mass Property | I&R Ln 87-0 SUB 368-446 NERC | Mass Property MO | 2014-05-09 11:45 | 2014-04-01 | 1000837 | I&R Ln 87-0 SUB 368-446 NERC | 1 | -1848.36
106100 Electric Plant CCNC | 355 - Poles and Fixtures | MO - Mass Property | I&R Ln 83-0 SUB 109-CARSPA NERC | Mass Property MO | 2015-01-12 07:43 | 2014-12-01 | 1000835 | I&R Ln 83-0 SUB 109-CARSPA NERC | 1 | -9.23
106100 Electric Plant CCNC | 356 - Ovrhd Conductors and Devices | MO - Mass Property | I&R Ln 80-0 SUB 124-295 for NERC | Mass Property MO | 2014-09-10 09:53 | 2014-08-01 | 1000833 | I&R Ln 80-0 SUB 124-295 for NERC | 1 | 58390.68
106100 Electric Plant CCNC | 355 - Poles and Fixtures | MO - Mass Property | I&R Ln 83-0 SUB 110-432 NERC | Mass Property MO | 2015-01-12 07:43 | 2014-12-01 | 1000836 | I&R Ln 83-0 SUB 110-432 NERC | 1 | 17.49
101000 Plant In Service - Elect/Gas | 355 - Poles and Fixtures | MO - Mass Property | Work Order Addition | Mass Property MO | 2014-08-20 16:42 | 2014-08-01 | 1000836 | I&R Ln 83-0 SUB 110-432 NERC | 10 | 63216.45
106100 Electric Plant CCNC | 355 - Poles and Fixtures | MO - Mass Property | I&R Ln 83-0 SUB 110-432 NERC | Mass Property MO | 2014-06-10 08:11 | 2014-05-01 | 1000836 | I&R Ln 83-0 SUB 110-432 NERC | 1 | 80.18
106100 Electric Plant CCNC | 355 - Poles and Fixtures | MO - Mass Property | I&R Ln 83-0 SUB 110-432 NERC | Mass Property MO | 2014-04-09 08:43 | 2014-03-01 | 1000836 | I&R Ln 83-0 SUB 110-432 NERC | 1 | 76479.82
106100 Electric Plant CCNC | 355 - Poles and Fixtures | MO - Mass Property | I&R Ln 79-0 SUB 292-389 NERC | Mass Property MO | 2015-01-12 07:43 | 2014-12-01 | 1000839 | I&R Ln 79-0 SUB 292-389 NERC | 1 | 68.63
106100 Electric Plant CCNC | 356 - Ovrhd Conductors and Devices | KS - Mass Property | I&R Ln 79-0 SUB 452-439 NERC | Mass Property KS | 2014-09-10 09:53 | 2014-08-01 | 1000840 | I&R Ln 79-0 SUB 452-439 NERC | 1 | 13073.75
106100 Electric Plant CCNC | 353 - Station Equipment | MO - Substations | I&R BO 161kV PTs at SUB 312 | Substation 312 - Taney, MO | 2014-10-09 13:44 | 2014-09-01 | 1000859 | I&R BO 161kV PTs at SUB 312 | 1 | 9742.46
106100 Electric Plant CCNC | 353 - Station Equipment | MO - Substations | Install Synchroscope at SUB 312 | Substation 312 - Taney, MO | 2015-01-12 07:44 | 2014-12-01 | 1000862 | Install Synchroscope at SUB 312 | 1 | 22667.6
106100 Electric Plant CCNC | 353 - Station Equipment | MO - Substations | I&R Station Equipment at SUB 56 | Substation 56 - Newton, MO | 2015-01-12 07:44 | 2014-12-01 | 1000866 | I&R Station Equipment at SUB 56 | 1 | 4365.67
106100 Electric Plant CCNC | 353 - Station Equipment | MO - Substations | I&R 161kV Brkr & Switch - SUB #110 | Substation 110 - Jasper, MO | 2014-08-11 15:47 | 2014-07-01 | 1000877 | I&R 161kV Brkr & Switch - SUB #110 | 1 | 17679.06
106100 Electric Plant CCNC | 355 - Poles and Fixtures | MO - Mass Property | I&R Ln 97-0 KAMO RVS-SUB 457 NERC | Mass Property MO | 2015-01-12 07:44 | 2014-12-01 | 1000957 | I&R Ln 97-0 KAMO RVS-SUB 457 NERC | 1 | 350903.22
106100 Electric Plant CCNC | 353 - Station Equipment | MO - Substations | Purchase Spare 161kV PTs-SUB 360 | Substation 360 - Jasper, MO | 2015-01-12 07:44 | 2014-12-01 | 1001000 | Purchase Spare 161kV PTs-SUB 360 | 1 | 1595.95
106100 Electric Plant CCNC | 353 - Station Equipment | MO - Substations | Purchase Spare 161kV PTs-SUB 360 | Substation 360 - Jasper, MO | 2014-09-10 09:53 | 2014-08-01 | 1001000 | Purchase Spare 161kV PTs-SUB 360 | 1 | 51.62
106100 Electric Plant CCNC | 353 - Station Equipment | MO - Substations | I&R 69kV Switches at SUB #284 | Substation 284 - Jasper, MO | 2014-10-09 13:44 | 2014-09-01 | 1000875 | I&R 69kV Switches at SUB #284 | 1 | -190.97
106100 Electric Plant CCNC | 355 - Poles and Fixtures | OK - Mass Property | I&R Non-Pri Trans Poles Line 06-0 | Mass Property OK | 2015-01-12 07:45 | 2014-12-01 | 4000307 | I&R Non-Pri Trans Poles Line 06-0 | 1 | -2.21
106100 Electric Plant CCNC | 355 - Poles and Fixtures | MO - Mass Property | I&R Ln 87-0 SUB 368-431 NERC | Mass Property MO | 2014-07-10 07:50 | 2014-06-01 | 1000908 | I&R Ln 87-0 SUB 368-431 NERC | 1 | -50.15
106100 Electric Plant CCNC | 355 - Poles and Fixtures | MO - Mass Property | I&R Ln 87-0 SUB 73-431 NERC | Mass Property MO | 2014-12-09 18:14 | 2014-11-01 | 1000909 | I&R Ln 87-0 SUB 73-431 NERC | 1 | 2178.91
106100 Electric Plant CCNC | 355 - Poles and Fixtures | MO - Mass Property | I&R Ln 87-0 SUB 73-431 NERC | Mass Property MO | 2014-06-10 08:11 | 2014-05-01 | 1000909 | I&R Ln 87-0 SUB 73-431 NERC | 1 | 141.96
106100 Electric Plant CCNC | 356 - Ovrhd Conductors and Devices | KS - Mass Property | I&R Non-Pri Trans Insul Line 06-0 | Mass Property KS | 2014-09-10 09:54 | 2014-08-01 | 4000308 | I&R Non-Pri Trans Insul Line 06-0 | 1 | -148.76
106100 Electric Plant CCNC | 356 - Ovrhd Conductors and Devices | MO - Mass Property | I&R Post Process Dist Pole CKT 3751 | Mass Property MO | 2015-01-12 07:45 | 2014-12-01 | 4000309 | I&R Post Process Dist Pole CKT 3751 | 1 | -0.39
106100 Electric Plant CCNC | 355 - Poles and Fixtures | MO - Mass Property | I&R Post Process Dist Pole CKT 3751 | Mass Property MO | 2014-12-09 18:14 | 2014-11-01 | 4000309 | I&R Post Process Dist Pole CKT 3751 | 1 | -18.82
106100 Electric Plant CCNC | 356 - Ovrhd Conductors and Devices | MO - Mass Property | I&R Non-Pri Trans Insul Line 39-0 | Mass Property MO | 2014-03-11 12:22 | 2014-02-01 | 4000311 | I&R Non-Pri Trans Insul Line 39-0 | 1 | 1549.28
106100 Electric Plant CCNC | 355 - Poles and Fixtures | MO - Mass Property | I&R 69kV Ln 27-0 Welch Phase 2 | Mass Property MO | 2014-11-13 08:59 | 2014-10-01 | 1000944 | I&R 69kV Ln 27-0 Welch Phase 2 | 1 | -6765
106100 Electric Plant CCNC | 356 - Ovrhd Conductors and Devices | MO - Mass Property | I&R Ln 87-0 SUB 124-446 NERC | Mass Property MO | 2014-10-09 13:44 | 2014-09-01 | 1000943 | I&R Ln 87-0 SUB 124-446 NERC | 1 | 217.11
106100 Electric Plant CCNC | 355 - Poles and Fixtures | MO - Mass Property | I&R Ln 87-0 SUB 124-446 NERC | Mass Property MO | 2014-09-10 09:53 | 2014-08-01 | 1000943 | I&R Ln 87-0 SUB 124-446 NERC | 1 | 199673.96
106100 Electric Plant CCNC | 355 - Poles and Fixtures | MO - Mass Property | I&R Line 83-0 SUB 109-432 NERC | Mass Property MO | 2015-01-12 07:44 | 2014-12-01 | 1000977 | I&R Line 83-0 SUB 109-432 NERC | 1 | -12.87
106100 Electric Plant CCNC | 355 - Poles and Fixtures | KS - Mass Property | I&R Ln 82-0 KS Line-SUB 452 NERC | Mass Property KS | 2014-09-10 09:53 | 2014-08-01 | 1000975 | I&R Ln 82-0 KS Line-SUB 452 NERC | 1 | 48502.22
106100 Electric Plant CCNC | 355 - Poles and Fixtures | MO - Mass Property | I&R Ln 82-0 SUB 110-KS Line NERC | Mass Property MO | 2014-08-11 15:47 | 2014-07-01 | 1000976 | I&R Ln 82-0 SUB 110-KS Line NERC | 1 | 48085.25
106100 Electric Plant CCNC | 355 - Poles and Fixtures | MO - Mass Property | I&R 69kV Ln 33-0/08-0 Greenfield | Mass Property MO | 2014-10-09 13:44 | 2014-09-01 | 1001053 | I&R 69kV Ln 33-0/08-0 Greenfield | 1 | -1811.43
106100 Electric Plant CCNC | 355 - Poles and Fixtures | MO - Mass Property | I&R 69kV Ln 33-0/08-0 Greenfield | Mass Property MO | 2014-08-11 15:47 | 2014-07-01 | 1001053 | I&R 69kV Ln 33-0/08-0 Greenfield | 1 | 749815.36
106100 Electric Plant CCNC | 355 - Poles and Fixtures | MO - Mass Property | I&R Ln 91-1 Grove - SUB 435 NERC | Mass Property MO | 2015-01-12 07:44 | 2014-12-01 | 1001054 | I&R Ln 91-1 Grove - SUB 435 NERC | 1 | 11.4
106100 Electric Plant CCNC | 356 - Ovrhd Conductors and Devices | AR - Mass Property | APRIL 2014 TORNADO - TRANS - MO | Mass Property AR | 2014-12-09 18:14 | 2014-11-01 | 1001109 | APRIL 2014 TORNADO - TRANS - MO | 1 | 27.91
106100 Electric Plant CCNC | 356 - Ovrhd Conductors and Devices | AR - Mass Property | APRIL 2014 TORNADO - TRANS - MO | Mass Property AR | 2014-11-13 13:16 | 2014-10-01 | 1001109 | APRIL 2014 TORNADO - TRANS - MO | 1 | 96.93
106100 Electric Plant CCNC | 356 - Ovrhd Conductors and Devices | AR - Mass Property | APRIL 2014 TORNADO - TRANS - OK | Mass Property AR | 2014-10-09 08:28 | 2014-09-01 | 1001110 | APRIL 2014 TORNADO - TRANS - OK | 1 | 2.61
106100 Electric Plant CCNC | 355 - Poles and Fixtures | AR - Mass Property | APRIL 2014 TORNADO - TRANS - OK | Mass Property AR | 2014-09-10 09:53 | 2014-08-01 | 1001110 | APRIL 2014 TORNADO - TRANS - OK | 1 | -7180.41
106100 Electric Plant CCNC | 355 - Poles and Fixtures | AR - Mass Property | APRIL 2014 TORNADO - TRANS - OK | Mass Property AR | 2014-08-11 15:47 | 2014-07-01 | 1001110 | APRIL 2014 TORNADO - TRANS - OK | 1 | 1134.89
106100 Electric Plant CCNC | 356 - Ovrhd Conductors and Devices | MO - Mass Property | I&R 69kV in Ln 33-0 for SWEC Attach | Mass Property MO | 2014-04-09 08:44 | 2014-03-01 | 1001136 | I&R 69kV in Ln 33-0 for SWEC Attach | 1 | 133.52
106100 Electric Plant CCNC | 355 - Poles and Fixtures | MO - Mass Property | I&R 69kV in Ln 33-0 for SWEC Attach | Mass Property MO | 2014-04-09 08:44 | 2014-03-01 | 1001136 | I&R 69kV in Ln 33-0 for SWEC Attach | 1 | 2380.97
106100 Electric Plant CCNC | 356 - Ovrhd Conductors and Devices | KS - Mass Property | I&R BO DAMAGED TRANS POLE 27-1 LINE | Mass Property KS | 2014-03-11 12:22 | 2014-02-01 | 4000369 | I&R BO DAMAGED TRANS POLE 27-1 LINE | 1 | 1149.07
106100 Electric Plant CCNC | 355 - Poles and Fixtures | MO - Mass Property | I&R Ln 80-1 SUB 413-433 NERC | Mass Property MO | 2014-12-09 18:14 | 2014-11-01 | 1001090 | I&R Ln 80-1 SUB 413-433 NERC | 1 | -586.4
106100 Electric Plant CCNC | 353 - Station Equipment | MO - Substations | I&R 69kV Disc Sw at SUB 249 | Substation 249 - Barton, MO | 2014-06-10 08:11 | 2014-05-01 | 1001233 | I&R 69kV Disc Sw at SUB 249 | 1 | 855.18
106100 Electric Plant CCNC | 356 - Ovrhd Conductors and Devices | MO - Mass Property | I&R BO TRANS FIXTURES 33-0 217-602 | Mass Property MO | 2014-04-09 08:44 | 2014-03-01 | 4000375 | I&R BO TRANS FIXTURES 33-0 217-602 | 1 | 489.29
106100 Electric Plant CCNC | 356 - Ovrhd Conductors and Devices | KS - Mass Property | I&R Ln 27-0 SUB 388 34.5kV Switch | Mass Property KS | 2015-01-12 07:44 | 2014-12-01 | 1001228 | I&R Ln 27-0 SUB 388 34.5kV Switch | 1 | -8.62
106100 Electric Plant CCNC | 356 - Ovrhd Conductors and Devices | KS - Mass Property | I&R Ln 27-0 SUB 388 34.5kV Switch | Mass Property KS | 2014-10-09 13:44 | 2014-09-01 | 1001228 | I&R Ln 27-0 SUB 388 34.5kV Switch | 1 | 5666.38
106100 Electric Plant CCNC | 355 - Poles and Fixtures | KS - Mass Property | I&R Ln 27-0 SUB 388 34.5kV Switch | Mass Property KS | 2014-09-10 09:53 | 2014-08-01 | 1001228 | I&R Ln 27-0 SUB 388 34.5kV Switch | 1 | 11566.47
106100 Electric Plant CCNC | 353 - Station Equipment | MO - Substations | I&R Diff Rlys on GSU Panel SUB 312 | Substation 312 - Taney, MO | 2015-01-12 07:44 | 2014-12-01 | 1001282 | I&R Diff Rlys on GSU Panel SUB 312 | 1 | 44533.04
106100 Electric Plant CCNC | 355 - Poles and Fixtures | MO - Mass Property | Fix Erosion of Trans Poles | Mass Property MO | 2014-09-10 09:54 | 2014-08-01 | 4000394 | Fix Erosion of Trans Poles | 1 | 41747.45
106100 Electric Plant CCNC | 356 - Ovrhd Conductors and Devices | MO - Mass Property | I&R Non-Pri Trans Poles 80-0 | Mass Property MO | 2014-12-09 18:14 | 2014-11-01 | 4000516 | I&R Non-Pri Trans Poles 80-0 | 1 | 47.77
106100 Electric Plant CCNC | 353 - Station Equipment | MO - Substations | Inst Swgr Remote Rack Equip SUB 432 | Substation 432 - Jasper, MO | 2014-12-09 18:14 | 2014-11-01 | 1001381 | Inst Swgr Remote Rack Equip SUB 432 | 1 | 27918.81
106100 Electric Plant CCNC | 353 - Station Equipment | MO - Substations | Inst Swgr Remote Rack Equip SUB 315 | Substation 315 - Jasper, MO | 2015-01-12 07:44 | 2014-12-01 | 1001382 | Inst Swgr Remote Rack Equip SUB 315 | 1 | 31084.58
106100 Electric Plant CCNC | 355 - Poles and Fixtures | MO - Mass Property | I&R 69KV ARMS FIXTURES 20-0 LINE | Mass Property MO | 2014-10-09 13:45 | 2014-09-01 | 4000675 | I&R 69KV ARMS FIXTURES 20-0 LINE | 1 | 16.46
106100 Electric Plant CCNC | 355 - Poles and Fixtures | MO - Mass Property | I&R BO 161kV Str 513969 | Mass Property MO | 2015-01-12 07:45 | 2014-12-01 | 1001699 | I&R BO 161kV Str 513969 | 1 | 37109.99
106100 Electric Plant CCNC | 355 - Poles and Fixtures | MO - Mass Property | I&R BO 161KV TRAN XARM 85-0 366-417 | Mass Property MO | 2015-01-12 07:47 | 2014-12-01 | 4000809 | I&R BO 161KV TRAN XARM 85-0 366-417 | 1 | 12103.76
106100 Electric Plant CCNC | 353 - Station Equipment | MO - Substations | BUILD T FACIL KODIAK SUB471 | Substation 471 - Newton Cty | 2014-05-09 11:46 | 2014-04-01 | MT17190C | BUILD T FACIL KODIAK SUB471 | 1 | 62493.09
106100 Electric Plant CCNC | 355 - Poles and Fixtures | KS - Mass Property | I&R BO Transmission Pole | Mass Property KS | 2014-04-09 08:43 | 2014-03-01 | 1000238 | I&R BO Transmission Pole | 1 | 1240.73
106100 Electric Plant CCNC | 355 - Poles and Fixtures | KS - Mass Property | I&R BO Transmission Pole | Mass Property KS | 2014-03-11 12:22 | 2014-02-01 | 1000238 | I&R BO Transmission Pole | 1 | 9647.64
106100 Electric Plant CCNC | 353 - Station Equipment | MO - Substations | Inst Auto 69kV MOAB Sch at SUB 114 | Substation 114 - Christian, MO | 2014-06-10 08:11 | 2014-05-01 | 1000213 | Inst Auto 69kV MOAB Sch at SUB 114 | 1 | 167.8
106100 Electric Plant CCNC | 353 - Station Equipment | MO - Substations | Inst Auto 69kV MOAB Sch at SUB 436 | Substation 436 - Jasper, MO | 2014-10-09 13:43 | 2014-09-01 | 1000212 | Inst Auto 69kV MOAB Sch at SUB 436 | 1 | 439378.65
106100 Electric Plant CCNC | 355 - Poles and Fixtures | MO - Mass Property | I&R Priority Trans Pole & Fixture | Mass Property MO | 2014-12-09 18:13 | 2014-11-01 | 1000276 | I&R Priority Trans Pole & Fixture | 1 | 583.52
106100 Electric Plant CCNC | 355 - Poles and Fixtures | KS - Mass Property | I&R Non-Prior Trans 21-3 - 69kV | Mass Property KS | 2014-12-09 18:13 | 2014-11-01 | 1000278 | I&R Non-Prior Trans 21-3 - 69kV | 1 | 1121.91
106100 Electric Plant CCNC | 356 - Ovrhd Conductors and Devices | MO - Mass Property | MT STORM LIKE FOR LIKE - WEBB CITY | Mass Property MO | 2014-03-11 12:22 | 2014-02-01 | 1000202 | MT STORM LIKE FOR LIKE - WEBB CITY | 1 | 4266.46
106100 Electric Plant CCNC | 353 - Station Equipment | MO - Iatan Plant | TEST-SWS/LKOUT RELAYS SUB 705 | Iatan Unit 1 | 2014-06-10 08:11 | 2014-05-01 | 1000268 | TEST-SWS/LKOUT RELAYS SUB 705 | 1 | 1157.05
106100 Electric Plant CCNC | 355 - Poles and Fixtures | OK - Mass Property | I/R MISC TRANSMISSION LINES - OK | Mass Property OK | 2014-04-09 08:42 | 2014-03-01 | 1000077 | I/R MISC TRANSMISSION LINES - OK | 1 | 968.19
101000 Plant In Service - Elect/Gas | 355 - Poles and Fixtures | MO - Mass Property | Work Order Addition | Mass Property MO | 2014-06-16 09:37 | 2014-06-01 | 1000076 | I/R MISC TRANSMISSION LINES - MO | 7 | 2549.59
106100 Electric Plant CCNC | 356 - Ovrhd Conductors and Devices | MO - Mass Property | I/R MISC TRANSMISSION LINES - MO | Mass Property MO | 2014-06-02 16:23 | 2014-05-01 | 1000076 | I/R MISC TRANSMISSION LINES - MO | -2 | 18.97
106100 Electric Plant CCNC | 356 - Ovrhd Conductors and Devices | MO - Mass Property | I/R MISC TRANSMISSION LINES - MO | Mass Property MO | 2014-02-14 08:32 | 2014-01-01 | 1000076 | I/R MISC TRANSMISSION LINES - MO | 1 | 2.98
101000 Plant In Service - Elect/Gas | 353 - Station Equipment | MO - Substations | Work Order Addition | Substation 312 - Taney, MO | 2014-04-08 16:33 | 2014-03-01 | 1000141 | ARRESTERS/CUTOUTS 1:1 REPLACE - MO | 6 | 14306.97
106100 Electric Plant CCNC | 353 - Station Equipment | MO - Substations | IN 2 16KV BREAK/FACILIT SUB422 | Substation 422 - Jasper, MO | 2014-02-14 08:35 | 2014-01-01 | MT15960C | IN 2 16KV BREAK/FACILIT SUB422 | 1 | 372.52
106100 Electric Plant CCNC | 356 - Ovrhd Conductors and Devices | MO - City or Rural | I/R NONPRIO 161KV 91-0 435-184 | Anderson | 2015-01-12 07:49 | 2014-12-01 | MT15610C | I/R NONPRIO 161KV 91-0 435-184 | 1 | 748.25
106100 Electric Plant CCNC | 355 - Poles and Fixtures | MO - Mass Property | EXT COM CBS PHARMACY | Mass Property MO | 2014-04-09 08:44 | 2014-03-01 | MD16339C | EXT COM CBS PHARMACY | 1 | -26395.92
101000 Plant In Service - Elect/Gas | 353 - Station Equipment | MO - Substations | Work Order Addition | Substation 59 - Jasper, MO | 2014-12-09 18:11 | 2014-11-01 | MD15357C | MAY 2011 TORNADO - SUB#59 | 0 | 15.29
101000 Plant In Service - Elect/Gas | 356 - Ovrhd Conductors and Devices | MO - Mass Property | Work Order Addition | Mass Property MO | 2014-09-29 17:42 | 2014-09-01 | MT16671C | FEBRUARY 2012 TORNADO BOLIVAR | 69 | 15152.61
106100 Electric Plant CCNC | 355 - Poles and Fixtures | MO - Mass Property | FEBRUARY '12 TORNADO BRAN/HOLL | Mass Property MO | 2014-10-14 17:20 | 2014-10-01 | MT16667C | FEBRUARY '12 TORNADO BRAN/HOLL | -4 | -514542.24
106100 Electric Plant CCNC | 356 - Ovrhd Conductors and Devices | MO - Mass Property | FEBRUARY '12 TORNADO BRAN/HOLL | Mass Property MO | 2014-02-14 08:35 | 2014-01-01 | MT16667C | FEBRUARY '12 TORNADO BRAN/HOLL | 1 | 5688.01
106100 Electric Plant CCNC | 353 - Station Equipment | MO - Substations | I/R BO T SUB FACIL #59 PHYSICA | Substation 59 - Jasper, MO | 2014-09-10 09:55 | 2014-08-01 | MT15411C | I/R BO T SUB FACIL #59 PHYSICA | 1 | 752.41
101000 Plant In Service - Elect/Gas | 355 - Poles and Fixtures | MO - Mass Property | Work Order Addition | Mass Property MO | 2014-03-28 09:25 | 2014-03-01 | MT11128C | Storm Job-Trans-Webb City | 7 | 50114.35
106100 Electric Plant CCNC | 353 - Station Equipment | MO - City or Rural | Storm Job-Trans-Aurora | Aurora | 2014-09-08 17:01 | 2014-08-01 | MT11113C | Storm Job-Trans-Aurora | -1 | -1176.06
101000 Plant In Service - Elect/Gas | 355 - Poles and Fixtures | MO - Mass Property | Work Order Addition | Mass Property MO | 2014-09-29 17:42 | 2014-09-01 | MT11118C | Storm Job-Trans-Bolivar | 86 | 131131.3
106100 Electric Plant CCNC | 355 - Poles and Fixtures | MO - Mass Property | Storm Job-Trans-Neosho | Mass Property MO | 2014-09-05 14:44 | 2014-08-01 | MT11133C | Storm Job-Trans-Neosho | -1 | -7072.43
101000 Plant In Service - Elect/Gas | 356 - Ovrhd Conductors and Devices | MO - Mass Property | Work Order Addition | Mass Property MO | 2014-09-05 14:44 | 2014-08-01 | MT11133C | Storm Job-Trans-Neosho | 3 | 7072.43
101000 Plant In Service - Elect/Gas | 356 - Ovrhd Conductors and Devices | MO - Mass Property | Work Order Addition | Mass Property MO | 2014-03-28 09:25 | 2014-03-01 | MT11138C | Storm Job-Trans-Ozark | 20 | 7725.92
106100 Electric Plant CCNC | 353 - Station Equipment | AR - Substations | I/R BO 69KV BREAK #6992 SUB392 | Substation 392 - Benton, AR | 2014-04-09 08:44 | 2014-03-01 | AT4072C | I/R BO 69KV BREAK #6992 SUB392 | 1 | -16495.29
101000 Plant In Service - Elect/Gas | 355 - Poles and Fixtures | MO - Mass Property | Work Order Addition | Mass Property MO | 2014-06-10 07:54 | 2014-05-01 | MT15105C | RECONDUCTOR 20-0 69KV LINE | 0 | 16.23
101000 Plant In Service - Elect/Gas | 350 - Land and Land Rights | MO - Mass Property | Work Order Addition | Mass Property MO | 2014-05-27 17:11 | 2014-05-01 | MT15105C | RECONDUCTOR 20-0 69KV LINE | 0 | -1482.48
101000 Plant In Service - Elect/Gas | 350 - Land and Land Rights | MO - Mass Property | Work Order Addition | Mass Property MO | 2014-05-27 17:11 | 2014-05-01 | MT15105C | RECONDUCTOR 20-0 69KV LINE | 0 | -702.56
101000 Plant In Service - Elect/Gas | 355 - Poles and Fixtures | MO - Mass Property | Work Order Addition | Mass Property MO | 2014-12-05 15:41 | 2014-11-01 | MT14578C | I/R 161KV BOPL 80-1 SUB412/413 | 15 | 86500.46
101000 Plant In Service - Elect/Gas | 356 - Ovrhd Conductors and Devices | MO - Mass Property | Work Order Addition | Mass Property MO | 2014-12-05 15:41 | 2014-11-01 | MT14578C | I/R 161KV BOPL 80-1 SUB412/413 | 36 | 20394.29
106100 Electric Plant CCNC | 353 - Station Equipment | MO - Mass Property | I/R 69KV PL OPGW L 35-0 S I-44 | Mass Property MO | 2014-04-04 17:06 | 2014-03-01 | MT16380C | I/R 69KV PL OPGW L 35-0 S I-44 | -1 | -301.18
106100 Electric Plant CCNC | 353 - Station Equipment | MO - Mass Property | PCL-MT16380C | Mass Property MO | 2014-04-04 17:06 | 2014-03-01 | MT16380C | I/R 69KV PL OPGW L 35-0 S I-44 | -2 | -87381.43
106100 Electric Plant CCNC | 353 - Station Equipment | MO - City or Rural | BLD T FACIL SILVER CRK SUB469 | Joplin (Newton Cty) | 2014-05-09 11:46 | 2014-04-01 | MT16713C | BLD T FACIL SILVER CRK SUB469 | 1 | 1316.94
101000 Plant In Service - Elect/Gas | 355 - Poles and Fixtures | MO - Mass Property | Work Order Addition | Mass Property MO | 2014-09-29 17:42 | 2014-09-01 | MT16503C | I C TRUSS T REINF 08-1 324-250 | 0 | 767.46
106100 Electric Plant CCNC | 356 - Ovrhd Conductors and Devices | MO - Mass Property | I/R 69KV PLS LN 33-0 ZORA/MAIN | Mass Property MO | 2014-06-10 08:13 | 2014-05-01 | MT17099C | I/R 69KV PLS LN 33-0 ZORA/MAIN | 1 | -60.16
106100 Electric Plant CCNC | 353 - Station Equipment | MO - City or Rural | I/R XFMR WINDIG 69/34KV SUB430 | Joplin (Jasper Cty) | 2014-12-16 14:10 | 2014-12-01 | MT17137C | I/R XFMR WINDIG 69/34KV SUB430 | -6 | -326863.29
101000 Plant In Service - Elect/Gas | 353 - Station Equipment | MO - Substations | Work Order Addition | Substation 80 - Greene, MO | 2014-09-15 08:54 | 2014-09-01 | MT16801C | I/R 48KV BATT/CHARGER SUB#80 | 8 | 3033.92
106100 Electric Plant CCNC | 356 - Ovrhd Conductors and Devices | KS - Mass Property | I/R T AERIA PAT 81-0 94-NEOSHO | Mass Property KS | 2014-03-28 09:23 | 2014-03-01 | KT2624C | I/R T AERIA PAT 81-0 94-NEOSHO | -1 | -740.81
106100 Electric Plant CCNC | 355 - Poles and Fixtures | MO - Mass Property | I/R NONPR PL161KV 80-1 412-433 | Mass Property MO | 2015-01-12 07:49 | 2014-12-01 | MT16565C | I/R NONPR PL161KV 80-1 412-433 | 1 | -0.2
106100 Electric Plant CCNC | 356 - Ovrhd Conductors and Devices | OK - Mass Property | I/R PLS LN 27-0 69KV INSULATIO | Mass Property OK | 2015-01-12 07:49 | 2014-12-01 | OT5739C | I/R PLS LN 27-0 69KV INSULATIO | 1 | 1957.21
101000 Plant In Service - Elect/Gas | 355 - Poles and Fixtures | OK - Mass Property | POLE | Mass Property OK | 2014-06-05 11:33 | 2014-05-01 | OT5736C | I C TRUSS T REINF 06-0 404-377 | 0 | 1373.39
106100 Electric Plant CCNC | 355 - Poles and Fixtures | MO - Mass Property | I&R 161 Strs Ln 80-0 for NERC Compl | Mass Property MO | 2014-05-09 11:45 | 2014-04-01 | 1000321 | I&R 161 Strs Ln 80-0 for NERC Compl | 1 | -1891.53
106100 Electric Plant CCNC | 355 - Poles and Fixtures | MO - Mass Property | I&R 161 Strs Ln 80-0 for NERC Compl | Mass Property MO | 2014-04-09 08:43 | 2014-03-01 | 1000321 | I&R 161 Strs Ln 80-0 for NERC Compl | 1 | -80612.78
106100 Electric Plant CCNC | 354 - Towers and Fixtures | KS - Mass Property | Relocate 69kV 06-0 Ln SUB167-SUB406 | Mass Property KS | 2014-09-10 09:53 | 2014-08-01 | 1000337 | Relocate 69kV 06-0 Ln SUB167-SUB406 | 1 | 97051.86
106100 Electric Plant CCNC | 354 - Towers and Fixtures | KS - Mass Property | Relocate 69kV 06-0 Ln SUB167-SUB406 | Mass Property KS | 2014-07-10 07:50 | 2014-06-01 | 1000337 | Relocate 69kV 06-0 Ln SUB167-SUB406 | 1 | 886.57
106100 Electric Plant CCNC | 354 - Towers and Fixtures | KS - Mass Property | Relocate 69kV 06-0 Ln SUB167-SUB406 | Mass Property KS | 2014-04-09 08:43 | 2014-03-01 | 1000337 | Relocate 69kV 06-0 Ln SUB167-SUB406 | 1 | 638842.98
106100 Electric Plant CCNC | 355 - Poles and Fixtures | MO - Mass Property | I&R Ln 84-0 349-421 NERC Ph 1 | Mass Property MO | 2014-09-10 09:53 | 2014-08-01 | 1000509 | I&R Ln 84-0 349-421 NERC Ph 1 | 1 | 64437.11
106100 Electric Plant CCNC | 355 - Poles and Fixtures | MO - Mass Property | I&R Strs Ln 96-0 SUB389 to SUB439 | Mass Property MO | 2014-05-09 11:45 | 2014-04-01 | 1000375 | I&R Strs Ln 96-0 SUB389 to SUB439 | 1 | -1745.21
101000 Plant In Service - Elect/Gas | 355 - Poles and Fixtures | MO - Mass Property | Work Order Addition | Mass Property MO | 2014-04-04 17:05 | 2014-03-01 | 1000375 | I&R Strs Ln 96-0 SUB389 to SUB439 | 2 | 1254.69
106100 Electric Plant CCNC | 355 - Poles and Fixtures | MO - Mass Property | I&R Strs Ln 84-0 SUB 349-421 NERC | Mass Property MO | 2014-09-10 09:53 | 2014-08-01 | 1000381 | I&R Strs Ln 84-0 SUB 349-421 NERC | 1 | -110026.14
106100 Electric Plant CCNC | 355 - Poles and Fixtures | MO - Mass Property | I&R Strs Ln 84-0 SUB 349-421 NERC | Mass Property MO | 2014-02-14 08:33 | 2014-01-01 | 1000381 | I&R Strs Ln 84-0 SUB 349-421 NERC | 1 | 512.63
106100 Electric Plant CCNC | 355 - Poles and Fixtures | MO - Mass Property | I&R Strs Ln 79-0 SUB 124-383 NERC | Mass Property MO | 2014-07-10 07:50 | 2014-06-01 | 1000382 | I&R Strs Ln 79-0 SUB 124-383 NERC | 1 | 1951.94
106100 Electric Plant CCNC | 355 - Poles and Fixtures | MO - Mass Property | I&R Strs Ln 79-0 SUB 124-383 NERC | Mass Property MO | 2014-03-11 12:22 | 2014-02-01 | 1000382 | I&R Strs Ln 79-0 SUB 124-383 NERC | 1 | 4671.67
106100 Electric Plant CCNC | 353 - Station Equipment | MO - Substations | Inst Timing Relays in Breakers #349 | Substation 349 - Jasper, MO | 2014-02-14 08:33 | 2014-01-01 | 1000585 | Inst Timing Relays in Breakers #349 | 1 | 103.99
106100 Electric Plant CCNC | 353 - Station Equipment | MO - Substations | Inst 34kV Arresters at SUB #308 | Substation 308 - Polk, MO | 2014-12-09 18:13 | 2014-11-01 | 1000581 | Inst 34kV Arresters at SUB #308 | 1 | 8601.59
106100 Electric Plant CCNC | 355 - Poles and Fixtures | MO - Mass Property | I/R 69kV LN 39-0 CAMPBELL&PLAINVIEW | Mass Property MO | 2014-11-13 08:58 | 2014-10-01 | 1000660 | I/R 69kV LN 39-0 CAMPBELL&PLAINVIEW | 1 | 4812.57
106100 Electric Plant CCNC | 355 - Poles and Fixtures | MO - Mass Property | I/R 69kV LN 39-0 CAMPBELL&PLAINVIEW | Mass Property MO | 2014-10-09 13:43 | 2014-09-01 | 1000660 | I/R 69kV LN 39-0 CAMPBELL&PLAINVIEW | 1 | -19658.88
106100 Electric Plant CCNC | 355 - Poles and Fixtures | MO - Mass Property | I/R 69kV LN 39-0 CAMPBELL&PLAINVIEW | Mass Property MO | 2014-09-10 09:53 | 2014-08-01 | 1000660 | I/R 69kV LN 39-0 CAMPBELL&PLAINVIEW | 1 | 15335.76
101000 Plant In Service - Elect/Gas | 356 - Ovrhd Conductors and Devices | MO - Mass Property | Work Order Addition | Mass Property MO | 2014-05-01 16:41 | 2014-04-01 | MT16547C | I/R NONPRIOR T PL 08-0 250-614 | 12 | 3852.46
106100 Electric Plant CCNC | 356 - Ovrhd Conductors and Devices | MO - Mass Property | I&R Trans Poles 26-0 121-260 | Mass Property MO | 2015-01-12 07:45 | 2014-12-01 | 4000141 | I&R Trans Poles 26-0 121-260 | 1 | 0.31
106100 Electric Plant CCNC | 352 - Structures and Improvements | MO - Substations | I 69kV Breaker at SUB 397 | Substation 397 - Greene, MO | 2014-09-10 09:53 | 2014-08-01 | 1000694 | I 69kV Breaker at SUB 397 | 1 | 622
106100 Electric Plant CCNC | 352 - Structures and Improvements | MO - Substations | I 69kV Breaker at SUB 397 | Substation 397 - Greene, MO | 2014-07-10 07:50 | 2014-06-01 | 1000694 | I 69kV Breaker at SUB 397 | 1 | 343186.99
106100 Electric Plant CCNC | 355 - Poles and Fixtures | MO - Mass Property | I&R Non-Pri Tran Poles 26-0 397-80 | Mass Property MO | 2015-01-12 07:45 | 2014-12-01 | 4000148 | I&R Non-Pri Tran Poles 26-0 397-80 | 1 | 1.83
106100 Electric Plant CCNC | 355 - Poles and Fixtures | MO - Mass Property | Inst Trans C-trusses 26-0 445-121 | Mass Property MO | 2014-02-14 08:33 | 2014-01-01 | 4000150 | Inst Trans C-trusses 26-0 445-121 | 1 | 5612.62
106100 Electric Plant CCNC | 356 - Ovrhd Conductors and Devices | KS - Mass Property | I/R STR LN 27-0 HWY166 BRDG MV | Mass Property KS | 2014-10-09 13:45 | 2014-09-01 | KT2595C | I/R STR LN 27-0 HWY166 BRDG MV | 1 | -71.97
106100 Electric Plant CCNC | 356 - Ovrhd Conductors and Devices | KS - Mass Property | I/R STR LN 27-0 HWY166 BRDG MV | Mass Property KS | 2014-09-10 09:54 | 2014-08-01 | KT2595C | I/R STR LN 27-0 HWY166 BRDG MV | 1 | 71.97
101000 Plant In Service - Elect/Gas | 356 - Ovrhd Conductors and Devices | MO - Mass Property | Work Order Addition | Mass Property MO | 2014-11-04 11:47 | 2014-10-01 | 1000814 | I&R Line 84-0 SUB Litch-349 NERC | 27 | 13791.06
106100 Electric Plant CCNC | 355 - Poles and Fixtures | MO - Mass Property | I&R Ln 85-0 SUB 366-417 NERC | Mass Property MO | 2014-03-11 12:22 | 2014-02-01 | 1000817 | I&R Ln 85-0 SUB 366-417 NERC | 1 | 322208.8
106100 Electric Plant CCNC | 355 - Poles and Fixtures | MO - Mass Property | I&R Ln 85-0 349-366 NERC Ph 2 | Mass Property MO | 2015-01-12 07:43 | 2014-12-01 | 1000818 | I&R Ln 85-0 349-366 NERC Ph 2 | 1 | 601.58
106100 Electric Plant CCNC | 355 - Poles and Fixtures | MO - Mass Property | I&R Ln 85-0 349-366 NERC Ph 2 | Mass Property MO | 2014-07-10 07:50 | 2014-06-01 | 1000818 | I&R Ln 85-0 349-366 NERC Ph 2 | 1 | 10314.33
106100 Electric Plant CCNC | 353 - Station Equipment | KS - Substations | I&R 69kV Switches at SUB #167 | Substation 167 - Cherokee, KS | 2014-12-09 18:14 | 2014-11-01 | 1000874 | I&R 69kV Switches at SUB #167 | 1 | 126550.26
106100 Electric Plant CCNC | 355 - Poles and Fixtures | MO - Mass Property | I&R Ln 89-0 SUB 387-438 NERC | Mass Property MO | 2014-11-13 08:59 | 2014-10-01 | 1000831 | I&R Ln 89-0 SUB 387-438 NERC | 1 | 305947.76
106100 Electric Plant CCNC | 355 - Poles and Fixtures | MO - Mass Property | I&R Ln 87-0 SUB 368-446 NERC | Mass Property MO | 2015-01-12 07:43 | 2014-12-01 | 1000837 | I&R Ln 87-0 SUB 368-446 NERC | 1 | 87.15
106100 Electric Plant CCNC | 355 - Poles and Fixtures | MO - Mass Property | I&R Ln 87-0 SUB 368-446 NERC | Mass Property MO | 2014-11-13 08:59 | 2014-10-01 | 1000837 | I&R Ln 87-0 SUB 368-446 NERC | 1 | 4842.15
106100 Electric Plant CCNC | 356 - Ovrhd Conductors and Devices | MO - Mass Property | I&R Ln 83-0 SUB 109-CARSPA NERC | Mass Property MO | 2015-01-12 07:43 | 2014-12-01 | 1000835 | I&R Ln 83-0 SUB 109-CARSPA NERC | 1 | -0.24
106100 Electric Plant CCNC | 356 - Ovrhd Conductors and Devices | MO - Mass Property | I&R Ln 83-0 SUB 109-CARSPA NERC | Mass Property MO | 2014-09-10 09:53 | 2014-08-01 | 1000835 | I&R Ln 83-0 SUB 109-CARSPA NERC | 1 | -240.21
106100 Electric Plant CCNC | 356 - Ovrhd Conductors and Devices | MO - Mass Property | I&R Ln 83-0 SUB 109-CARSPA NERC | Mass Property MO | 2014-08-11 15:47 | 2014-07-01 | 1000835 | I&R Ln 83-0 SUB 109-CARSPA NERC | 1 | 7154.08
101000 Plant In Service - Elect/Gas | 356 - Ovrhd Conductors and Devices | MO - Mass Property | Work Order Addition | Mass Property MO | 2014-08-20 16:42 | 2014-08-01 | 1000836 | I&R Ln 83-0 SUB 110-432 NERC | 9 | 5235.08
106100 Electric Plant CCNC | 355 - Poles and Fixtures | MO - Mass Property | I&R Ln 79-0 SUB 292-389 NERC | Mass Property MO | 2014-07-10 07:50 | 2014-06-01 | 1000839 | I&R Ln 79-0 SUB 292-389 NERC | 1 | 65.27
106100 Electric Plant CCNC | 355 - Poles and Fixtures | MO - Mass Property | I&R 161kV Strs Ln 80-0 NERC Ph 2 | Mass Property MO | 2014-12-09 18:13 | 2014-11-01 | 1000841 | I&R 161kV Strs Ln 80-0 NERC Ph 2 | 1 | 3568.67
106100 Electric Plant CCNC | 353 - Station Equipment | MO - Substations | I&R BO 161kV PTs at SUB 312 | Substation 312 - Taney, MO | 2015-01-12 07:43 | 2014-12-01 | 1000859 | I&R BO 161kV PTs at SUB 312 | 1 | 22.61
106100 Electric Plant CCNC | 353 - Station Equipment | MO - Substations | I&R BO 161kV PTs at SUB 435 | Substation 435 - McDonald, MO | 2014-05-09 11:45 | 2014-04-01 | 1000860 | I&R BO 161kV PTs at SUB 435 | 1 | 40.05
106100 Electric Plant CCNC | 353 - Station Equipment | MO - Substations | I&R 69kV Relay Panels at SUB 393 | Substation 393 - Newton, MO | 2014-10-09 13:44 | 2014-09-01 | 1000865 | I&R 69kV Relay Panels at SUB 393 | 1 | 366828.66
106100 Electric Plant CCNC | 353 - Station Equipment | MO - Substations | I&R 161kV Brkr & Switch - SUB #110 | Substation 110 - Jasper, MO | 2014-07-10 07:50 | 2014-06-01 | 1000877 | I&R 161kV Brkr & Switch - SUB #110 | 1 | 52636.38
106100 Electric Plant CCNC | 353 - Station Equipment | MO - Substations | I&R 69kV Switches at SUB #284 | Substation 284 - Jasper, MO | 2014-09-10 09:53 | 2014-08-01 | 1000875 | I&R 69kV Switches at SUB #284 | 1 | 811.77
106100 Electric Plant CCNC | 355 - Poles and Fixtures | MO - Mass Property | I&R Pri Trans Pole 21-0 326-700 | Mass Property MO | 2015-01-12 07:45 | 2014-12-01 | 4000251 | I&R Pri Trans Pole 21-0 326-700 | 1 | 0.22
106100 Electric Plant CCNC | 356 - Ovrhd Conductors and Devices | OK - Mass Property | I&R Non-Pri Trans Poles Line 06-0 | Mass Property OK | 2015-01-12 07:45 | 2014-12-01 | 4000307 | I&R Non-Pri Trans Poles Line 06-0 | 1 | -0.55
106100 Electric Plant CCNC | 355 - Poles and Fixtures | MO - Mass Property | I&R Ln 91-0 SUB 184-435 NERC | Mass Property MO | 2014-10-09 13:44 | 2014-09-01 | 1000907 | I&R Ln 91-0 SUB 184-435 NERC | 1 | 7075.21
106100 Electric Plant CCNC | 355 - Poles and Fixtures | MO - Mass Property | I&R Ln 91-0 SUB 184-435 NERC | Mass Property MO | 2014-09-10 09:53 | 2014-08-01 | 1000907 | I&R Ln 91-0 SUB 184-435 NERC | 1 | -12554.76
106100 Electric Plant CCNC | 355 - Poles and Fixtures | MO - Mass Property | I&R Ln 87-0 SUB 368-431 NERC | Mass Property MO | 2014-09-10 09:53 | 2014-08-01 | 1000908 | I&R Ln 87-0 SUB 368-431 NERC | 1 | -6255.27
106100 Electric Plant CCNC | 355 - Poles and Fixtures | MO - Mass Property | I&R Ln 92-0 NEO SPA - SUB 292 NERC | Mass Property MO | 2014-08-11 15:47 | 2014-07-01 | 1000939 | I&R Ln 92-0 NEO SPA - SUB 292 NERC | 1 | 250630.61
106100 Electric Plant CCNC | 356 - Ovrhd Conductors and Devices | KS - Mass Property | I&R Non-Pri Trans Insul Line 06-1 | Mass Property KS | 2014-09-10 09:54 | 2014-08-01 | 4000310 | I&R Non-Pri Trans Insul Line 06-1 | 1 | 2374.73
106100 Electric Plant CCNC | 355 - Poles and Fixtures | MO - Mass Property | I&R 69kV Ln 27-0 Welch Phase 2 | Mass Property MO | 2014-10-09 13:44 | 2014-09-01 | 1000944 | I&R 69kV Ln 27-0 Welch Phase 2 | 1 | 295.09
106100 Electric Plant CCNC | 355 - Poles and Fixtures | MO - Mass Property | I&R Ln 87-0 SUB 124-446 NERC | Mass Property MO | 2014-10-09 13:44 | 2014-09-01 | 1000943 | I&R Ln 87-0 SUB 124-446 NERC | 1 | 3797.47
106100 Electric Plant CCNC | 355 - Poles and Fixtures | MO - Mass Property | I&R Ln 86-0 SUB 452-404 NERC | Mass Property MO | 2014-11-13 08:59 | 2014-10-01 | 1000974 | I&R Ln 86-0 SUB 452-404 NERC | 1 | 115.65
106100 Electric Plant CCNC | 355 - Poles and Fixtures | KS - Mass Property | I&R Ln 82-0 KS Line-SUB 452 NERC | Mass Property KS | 2014-12-09 18:14 | 2014-11-01 | 1000975 | I&R Ln 82-0 KS Line-SUB 452 NERC | 1 | 805.76
106100 Electric Plant CCNC | 355 - Poles and Fixtures | MO - Mass Property | I&R Ln 95-0 SUB 110-145 NERC | Mass Property MO | 2014-12-09 18:14 | 2014-11-01 | 1000978 | I&R Ln 95-0 SUB 110-145 NERC | 1 | 730.66
106100 Electric Plant CCNC | 355 - Poles and Fixtures | MO - Mass Property | I&R 69kV Ln 33-0/08-0 Greenfield | Mass Property MO | 2015-01-12 07:44 | 2014-12-01 | 1001053 | I&R 69kV Ln 33-0/08-0 Greenfield | 1 | -56.63
106100 Electric Plant CCNC | 355 - Poles and Fixtures | AR - Mass Property | APRIL 2014 TORNADO - TRANS - MO | Mass Property AR | 2014-12-09 18:14 | 2014-11-01 | 1001109 | APRIL 2014 TORNADO - TRANS - MO | 1 | 241.92
106100 Electric Plant CCNC | 356 - Ovrhd Conductors and Devices | MO - Mass Property | I&R 69kV in Ln 33-0 for SWEC Attach | Mass Property MO | 2014-10-09 13:44 | 2014-09-01 | 1001136 | I&R 69kV in Ln 33-0 for SWEC Attach | 1 | 14.56
106100 Electric Plant CCNC | 355 - Poles and Fixtures | MO - Mass Property | I&R Ln 80-1 SUB 412 - 433 NERC | Mass Property MO | 2015-01-12 07:44 | 2014-12-01 | 1001092 | I&R Ln 80-1 SUB 412 - 433 NERC | 1 | -23.93
106100 Electric Plant CCNC | 355 - Poles and Fixtures | MO - Mass Property | I&R Ln 80-1 SUB 412 - 433 NERC | Mass Property MO | 2014-11-13 08:59 | 2014-10-01 | 1001092 | I&R Ln 80-1 SUB 412 - 433 NERC | 1 | 7868.06
106100 Electric Plant CCNC | 355 - Poles and Fixtures | MO - Mass Property | I&R Ln 80-1 SUB 413-433 NERC | Mass Property MO | 2014-11-13 08:59 | 2014-10-01 | 1001090 | I&R Ln 80-1 SUB 413-433 NERC | 1 | 6784.14
106100 Electric Plant CCNC | 355 - Poles and Fixtures | MO - Mass Property | I&R Ln 80-0 SUB 295-424 NERC | Mass Property MO | 2014-12-09 18:14 | 2014-11-01 | 1001093 | I&R Ln 80-0 SUB 295-424 NERC | 1 | 500.95
106100 Electric Plant CCNC | 355 - Poles and Fixtures | MO - Mass Property | I&R Ln 80-0 SUB 295-424 NERC | Mass Property MO | 2014-11-13 08:59 | 2014-10-01 | 1001093 | I&R Ln 80-0 SUB 295-424 NERC | 1 | 28.88
106100 Electric Plant CCNC | 353 - Station Equipment | MO - Substations | I&R Battery & Charger at SUB 292 | Substation 292 - Newton, MO | 2015-01-12 07:44 | 2014-12-01 | 1001216 | I&R Battery & Charger at SUB 292 | 1 | -8.09
106100 Electric Plant CCNC | 353 - Station Equipment | MO - Substations | I&R Battery & Charger at SUB 292 | Substation 292 - Newton, MO | 2014-08-11 15:47 | 2014-07-01 | 1001216 | I&R Battery & Charger at SUB 292 | 1 | -492.24
106100 Electric Plant CCNC | 353 - Station Equipment | MO - Substations | I&R Battery and Charger at SUB 64 | Substation 64 - Jasper, MO | 2014-11-13 08:59 | 2014-10-01 | 1001217 | I&R Battery and Charger at SUB 64 | 1 | -595.74
106100 Electric Plant CCNC | 353 - Station Equipment | MO - Substations | I&R Battery and Charger at SUB 64 | Substation 64 - Jasper, MO | 2014-08-11 15:47 | 2014-07-01 | 1001217 | I&R Battery and Charger at SUB 64 | 1 | 13803.81
106100 Electric Plant CCNC | 355 - Poles and Fixtures | KS - Mass Property | I&R Ln 27-0 SUB 388 34.5kV Switch | Mass Property KS | 2014-12-09 18:14 | 2014-11-01 | 1001228 | I&R Ln 27-0 SUB 388 34.5kV Switch | 1 | 31.33
106100 Electric Plant CCNC | 355 - Poles and Fixtures | KS - Mass Property | I&R Ln 27-0 SUB 388 34.5kV Switch | Mass Property KS | 2014-10-09 13:44 | 2014-09-01 | 1001228 | I&R Ln 27-0 SUB 388 34.5kV Switch | 1 | 2640.22
106100 Electric Plant CCNC | 355 - Poles and Fixtures | MO - Mass Property | I&R BO TRANS POLE 30-0 131-362 | Mass Property MO | 2015-01-12 07:46 | 2014-12-01 | 4000435 | I&R BO TRANS POLE 30-0 131-362 | 1 | 0.06
106100 Electric Plant CCNC | 355 - Poles and Fixtures | MO - Mass Property | I&R 161kV Ln 91-0 Anderson-BO Pole | Mass Property MO | 2015-01-12 07:44 | 2014-12-01 | 1001214 | I&R 161kV Ln 91-0 Anderson-BO Pole | 1 | 55292.75
106100 Electric Plant CCNC | 356 - Ovrhd Conductors and Devices | MO - Mass Property | I&R Non-Pri Trans Poles 80-0 | Mass Property MO | 2015-01-12 07:46 | 2014-12-01 | 4000516 | I&R Non-Pri Trans Poles 80-0 | 1 | -0.57
106100 Electric Plant CCNC | 355 - Poles and Fixtures | MO - Mass Property | I&R Non-Pri Trans Poles 80-0 | Mass Property MO | 2015-01-12 07:46 | 2014-12-01 | 4000516 | I&R Non-Pri Trans Poles 80-0 | 1 | -6
106100 Electric Plant CCNC | 356 - Ovrhd Conductors and Devices | MO - Mass Property | I&R Switch/Structure Ln 26-0 Albatr | Mass Property MO | 2015-01-12 07:44 | 2014-12-01 | 1001348 | I&R Switch/Structure Ln 26-0 Albatr | 1 | -2.06
106100 Electric Plant CCNC | 356 - Ovrhd Conductors and Devices | MO - Mass Property | I&R Switch/Structure Ln 26-0 Albatr | Mass Property MO | 2014-11-13 08:59 | 2014-10-01 | 1001348 | I&R Switch/Structure Ln 26-0 Albatr | 1 | -119.89
106100 Electric Plant CCNC | 356 - Ovrhd Conductors and Devices | MO - Mass Property | I&R BO TRANS FIXTURE 33-0 249-403 | Mass Property MO | 2014-09-10 09:54 | 2014-08-01 | 4000502 | I&R BO TRANS FIXTURE 33-0 249-403 | 1 | 530.02
106100 Electric Plant CCNC | 353 - Station Equipment | MO - Substations | Inst Swgr Remote Rack Equip SUB 430 | Substation 430 - Newton, MO | 2014-12-09 18:14 | 2014-11-01 | 1001378 | Inst Swgr Remote Rack Equip SUB 430 | 1 | 18326.51
106100 Electric Plant CCNC | 356 - Ovrhd Conductors and Devices | MO - Mass Property | Ins 69kv Trans poles 21-0 322-184 | Mass Property MO | 2015-01-12 07:46 | 2014-12-01 | 4000470 | Ins 69kv Trans poles 21-0 322-184 | 1 | -0.18
106100 Electric Plant CCNC | 355 - Poles and Fixtures | MO - Mass Property | 2015 MO Trans C Truss Reinf | Mass Property MO | 2015-01-12 07:45 | 2014-12-01 | 1001492 | 2015 MO Trans C Truss Reinf | 1 | -5000
106100 Electric Plant CCNC | 353 - Station Equipment | KS - Substations | I/R 6 69kV DISCON SWITCHES SUB 167 | Substation 167 - Cherokee, KS | 2014-08-11 15:47 | 2014-07-01 | 1001247 | I/R 6 69kV DISCON SWITCHES SUB 167 | 1 | 74.07
106100 Electric Plant CCNC | 353 - Station Equipment | MO - Substations | I&R BO 69kV BKR #6989 at Sub #109 | Substation 109 - Jasper, MO | 2014-08-11 15:47 | 2014-07-01 | 1001449 | I&R BO 69kV BKR #6989 at Sub #109 | 1 | 16157.34
106100 Electric Plant CCNC | 355 - Poles and Fixtures | OK - Mass Property | I&R DAMAGED POLE 06-0 381T-363 | Mass Property OK | 2014-11-13 08:59 | 2014-10-01 | 4000681 | I&R DAMAGED POLE 06-0 381T-363 | 1 | 4114.14
106100 Electric Plant CCNC | 355 - Poles and Fixtures | MO - Mass Property | I&R PRIORITY TRAN XARM 88-0 383-382 | Mass Property MO | 2014-11-13 08:59 | 2014-10-01 | 4000663 | I&R PRIORITY TRAN XARM 88-0 383-382 | 1 | 2345.6
106100 Electric Plant CCNC | 356 - Ovrhd Conductors and Devices | MO - Mass Property | I&R PRIORITY TRAN XARM 88-0 383-382 | Mass Property MO | 2014-10-09 13:45 | 2014-09-01 | 4000663 | I&R PRIORITY TRAN XARM 88-0 383-382 | 1 | 900.44
106100 Electric Plant CCNC | 355 - Poles and Fixtures | MO - Mass Property | I&R SUB 59 Exits Ln 25-0 | Mass Property MO | 2015-01-12 07:44 | 2014-12-01 | 1001434 | I&R SUB 59 Exits Ln 25-0 | 1 | -0.29
106100 Electric Plant CCNC | 353 - Station Equipment | MO - Substations | BUILD T FACIL KODIAK SUB471 | Substation 471 - Newton Cty | 2014-07-10 07:52 | 2014-06-01 | MT17190C | BUILD T FACIL KODIAK SUB471 | 1 | 557.05
106100 Electric Plant CCNC | 353 - Station Equipment | MO - Substations | Inst Auto 69kV MOAB Sch at SUB 114 | Substation 114 - Christian, MO | 2014-03-11 12:22 | 2014-02-01 | 1000213 | Inst Auto 69kV MOAB Sch at SUB 114 | 1 | 37196.6
106100 Electric Plant CCNC | 353 - Station Equipment | MO - Substations | Inst Auto 69kV MOAB Sch at SUB 436 | Substation 436 - Jasper, MO | 2014-12-09 18:13 | 2014-11-01 | 1000212 | Inst Auto 69kV MOAB Sch at SUB 436 | 1 | -1320.7
106100 Electric Plant CCNC | 353 - Station Equipment | MO - Iatan Plant | TEST-SWS/LKOUT RELAYS SUB 705 | Iatan Unit 1 | 2014-08-11 15:47 | 2014-07-01 | 1000268 | TEST-SWS/LKOUT RELAYS SUB 705 | 1 | 393.77
106100 Electric Plant CCNC | 355 - Poles and Fixtures | KS - Mass Property | I/R MISC TRANSMISSION LINES - KS | Mass Property KS | 2014-03-11 12:21 | 2014-02-01 | 1000075 | I/R MISC TRANSMISSION LINES - KS | 1 | 76.5
101000 Plant In Service - Elect/Gas | 356 - Ovrhd Conductors and Devices | MO - Mass Property | Work Order Addition | Mass Property MO | 2014-06-16 09:37 | 2014-06-01 | 1000076 | I/R MISC TRANSMISSION LINES - MO | 27 | 8304.44
101000 Plant In Service - Elect/Gas | 355 - Poles and Fixtures | MO - Mass Property | Work Order Addition | Mass Property MO | 2014-06-16 09:37 | 2014-06-01 | 1000076 | I/R MISC TRANSMISSION LINES - MO | 5 | 12050.78
106100 Electric Plant CCNC | 355 - Poles and Fixtures | MO - Mass Property | I/R MISC TRANSMISSION LINES - MO | Mass Property MO | 2014-06-10 08:10 | 2014-05-01 | 1000076 | I/R MISC TRANSMISSION LINES - MO | 1 | 25316.83
106100 Electric Plant CCNC | 355 - Poles and Fixtures | MO - Mass Property | I/R MISC TRANSMISSION LINES - MO | Mass Property MO | 2014-06-02 16:23 | 2014-05-01 | 1000076 | I/R MISC TRANSMISSION LINES - MO | -12 | -41215.42
106100 Electric Plant CCNC | 355 - Poles and Fixtures | OK - Mass Property | OT STORM LIKE FOR LIKE - BAXTER | Mass Property OK | 2014-04-09 08:43 | 2014-03-01 | 1000188 | OT STORM LIKE FOR LIKE - BAXTER | 1 | 448.87
101000 Plant In Service - Elect/Gas | 355 - Poles and Fixtures | MO - Mass Property | Work Order Addition | Mass Property MO | 2014-06-06 13:50 | 2014-05-01 | MD14051C | I&R 12KV 9TH-32ND ST/MAIDEN LN | 2 | 9733.5
106100 Electric Plant CCNC | 356 - Ovrhd Conductors and Devices | MO - Mass Property | I&R 12KV 9TH-32ND ST/MAIDEN LN | Mass Property MO | 2014-05-09 11:46 | 2014-04-01 | MD14051C | I&R 12KV 9TH-32ND ST/MAIDEN LN | 1 | 391.78
106100 Electric Plant CCNC | 353 - Station Equipment | KS - Substations | I/R 34.5KV BREAK 3426 @ SUB271 | Substation 271 - Cherokee, KS | 2014-03-28 09:23 | 2014-03-01 | KT2520C | I/R 34.5KV BREAK 3426 @ SUB271 | -6 | -92109.47
106100 Electric Plant CCNC | 355 - Poles and Fixtures | MO - Mass Property | I/R PLS FIBER BETW SUB64/284 | Mass Property MO | 2014-03-11 12:23 | 2014-02-01 | MT16016C | I/R PLS FIBER BETW SUB64/284 | 1 | -3903.44
101000 Plant In Service - Elect/Gas | 355 - Poles and Fixtures | MO - Mass Property | Work Order Addition | Mass Property MO | 2014-06-05 11:33 | 2014-05-01 | MT16014C | I/R OPGW LN #32-0 SUB284/SB100 | 2 | 5686.13
101000 Plant In Service - Elect/Gas | 355 - Poles and Fixtures | MO - Mass Property | Work Order Addition | Mass Property MO | 2014-06-05 11:33 | 2014-05-01 | MT16014C | I/R OPGW LN #32-0 SUB284/SB100 | 8 | 10757.72
106100 Electric Plant CCNC | 355 - Poles and Fixtures | MO - City or Rural | I/R 69KV LN DISC KAMO SUBSTAT | Strafford | 2014-07-10 07:52 | 2014-06-01 | MT16681C | I/R 69KV LN DISC KAMO SUBSTAT | 1 | 1460.9
106100 Electric Plant CCNC | 356 - Ovrhd Conductors and Devices | AR - Mass Property | I/R T VX BROK INS 21-0 700-435 | Mass Property AR | 2014-04-09 08:44 | 2014-03-01 | AT4122C | I/R T VX BROK INS 21-0 700-435 | 1 | 34.04
101000 Plant In Service - Elect/Gas | 352 - Structures and Improvements | MO - Substations | Work Order Addition | Substation 59 - Jasper, MO | 2014-12-09 18:11 | 2014-11-01 | MD15357C | MAY 2011 TORNADO - SUB#59 | 0 | 30.24
101000 Plant In Service - Elect/Gas | 353 - Station Equipment | MO - Substations | Work Order Addition | Substation 59 - Jasper, MO | 2014-08-20 16:42 | 2014-08-01 | MD15357C | MAY 2011 TORNADO - SUB#59 | 3 | 165226.31
101000 Plant In Service - Elect/Gas | 355 - Poles and Fixtures | MO - Mass Property | Work Order Addition | Mass Property MO | 2014-02-12 13:35 | 2014-01-01 | MT15778C | I/R GUY/GUY STUB PL AFTER WREC | 13 | 4877.65
101000 Plant In Service - Elect/Gas | 355 - Poles and Fixtures | MO - Mass Property | Work Order Addition | Mass Property MO | 2014-10-14 17:20 | 2014-10-01 | MT16667C | FEBRUARY '12 TORNADO BRAN/HOLL | 1 | 5787.92
101000 Plant In Service - Elect/Gas | 356 - Ovrhd Conductors and Devices | MO - Mass Property | Work Order Addition | Mass Property MO | 2014-10-14 17:20 | 2014-10-01 | MT16667C | FEBRUARY '12 TORNADO BRAN/HOLL | 10190 | 451646.62
106100 Electric Plant CCNC | 355 - Poles and Fixtures | KS - Mass Property | PCL-KT2188C | Mass Property KS | 2014-05-27 17:10 | 2014-05-01 | KT2188C | I&R 161kV Cndctr-Rivert/St Lne | -2 | 8289.85
106100 Electric Plant CCNC | 355 - Poles and Fixtures | MO - Mass Property | PCL-MT11128C | Mass Property MO | 2014-03-28 09:25 | 2014-03-01 | MT11128C | Storm Job-Trans-Webb City | -5 | -121676.53
101000 Plant In Service - Elect/Gas | 355 - Poles and Fixtures | MO - Mass Property | Work Order Addition | Mass Property MO | 2014-03-28 09:25 | 2014-03-01 | MT11128C | Storm Job-Trans-Webb City | 3 | 5067.43
106100 Electric Plant CCNC | 355 - Poles and Fixtures | MO - City or Rural | Storm Job-Trans-Bolivar | Bolivar | 2014-09-29 17:42 | 2014-09-01 | MT11118C | Storm Job-Trans-Bolivar | -4 | -77412.38
101000 Plant In Service - Elect/Gas | 355 - Poles and Fixtures | AR - Mass Property | POLE, WOOD, 46'-50', 69 KV | Mass Property AR | 2014-09-08 17:01 | 2014-08-01 | AT3975C | Storm Job-Trans-Arkansas | 3 | 1383.52
101000 Plant In Service - Elect/Gas | 355 - Poles and Fixtures | KS - Mass Property | GUY | Mass Property KS | 2014-09-29 17:41 | 2014-09-01 | KT2113C | Storm Job-Trans-Kansas | 0 | 1675.6
101000 Plant In Service - Elect/Gas | 355 - Poles and Fixtures | KS - Mass Property | ANCHOR | Mass Property KS | 2014-09-29 17:41 | 2014-09-01 | KT2113C | Storm Job-Trans-Kansas | 0 | 3731.54
106100 Electric Plant CCNC | 355 - Poles and Fixtures | OK - Mass Property | Storm Job-Trans-Oklahoma | Mass Property OK | 2014-04-09 08:45 | 2014-03-01 | OT5403C | Storm Job-Trans-Oklahoma | 1 | -897.68
101000 Plant In Service - Elect/Gas | 353 - Station Equipment | OK - Substations | Work Order Addition | Substation 404 - Ottawa, OK | 2014-10-21 10:55 | 2014-10-01 | OD5686C | INSTALL SCADA RADIO SUB#404 | 2 | 73379.28
101000 Plant In Service - Elect/Gas | 353 - Station Equipment | OK - Substations | Work Order Addition | Substation 404 - Ottawa, OK | 2014-10-21 10:54 | 2014-10-01 | OD5686C | INSTALL SCADA RADIO SUB#404 | 1 | 16795.66
106100 Electric Plant CCNC | 355 - Poles and Fixtures | MO - Mass Property | RECONDUCTOR 20-0 69KV LINE | Mass Property MO | 2014-07-10 07:52 | 2014-06-01 | MT15105C | RECONDUCTOR 20-0 69KV LINE | 1 | 296.73
101000 Plant In Service - Elect/Gas | 350 - Land and Land Rights | MO - Mass Property | Work Order Addition | Mass Property MO | 2014-05-27 17:11 | 2014-05-01 | MT15105C | RECONDUCTOR 20-0 69KV LINE | 0 | -1.08
101000 Plant In Service - Elect/Gas | 355 - Poles and Fixtures | MO - Mass Property | Work Order Addition | Mass Property MO | 2014-05-27 17:11 | 2014-05-01 | MT15105C | RECONDUCTOR 20-0 69KV LINE | 0 | -9507.89
106100 Electric Plant CCNC | 356 - Ovrhd Conductors and Devices | MO - Mass Property | I/R NONPRIOR T 34-1 280-105 | Mass Property MO | 2014-04-16 11:33 | 2014-04-01 | MT15233C | I/R NONPRIOR T 34-1 280-105 | -2 | -821.74
101000 Plant In Service - Elect/Gas | 355 - Poles and Fixtures | MO - Mass Property | Work Order Addition | Mass Property MO | 2014-12-05 15:41 | 2014-11-01 | MT14578C | I/R 161KV BOPL 80-1 SUB412/413 | 2 | 4244.08
106100 Electric Plant CCNC | 356 - Ovrhd Conductors and Devices | MO - Mass Property | I/R 161KV BOPL 80-1 SUB412/413 | Mass Property MO | 2014-12-05 15:41 | 2014-11-01 | MT14578C | I/R 161KV BOPL 80-1 SUB412/413 | -5 | -102014.91
106100 Electric Plant CCNC | 355 - Poles and Fixtures | MO - Mass Property | I/R 161KV BOPL 80-1 SUB412/413 | Mass Property MO | 2014-12-05 15:41 | 2014-11-01 | MT14578C | I/R 161KV BOPL 80-1 SUB412/413 | -5 | -679379.33
101000 Plant In Service - Elect/Gas | 355 - Poles and Fixtures | MO - Mass Property | Work Order Addition | Mass Property MO | 2014-04-04 17:06 | 2014-03-01 | MT16380C | I/R 69KV PL OPGW L 35-0 S I-44 | 3 | 7391.88
101000 Plant In Service - Elect/Gas | 356 - Ovrhd Conductors and Devices | MO - Mass Property | Work Order Addition | Mass Property MO | 2014-04-04 17:06 | 2014-03-01 | MT16380C | I/R 69KV PL OPGW L 35-0 S I-44 | 9 | 8429
101000 Plant In Service - Elect/Gas | 355 - Poles and Fixtures | OK - Mass Property | POLE | Mass Property OK | 2014-06-05 11:33 | 2014-05-01 | OT5735C | I C TRUSS T REINF 06-0 363-428 | 0 | 977.1
106100 Electric Plant CCNC | 355 - Poles and Fixtures | OK - Mass Property | PCL-OT5735C | Mass Property OK | 2014-06-05 11:33 | 2014-05-01 | OT5735C | I C TRUSS T REINF 06-0 363-428 | -1 | -3764.84
101000 Plant In Service - Elect/Gas | 355 - Poles and Fixtures | MO - Mass Property | Work Order Addition | Mass Property MO | 2014-09-29 17:42 | 2014-09-01 | MT16503C | I C TRUSS T REINF 08-1 324-250 | 0 | 6907.2
106100 Electric Plant CCNC | 355 - Poles and Fixtures | MO - Mass Property | I/R NONPRIOR PL 94-0 383-BROOK | Mass Property MO | 2014-04-04 17:06 | 2014-03-01 | MT16514C | I/R NONPRIOR PL 94-0 383-BROOK | -3 | -13837.86
101000 Plant In Service - Elect/Gas | 353 - Station Equipment | MO - Substations | Work Order Addition | Substation 80 - Greene, MO | 2014-09-15 08:54 | 2014-09-01 | MT16801C | I/R 48KV BATT/CHARGER SUB#80 | 2 | 5992.3
106100 Electric Plant CCNC | 353 - Station Equipment | MO - Substations | I/R 48KV BATT/CHARGER SUB#80 | Substation 80 - Greene, MO | 2014-09-15 08:54 | 2014-09-01 | MT16801C | I/R 48KV BATT/CHARGER SUB#80 | -1 | -9026.22
101000 Plant In Service - Elect/Gas | 356 - Ovrhd Conductors and Devices | KS - Mass Property | Work Order Addition | Mass Property KS | 2014-03-28 09:23 | 2014-03-01 | KT2624C | I/R T AERIA PAT 81-0 94-NEOSHO | 1 | 740.81
101000 Plant In Service - Elect/Gas | 356 - Ovrhd Conductors and Devices | MO - Mass Property | Work Order Addition | Mass Property MO | 2014-06-02 09:48 | 2014-05-01 | MT16555C | I/R STRS LN 92-0 SUB422/SUB393 | 12118 | 140921.99
106100 Electric Plant CCNC | 356 - Ovrhd Conductors and Devices | OK - Mass Property | I/R PLS LN 27-0 69KV INSULATIO | Mass Property OK | 2014-11-13 09:00 | 2014-10-01 | OT5739C | I/R PLS LN 27-0 69KV INSULATIO | 1 | 492.55
106100 Electric Plant CCNC | 353 - Station Equipment | OK - Mass Property | PCL-OT0002C | Mass Property OK | 2014-09-08 09:12 | 2014-08-01 | OT0002C | Inst Misc Trans Substat Equip | -2 | -7624.54
106100 Electric Plant CCNC | 353 - Station Equipment | MO - Mass Property | install misc. trans. sub equip | Mass Property MO | 2014-09-08 17:01 | 2014-08-01 | MT0002C | install misc. trans. sub equip | -2 | -2683.26
101000 Plant In Service - Elect/Gas | 356 - Ovrhd Conductors and Devices | MO - Mass Property | Work Order Addition | Mass Property MO | 2014-11-04 11:46 | 2014-10-01 | 1000321 | I&R 161 Strs Ln 80-0 for NERC Compl | 63 | 44439.94
101000 Plant In Service - Elect/Gas | 355 - Poles and Fixtures | MO - Mass Property | Work Order Addition | Mass Property MO | 2014-11-04 11:46 | 2014-10-01 | 1000321 | I&R 161 Strs Ln 80-0 for NERC Compl | 65 | 94038.69
106100 Electric Plant CCNC | 356 - Ovrhd Conductors and Devices | MO - Mass Property | I&R Ln 84-0 349-421 NERC Ph 1 | Mass Property MO | 2014-09-10 09:53 | 2014-08-01 | 1000509 | I&R Ln 84-0 349-421 NERC Ph 1 | 1 | 2348.13
106100 Electric Plant CCNC | 355 - Poles and Fixtures | MO - Mass Property | I&R Strs Ln 96-0 SUB389 to SUB439 | Mass Property MO | 2014-05-27 17:10 | 2014-05-01 | 1000375 | I&R Strs Ln 96-0 SUB389 to SUB439 | -1 | 1745.21
106100 Electric Plant CCNC | 355 - Poles and Fixtures | MO - Mass Property | I&R Strs Ln 96-0 SUB389 to SUB439 | Mass Property MO | 2014-04-04 17:05 | 2014-03-01 | 1000375 | I&R Strs Ln 96-0 SUB389 to SUB439 | -7 | -173382.39
106100 Electric Plant CCNC | 355 - Poles and Fixtures | MO - Mass Property | I&R Strs Ln 79-0 SUB 292 to SUB 383 | Mass Property MO | 2014-07-10 07:50 | 2014-06-01 | 1000377 | I&R Strs Ln 79-0 SUB 292 to SUB 383 | 1 | 2712.74
106100 Electric Plant CCNC | 356 - Ovrhd Conductors and Devices | MO - Mass Property | I&R Strs Ln 84-0 SUB 395 - SPA NERC | Mass Property MO | 2014-09-10 09:53 | 2014-08-01 | 1000376 | I&R Strs Ln 84-0 SUB 395 - SPA NERC | 1 | -2171.67
106100 Electric Plant CCNC | 356 - Ovrhd Conductors and Devices | MO - Mass Property | I&R Strs Ln 88-0 SUB 382 - 383 NERC | Mass Property MO | 2014-02-14 08:33 | 2014-01-01 | 1000379 | I&R Strs Ln 88-0 SUB 382 - 383 NERC | 1 | 16.17
106100 Electric Plant CCNC | 356 - Ovrhd Conductors and Devices | MO - Mass Property | I&R BO 69kV Switch and Structure | Mass Property MO | 2014-08-11 15:47 | 2014-07-01 | 1000334 | I&R BO 69kV Switch and Structure | 1 | 37.5
106100 Electric Plant CCNC | 355 - Poles and Fixtures | MO - Mass Property | I&R BO 69kV Switch and Structure | Mass Property MO | 2014-07-10 07:50 | 2014-06-01 | 1000334 | I&R BO 69kV Switch and Structure | 1 | -925.51
106100 Electric Plant CCNC | 356 - Ovrhd Conductors and Devices | MO - Mass Property | I&R BO 69kV Switch and Structure | Mass Property MO | 2014-05-09 11:45 | 2014-04-01 | 1000334 | I&R BO 69kV Switch and Structure | 1 | 50855.25
106100 Electric Plant CCNC | 355 - Poles and Fixtures | OK - Mass Property | I&R 34.5kV Ln 27-0 Hwy 59 Road Move | Mass Property OK | 2014-08-11 15:47 | 2014-07-01 | 1000541 | I&R 34.5kV Ln 27-0 Hwy 59 Road Move | 1 | 94.65
106100 Electric Plant CCNC | 355 - Poles and Fixtures | MO - Mass Property | I&R Trans Pole & Ins 08-2 308-217 | Mass Property MO | 2014-02-14 08:33 | 2014-01-01 | 4000136 | I&R Trans Pole & Ins 08-2 308-217 | 1 | -83.76
106100 Electric Plant CCNC | 356 - Ovrhd Conductors and Devices | MO - Mass Property | I&R Trans Poles & Ins 08-2 308-304 | Mass Property MO | 2015-01-12 07:45 | 2014-12-01 | 4000138 | I&R Trans Poles & Ins 08-2 308-304 | 1 | 0.03
106100 Electric Plant CCNC | 355 - Poles and Fixtures | MO - Mass Property | Inst Dist C-trusses Ckt 3691 | Mass Property MO | 2014-10-09 13:44 | 2014-09-01 | 4000165 | Inst Dist C-trusses Ckt 3691 | 1 | 5132.12
101000 Plant In Service - Elect/Gas | 355 - Poles and Fixtures | MO - Mass Property | Work Order Addition | Mass Property MO | 2014-05-01 16:41 | 2014-04-01 | MT16547C | I/R NONPRIOR T PL 08-0 250-614 | 5 | 61856.62
106100 Electric Plant CCNC | 355 - Poles and Fixtures | MO - Mass Property | I&R Non-Pri Trans Poles 30-3 | Mass Property MO | 2015-01-12 07:45 | 2014-12-01 | 4000116 | I&R Non-Pri Trans Poles 30-3 | 1 | 0.44
106100 Electric Plant CCNC | 353 - Station Equipment | MO - Substations | I 69kV Breaker at SUB 397 | Substation 397 - Greene, MO | 2015-01-12 07:43 | 2014-12-01 | 1000694 | I 69kV Breaker at SUB 397 | 1 | 193.09
106100 Electric Plant CCNC | 356 - Ovrhd Conductors and Devices | MO - Mass Property | I&R Non-Pri Tran Poles 26-0 397-80 | Mass Property MO | 2015-01-12 07:45 | 2014-12-01 | 4000148 | I&R Non-Pri Tran Poles 26-0 397-80 | 1 | 0.51
101000 Plant In Service - Elect/Gas | 355 - Poles and Fixtures | KS - Mass Property | Work Order Addition | Mass Property KS | 2014-06-05 11:33 | 2014-05-01 | KT2595C | I/R STR LN 27-0 HWY166 BRDG MV | 16 | 86.98
106100 Electric Plant CCNC | 355 - Poles and Fixtures | MO - Mass Property | Ins Strs Ln85-0 SUB 349-366 NERCPh1 | Mass Property MO | 2014-08-11 15:47 | 2014-07-01 | 1000743 | Ins Strs Ln85-0 SUB 349-366 NERCPh1 | 1 | -27
106100 Electric Plant CCNC | 355 - Poles and Fixtures | MO - Mass Property | Ins Strs Ln85-0 SUB 349-366 NERCPh1 | Mass Property MO | 2014-02-14 08:33 | 2014-01-01 | 1000743 | Ins Strs Ln85-0 SUB 349-366 NERCPh1 | 1 | 12589.1
106100 Electric Plant CCNC | 355 - Poles and Fixtures | MO - Mass Property | I&R Line 84-0 SUB Litch-349 NERC | Mass Property MO | 2014-07-10 07:50 | 2014-06-01 | 1000814 | I&R Line 84-0 SUB Litch-349 NERC | 1 | 4284.62
106100 Electric Plant CCNC | 355 - Poles and Fixtures | MO - Mass Property | I&R Ln 84-0 - SUB 395-421 NERC | Mass Property MO | 2015-01-12 07:43 | 2014-12-01 | 1000815 | I&R Ln 84-0 - SUB 395-421 NERC | 1 | 141.25
106100 Electric Plant CCNC | 355 - Poles and Fixtures | MO - Mass Property | I&R Ln 85-0 SUB 366-417 NERC | Mass Property MO | 2015-01-12 07:43 | 2014-12-01 | 1000817 | I&R Ln 85-0 SUB 366-417 NERC | 1 | 69.63
106100 Electric Plant CCNC | 355 - Poles and Fixtures | MO - Mass Property | I&R Ln 91-0 SUB 392-435 NERC | Mass Property MO | 2014-05-09 11:45 | 2014-04-01 | 1000838 | I&R Ln 91-0 SUB 392-435 NERC | 1 | 345688.87
106100 Electric Plant CCNC | 356 - Ovrhd Conductors and Devices | MO - Mass Property | I&R Ln 87-0 SUB 368-446 NERC | Mass Property MO | 2014-09-10 09:53 | 2014-08-01 | 1000837 | I&R Ln 87-0 SUB 368-446 NERC | 1 | 1.82
106100 Electric Plant CCNC | 356 - Ovrhd Conductors and Devices | MO - Mass Property | I&R Ln 87-0 SUB 368-446 NERC | Mass Property MO | 2014-06-10 08:11 | 2014-05-01 | 1000837 | I&R Ln 87-0 SUB 368-446 NERC | 1 | -50.34
106100 Electric Plant CCNC | 355 - Poles and Fixtures | MO - Mass Property | I&R Ln 87-0 SUB 368-446 NERC | Mass Property MO | 2014-05-09 11:45 | 2014-04-01 | 1000837 | I&R Ln 87-0 SUB 368-446 NERC | 1 | -36290.22
106100 Electric Plant CCNC | 355 - Poles and Fixtures | KS - Mass Property | I&R Ln 79-0 SUB 452-439 NERC | Mass Property KS | 2014-09-10 09:53 | 2014-08-01 | 1000840 | I&R Ln 79-0 SUB 452-439 NERC | 1 | 348261.39
106100 Electric Plant CCNC | 353 - Station Equipment | MO - Substations | I&R BO 161kV PTs at SUB 312 | Substation 312 - Taney, MO | 2014-09-10 09:53 | 2014-08-01 | 1000859 | I&R BO 161kV PTs at SUB 312 | 1 | 61.74
106100 Electric Plant CCNC | 353 - Station Equipment | MO - Substations | I&R BO 161kV PTs at SUB 435 | Substation 435 - McDonald, MO | 2014-09-10 09:53 | 2014-08-01 | 1000860 | I&R BO 161kV PTs at SUB 435 | 1 | 1771.46
106100 Electric Plant CCNC | 355 - Poles and Fixtures | MO - Mass Property | I&R Non-Priority Trans 26-0 80-445 | Mass Property MO | 2015-01-12 07:45 | 2014-12-01 | 4000226 | I&R Non-Priority Trans 26-0 80-445 | 1 | 0.59
106100 Electric Plant CCNC | 355 - Poles and Fixtures | MO - Mass Property | I&R Non-Priority Trans 26-0 80-445 | Mass Property MO | 2014-03-11 12:22 | 2014-02-01 | 4000226 | I&R Non-Priority Trans 26-0 80-445 | 1 | -1217.37
106100 Electric Plant CCNC | 356 - Ovrhd Conductors and Devices | MO - Mass Property | I&R Non-Priority Trans 26-0 80-445 | Mass Property MO | 2014-02-14 08:34 | 2014-01-01 | 4000226 | I&R Non-Priority Trans 26-0 80-445 | 1 | 932.16
106100 Electric Plant CCNC | 353 - Station Equipment | MO - Substations | Inst 3 Xformers & R 3 CCVTs-SUB389 | Substation 389 - Newton, MO | 2014-06-10 08:11 | 2014-05-01 | 1000872 | Inst 3 Xformers & R 3 CCVTs-SUB389 | 1 | 40577.49
106100 Electric Plant CCNC | 353 - Station Equipment | MO - Substations | I&R 69kV Switches at SUB #389 | Substation 389 - Newton, MO | 2014-08-11 15:47 | 2014-07-01 | 1000878 | I&R 69kV Switches at SUB #389 | 1 | -650.68
106100 Electric Plant CCNC | 356 - Ovrhd Conductors and Devices | MO - Mass Property | Priority Trans Insul 80-1 413-438 | Mass Property MO | 2014-02-14 08:34 | 2014-01-01 | 4000245 | Priority Trans Insul 80-1 413-438 | 1 | 6146.54
106100 Electric Plant CCNC | 353 - Station Equipment | MO - Substations | I&R 69kV Switches at SUB #284 | Substation 284 - Jasper, MO | 2015-01-12 07:44 | 2014-12-01 | 1000875 | I&R 69kV Switches at SUB #284 | 1 | 3.26
106100 Electric Plant CCNC | 355 - Poles and Fixtures | MO - Mass Property | I&R Pri Trans Pole 21-0 326-700 | Mass Property MO | 2014-07-10 07:51 | 2014-06-01 | 4000251 | I&R Pri Trans Pole 21-0 326-700 | 1 | -15827.42
106100 Electric Plant CCNC | 355 - Poles and Fixtures | MO - Mass Property | I&R Ln 91-0 SUB 184-435 NERC | Mass Property MO | 2015-01-12 07:44 | 2014-12-01 | 1000907 | I&R Ln 91-0 SUB 184-435 NERC | 1 | 85.62
106100 Electric Plant CCNC | 355 - Poles and Fixtures | MO - Mass Property | I&R Ln 87-0 SUB 73-431 NERC | Mass Property MO | 2014-10-09 13:44 | 2014-09-01 | 1000909 | I&R Ln 87-0 SUB 73-431 NERC | 1 | 361.33
106100 Electric Plant CCNC | 355 - Poles and Fixtures | MO - Mass Property | I&R Ln 87-0 SUB 73-431 NERC | Mass Property MO | 2014-07-10 07:50 | 2014-06-01 | 1000909 | I&R Ln 87-0 SUB 73-431 NERC | 1 | -10.62
106100 Electric Plant CCNC | 355 - Poles and Fixtures | MO - Mass Property | I&R 161kV Ln 79-0 SUB 389-439 NERC | Mass Property MO | 2014-09-10 09:53 | 2014-08-01 | 1000940 | I&R 161kV Ln 79-0 SUB 389-439 NERC | 1 | 97.4
106100 Electric Plant CCNC | 355 - Poles and Fixtures | MO - Mass Property | I&R 161kV Ln 79-0 SUB 389-439 NERC | Mass Property MO | 2014-07-10 07:50 | 2014-06-01 | 1000940 | I&R 161kV Ln 79-0 SUB 389-439 NERC | 1 | 20200.65
106100 Electric Plant CCNC | 355 - Poles and Fixtures | MO - Mass Property | I&R 161kV Ln 79-0 SUB 389-439 NERC | Mass Property MO | 2014-06-10 08:11 | 2014-05-01 | 1000940 | I&R 161kV Ln 79-0 SUB 389-439 NERC | 1 | -26075.71
106100 Electric Plant CCNC | 356 - Ovrhd Conductors and Devices | MO - Mass Property | I&R Non-Pri Trans Insul Line 39-0 | Mass Property MO | 2014-05-09 11:45 | 2014-04-01 | 4000311 | I&R Non-Pri Trans Insul Line 39-0 | 1 | 133.59
106100 Electric Plant CCNC | 355 - Poles and Fixtures | MO - Mass Property | I&R Ln 86-0 SUB 452-404 NERC | Mass Property MO | 2014-10-09 13:44 | 2014-09-01 | 1000974 | I&R Ln 86-0 SUB 452-404 NERC | 1 | 834.78
106100 Electric Plant CCNC | 355 - Poles and Fixtures | MO - Mass Property | I&R Ln 82-0 SUB 110-KS Line NERC | Mass Property MO | 2014-11-13 08:59 | 2014-10-01 | 1000976 | I&R Ln 82-0 SUB 110-KS Line NERC | 1 | 113.9
106100 Electric Plant CCNC | 355 - Poles and Fixtures | MO - Mass Property | I&R Ln 95-0 SUB 110-145 NERC | Mass Property MO | 2015-01-12 07:44 | 2014-12-01 | 1000978 | I&R Ln 95-0 SUB 110-145 NERC | 1 | 651.3
106100 Electric Plant CCNC | 353 - Station Equipment | MO - Substations | I&R 48V Battery and Rack SUB 145 | Substation 145 - Jasper, MO | 2014-02-14 08:33 | 2014-01-01 | 1000987 | I&R 48V Battery and Rack SUB 145 | 1 | 11805.85
106100 Electric Plant CCNC | 355 - Poles and Fixtures | MO - Mass Property | I&R 69kV Ln 33-0/08-0 Greenfield | Mass Property MO | 2014-11-13 08:59 | 2014-10-01 | 1001053 | I&R 69kV Ln 33-0/08-0 Greenfield | 1 | 3068.21
106100 Electric Plant CCNC | 355 - Poles and Fixtures | AR - Mass Property | APRIL 2014 TORNADO - TRANS - KS | Mass Property AR | 2014-07-10 07:50 | 2014-06-01 | 1001108 | APRIL 2014 TORNADO - TRANS - KS | 1 | 92723.69
106100 Electric Plant CCNC | 355 - Poles and Fixtures | AR - Mass Property | APRIL 2014 TORNADO - TRANS - OK | Mass Property AR | 2014-12-09 18:14 | 2014-11-01 | 1001110 | APRIL 2014 TORNADO - TRANS - OK | 1 | 29.62
106100 Electric Plant CCNC | 355 - Poles and Fixtures | MO - Mass Property | I&R Ln 91-0 BO Struct Noel Elk Rvr | Mass Property MO | 2014-09-10 09:53 | 2014-08-01 | 1001167 | I&R Ln 91-0 BO Struct Noel Elk Rvr | 1 | 41781.42
106100 Electric Plant CCNC | 355 - Poles and Fixtures | MO - Mass Property | I&R Ln 80-1 SUB 412 - 433 NERC | Mass Property MO | 2014-12-09 18:14 | 2014-11-01 | 1001092 | I&R Ln 80-1 SUB 412 - 433 NERC | 1 | -7773.61
106100 Electric Plant CCNC | 355 - Poles and Fixtures | MO - Mass Property | I&R Ln 80-1 SUB 412 - 433 NERC | Mass Property MO | 2014-10-09 13:44 | 2014-09-01 | 1001092 | I&R Ln 80-1 SUB 412 - 433 NERC | 1 | 140790.27
106100 Electric Plant CCNC | 355 - Poles and Fixtures | KS - Mass Property | I&R 69kV Ln 06-0 Riverton Plant PH2 | Mass Property KS | 2014-06-10 08:11 | 2014-05-01 | 1001087 | I&R 69kV Ln 06-0 Riverton Plant PH2 | 1 | -2384.56
106100 Electric Plant CCNC | 355 - Poles and Fixtures | MO - Mass Property | I&R Ln 89-0 SUB 312-387 NERC | Mass Property MO | 2014-12-09 18:14 | 2014-11-01 | 1001088 | I&R Ln 89-0 SUB 312-387 NERC | 1 | 5495.14
106100 Electric Plant CCNC | 355 - Poles and Fixtures | MO - Mass Property | Inst 69kV Ln 30-0 SUB 131 Shoe Fly | Mass Property MO | 2015-01-12 07:44 | 2014-12-01 | 1001097 | Inst 69kV Ln 30-0 SUB 131 Shoe Fly | 1 | 33129.94
106100 Electric Plant CCNC | 356 - Ovrhd Conductors and Devices | MO - Mass Property | I&R 69kV Ins Ln 30-0 MON to AUR | Mass Property MO | 2015-01-12 07:44 | 2014-12-01 | 1001286 | I&R 69kV Ins Ln 30-0 MON to AUR | 1 | -0.67
106100 Electric Plant CCNC | 353 - Station Equipment | MO - Substations | I&R Battery and Charger at SUB 64 | Substation 64 - Jasper, MO | 2015-01-12 07:44 | 2014-12-01 | 1001217 | I&R Battery and Charger at SUB 64 | 1 | -9.51
106100 Electric Plant CCNC | 356 - Ovrhd Conductors and Devices | KS - Mass Property | I&R Ln 27-0 SUB 388 34.5kV Switch | Mass Property KS | 2014-09-10 09:53 | 2014-08-01 | 1001228 | I&R Ln 27-0 SUB 388 34.5kV Switch | 1 | 24823.77
106100 Electric Plant CCNC | 356 - Ovrhd Conductors and Devices | MO - Mass Property | I&R Insul 30-0 Mon 152 - Aur 124 | Mass Property MO | 2014-09-10 09:53 | 2014-08-01 | 1001290 | I&R Insul 30-0 Mon 152 - Aur 124 | 1 | 52358.34
106100 Electric Plant CCNC | 355 - Poles and Fixtures | MO - Mass Property | I&R Switch/Structure Ln 26-0 Albatr | Mass Property MO | 2015-01-12 07:44 | 2014-12-01 | 1001348 | I&R Switch/Structure Ln 26-0 Albatr | 1 | -0.82
106100 Electric Plant CCNC | 356 - Ovrhd Conductors and Devices | MO - Mass Property | I&R Switch/Structure Ln 26-0 Albatr | Mass Property MO | 2014-10-09 13:44 | 2014-09-01 | 1001348 | I&R Switch/Structure Ln 26-0 Albatr | 1 | -5905.39
106100 Electric Plant CCNC | 356 - Ovrhd Conductors and Devices | MO - Mass Property | I&R Switch/Structure Ln 26-0 Albatr | Mass Property MO | 2014-09-10 09:53 | 2014-08-01 | 1001348 | I&R Switch/Structure Ln 26-0 Albatr | 1 | 45776.33
106100 Electric Plant CCNC | 355 - Poles and Fixtures | MO - Mass Property | Ins 69kv Trans poles 21-0 322-184 | Mass Property MO | 2014-10-09 13:44 | 2014-09-01 | 4000470 | Ins 69kv Trans poles 21-0 322-184 | 1 | 14294.96
106100 Electric Plant CCNC | 355 - Poles and Fixtures | MO - Mass Property | 2015 MO Trans C Truss Reinf | Mass Property MO | 2014-12-09 18:14 | 2014-11-01 | 1001492 | 2015 MO Trans C Truss Reinf | 1 | 5000
106100 Electric Plant CCNC | 356 - Ovrhd Conductors and Devices | OK - Mass Property | I&R DAMAGED POLE 06-0 381T-363 | Mass Property OK | 2014-11-13 08:59 | 2014-10-01 | 4000681 | I&R DAMAGED POLE 06-0 381T-363 | 1 | 931.18
106100 Electric Plant CCNC | 353 - Station Equipment | MO - Substations | I&R 69kV Disc Switch at SUB 292 | Substation 292 - Newton, MO | 2014-10-09 13:44 | 2014-09-01 | 1001549 | I&R 69kV Disc Switch at SUB 292 | 1 | 6717.16
106100 Electric Plant CCNC | 353 - Station Equipment | MO - Substations | BUILD T FACIL KODIAK SUB471 | Substation 471 - Newton Cty | 2014-06-10 08:13 | 2014-05-01 | MT17190C | BUILD T FACIL KODIAK SUB471 | 1 | 135.42
106100 Electric Plant CCNC | 353 - Station Equipment | MO - Substations | I/R AUTO XFMR RELAY PAN SUB312 | Substation 312 - Taney, MO | 2014-06-10 08:13 | 2014-05-01 | MT17012C | I/R AUTO XFMR RELAY PAN SUB312 | 1 | 5316.14
106100 Electric Plant CCNC | 355 - Poles and Fixtures | MO - Mass Property | I&R Priority Trans Pole & Fixture | Mass Property MO | 2014-11-13 08:58 | 2014-10-01 | 1000276 | I&R Priority Trans Pole & Fixture | 1 | 82704.14
106100 Electric Plant CCNC | 355 - Poles and Fixtures | MO - Mass Property | MT STORM LIKE FOR LIKE - JOPLIN | Mass Property MO | 2014-10-09 08:28 | 2014-09-01 | 1000194 | MT STORM LIKE FOR LIKE - JOPLIN | 1 | 716.51
101000 Plant In Service - Elect/Gas | 356 - Ovrhd Conductors and Devices | MO - Mass Property | Work Order Addition | Mass Property MO | 2014-08-15 13:49 | 2014-08-01 | 1000253 | POLES/GUYS/ANCHORS 1:1 REPLACE - MO | 8 | 1939
106100 Electric Plant CCNC | 356 - Ovrhd Conductors and Devices | KS - Mass Property | I/R MISC TRANSMISSION LINES - KS | Mass Property KS | 2014-02-14 08:32 | 2014-01-01 | 1000075 | I/R MISC TRANSMISSION LINES - KS | 1 | 55.21
106100 Electric Plant CCNC | 355 - Poles and Fixtures | MO - Mass Property | I/R MISC TRANSMISSION LINES - MO | Mass Property MO | 2014-09-10 09:51 | 2014-08-01 | 1000076 | I/R MISC TRANSMISSION LINES - MO | 1 | 2502.58
101000 Plant In Service - Elect/Gas | 356 - Ovrhd Conductors and Devices | MO - Mass Property | Work Order Addition | Mass Property MO | 2014-06-16 09:37 | 2014-06-01 | 1000076 | I/R MISC TRANSMISSION LINES - MO | 900 | 650.38
101000 Plant In Service - Elect/Gas | 355 - Poles and Fixtures | MO - Mass Property | Work Order Addition | Mass Property MO | 2014-06-16 09:37 | 2014-06-01 | 1000076 | I/R MISC TRANSMISSION LINES - MO | 1 | 369.69
101000 Plant In Service - Elect/Gas | 355 - Poles and Fixtures | MO - Mass Property | Work Order Addition | Mass Property MO | 2014-06-16 09:37 | 2014-06-01 | 1000076 | I/R MISC TRANSMISSION LINES - MO | 6 | 2077.34
101000 Plant In Service - Elect/Gas | 355 - Poles and Fixtures | MO - Mass Property | Work Order Addition | Mass Property MO | 2014-06-16 09:37 | 2014-06-01 | 1000076 | I/R MISC TRANSMISSION LINES - MO | 4 | 6083.41
101000 Plant In Service - Elect/Gas | 355 - Poles and Fixtures | MO - Mass Property | Work Order Addition | Mass Property MO | 2014-08-13 13:41 | 2014-08-01 | 1000080 | I/R OVERHEAD EXTENSIONS - MO | 1 | 4551.53
101000 Plant In Service - Elect/Gas | 356 - Ovrhd Conductors and Devices | MO - Mass Property | Work Order Addition | Mass Property MO | 2014-08-13 13:41 | 2014-08-01 | 1000080 | I/R OVERHEAD EXTENSIONS - MO | 3 | 1605.54
106100 Electric Plant CCNC | 355 - Poles and Fixtures | OK - Mass Property | OT STORM LIKE FOR LIKE - BAXTER | Mass Property OK | 2014-06-10 08:11 | 2014-05-01 | 1000188 | OT STORM LIKE FOR LIKE - BAXTER | 1 | 14.49
101000 Plant In Service - Elect/Gas | 355 - Poles and Fixtures | MO - Mass Property | Work Order Addition | Mass Property MO | 2014-03-28 09:21 | 2014-03-01 | 1000190 | MT STORM LIKE FOR LIKE - BOLIVAR | 2 | 1243.52
101000 Plant In Service - Elect/Gas | 356 - Ovrhd Conductors and Devices | MO - Mass Property | Work Order Addition | Mass Property MO | 2014-06-06 13:50 | 2014-05-01 | MD14051C | I&R 12KV 9TH-32ND ST/MAIDEN LN | 24 | 3949.69
106100 Electric Plant CCNC | 353 - Station Equipment | MO - Iatan Plant | 345KV NORTH BUS EXP IATAN COM | Iatan Common | 2014-05-09 11:46 | 2014-04-01 | MIC13301C | 345KV NORTH BUS EXP IATAN COM | 1 | 4.33
101000 Plant In Service - Elect/Gas | 352 - Structures and Improvements | MO - Substations | Work Order Addition | Substation 59 - Jasper, MO | 2014-12-09 18:11 | 2014-11-01 | MD15357C | MAY 2011 TORNADO - SUB#59 | 0 | 11.2
101000 Plant In Service - Elect/Gas | 353 - Station Equipment | MO - Substations | Work Order Addition | Substation 59 - Jasper, MO | 2014-08-20 16:42 | 2014-08-01 | MD15357C | MAY 2011 TORNADO - SUB#59 | 2 | 29436.03
101000 Plant In Service - Elect/Gas | 355 - Poles and Fixtures | MO - Mass Property | Work Order Addition | Mass Property MO | 2014-02-12 13:35 | 2014-01-01 | MT15778C | I/R GUY/GUY STUB PL AFTER WREC | 1 | 1396.47
101000 Plant In Service - Elect/Gas | 355 - Poles and Fixtures | MO - Mass Property | Work Order Addition | Mass Property MO | 2014-10-14 17:20 | 2014-10-01 | MT16667C | FEBRUARY '12 TORNADO BRAN/HOLL | 22 | 44351.04
106100 Electric Plant CCNC | 355 - Poles and Fixtures | MO - Mass Property | FEBRUARY '12 TORNADO BRAN/HOLL | Mass Property MO | 2014-02-14 08:35 | 2014-01-01 | MT16667C | FEBRUARY '12 TORNADO BRAN/HOLL | 1 | 5089.28
106100 Electric Plant CCNC | 355 - Poles and Fixtures | AR - Mass Property | Install Misc Transmission Line | Mass Property AR | 2014-07-22 09:45 | 2014-07-01 | AT0004C | Install Misc Transmission Line | -1 | -23.1
101000 Plant In Service - Elect/Gas | 355 - Poles and Fixtures | KS - Mass Property | POLE FIXTURE | Mass Property KS | 2014-09-05 13:05 | 2014-08-01 | KT0004C | Install Misc Transmission Line | 0 | 236.64
101000 Plant In Service - Elect/Gas | 355 - Poles and Fixtures | KS - Mass Property | POLE | Mass Property KS | 2014-09-05 13:05 | 2014-08-01 | KT0004C | Install Misc Transmission Line | 0 | 1206.94
106100 Electric Plant CCNC | 355 - Poles and Fixtures | MO - Mass Property | Storm Job-Trans-Webb City | Mass Property MO | 2014-03-28 09:25 | 2014-03-01 | MT11128C | Storm Job-Trans-Webb City | -2 | -15300.49
106100 Electric Plant CCNC | 355 - Poles and Fixtures | MO - Mass Property | Storm Job-Trans-Joplin | Mass Property MO | 2014-09-05 13:06 | 2014-08-01 | MT11123C | Storm Job-Trans-Joplin | -4 | -184979.75
106100 Electric Plant CCNC | 355 - Poles and Fixtures | MO - City or Rural | Storm Job-Trans-Bolivar | Bolivar | 2014-09-10 09:55 | 2014-08-01 | MT11118C | Storm Job-Trans-Bolivar | 1 | -24462.16
106100 Electric Plant CCNC | 355 - Poles and Fixtures | MO - City or Rural | Storm Job-Trans-Bolivar | Aurora | 2014-09-10 09:55 | 2014-08-01 | MT11118C | Storm Job-Trans-Bolivar | 1 | -24462.16
101000 Plant In Service - Elect/Gas | 356 - Ovrhd Conductors and Devices | KS - Mass Property | INSULATOR | Mass Property KS | 2014-09-29 17:41 | 2014-09-01 | KT2113C | Storm Job-Trans-Kansas | 0 | 3479
101000 Plant In Service - Elect/Gas | 355 - Poles and Fixtures | KS - Mass Property | POLE FIXTURE | Mass Property KS | 2014-09-29 17:41 | 2014-09-01 | KT2113C | Storm Job-Trans-Kansas | 0 | 1748.61
106100 Electric Plant CCNC | 355 - Poles and Fixtures | KS - Mass Property | Storm Job-Trans-Kansas | Mass Property KS | 2014-09-29 17:41 | 2014-09-01 | KT2113C | Storm Job-Trans-Kansas | -2 | -8526.23
106100 Electric Plant CCNC | 355 - Poles and Fixtures | OK - Mass Property | Storm Job-Trans-Oklahoma | Mass Property OK | 2014-09-08 09:12 | 2014-08-01 | OT5403C | Storm Job-Trans-Oklahoma | -5 | -170556.48
101000 Plant In Service - Elect/Gas | 355 - Poles and Fixtures | MO - Mass Property | Work Order Addition | Mass Property MO | 2014-06-10 07:54 | 2014-05-01 | MT15105C | RECONDUCTOR 20-0 69KV LINE | 0 | 34.95
101000 Plant In Service - Elect/Gas | 355 - Poles and Fixtures | MO - Mass Property | Work Order Addition | Mass Property MO | 2014-06-10 07:54 | 2014-05-01 | MT15105C | RECONDUCTOR 20-0 69KV LINE | 0 | 14.7
101000 Plant In Service - Elect/Gas | 355 - Poles and Fixtures | MO - Mass Property | Work Order Addition | Mass Property MO | 2014-05-27 17:11 | 2014-05-01 | MT15105C | RECONDUCTOR 20-0 69KV LINE | 0 | -136892.94
101000 Plant In Service - Elect/Gas | 355 - Poles and Fixtures | MO - Mass Property | Work Order Addition | Mass Property MO | 2014-12-05 15:41 | 2014-11-01 | MT14578C | I/R 161KV BOPL 80-1 SUB412/413 | 10 | 491264.81
106100 Electric Plant CCNC | 355 - Poles and Fixtures | MO - Mass Property | I/R 161KV BOPL 80-1 SUB412/413 | Mass Property MO | 2014-02-14 08:35 | 2014-01-01 | MT14578C | I/R 161KV BOPL 80-1 SUB412/413 | 1 | -6494.29
106100 Electric Plant CCNC | 355 - Poles and Fixtures | OK - Mass Property | PCL-OT5737C | Mass Property OK | 2014-06-05 11:33 | 2014-05-01 | OT5737C | I C TRUSS T REINF 06-0 271-404 | -1 | -1140.27
101000 Plant In Service - Elect/Gas | 355 - Poles and Fixtures | MO - Mass Property | POLE, WOOD, 51'-55', 69 KV | Mass Property MO | 2014-09-29 17:42 | 2014-09-01 | MT16503C | I C TRUSS T REINF 08-1 324-250 | 0 | 3069.91
106100 Electric Plant CCNC | 356 - Ovrhd Conductors and Devices | MO - Mass Property | I/R IN LN 35-0 RIDGEWD DR NEOS | Mass Property MO | 2014-02-14 08:35 | 2014-01-01 | MT17117C | I/R IN LN 35-0 RIDGEWD DR NEOS | 1 | 1.94
106100 Electric Plant CCNC | 355 - Poles and Fixtures | MO - Mass Property | I/R IN LN 35-0 RIDGEWD DR NEOS | Mass Property MO | 2014-02-14 08:35 | 2014-01-01 | MT17117C | I/R IN LN 35-0 RIDGEWD DR NEOS | 1 | 5.65
106100 Electric Plant CCNC | 356 - Ovrhd Conductors and Devices | MO - Mass Property | I/R 345KV HORIZ LN PST INSULAT | Mass Property MO | 2014-05-08 08:15 | 2014-04-01 | MT16582C | I/R 345KV HORIZ LN PST INSULAT | -2 | -4602.04
106100 Electric Plant CCNC | 355 - Poles and Fixtures | OK - Mass Property | I/R PLS LN 27-0 69KV INSULATIO | Mass Property OK | 2015-01-12 07:49 | 2014-12-01 | OT5739C | I/R PLS LN 27-0 69KV INSULATIO | 1 | 3942.68
106100 Electric Plant CCNC | 355 - Poles and Fixtures | OK - Mass Property | I/R PLS LN 27-0 69KV INSULATIO | Mass Property OK | 2014-11-13 09:00 | 2014-10-01 | OT5739C | I/R PLS LN 27-0 69KV INSULATIO | 1 | 992.23
106100 Electric Plant CCNC | 356 - Ovrhd Conductors and Devices | OK - Mass Property | I/R PLS LN 27-0 69KV INSULATIO | Mass Property OK | 2014-09-10 09:55 | 2014-08-01 | OT5739C | I/R PLS LN 27-0 69KV INSULATIO | 1 | 347793.9
101000 Plant In Service - Elect/Gas | 355 - Poles and Fixtures | OK - Mass Property | Work Order Addition | Mass Property OK | 2014-06-05 11:33 | 2014-05-01 | OT5736C | I C TRUSS T REINF 06-0 404-377 | 0 | 301.87
101000 Plant In Service - Elect/Gas | 353 - Station Equipment | OK - Substations | Work Order Addition | Substation 404 - Ottawa, OK | 2014-09-08 09:12 | 2014-08-01 | OT0002C | Inst Misc Trans Substat Equip | 1000 | 4262.82
101000 Plant In Service - Elect/Gas | 355 - Poles and Fixtures | OK - Mass Property | Work Order Addition | Mass Property OK | 2014-09-08 09:12 | 2014-08-01 | OT0002C | Inst Misc Trans Substat Equip | 2 | 2105.32
106100 Electric Plant CCNC | 355 - Poles and Fixtures | MO - Mass Property | I&R 161 Strs Ln 80-0 for NERC Compl | Mass Property MO | 2014-10-09 13:43 | 2014-09-01 | 1000321 | I&R 161 Strs Ln 80-0 for NERC Compl | 1 | 2715.85
106100 Electric Plant CCNC | 355 - Poles and Fixtures | MO - Mass Property | I&R 161 Strs Ln 80-0 for NERC Compl | Mass Property MO | 2014-09-10 09:53 | 2014-08-01 | 1000321 | I&R 161 Strs Ln 80-0 for NERC Compl | 1 | 1633.66
106100 Electric Plant CCNC | 356 - Ovrhd Conductors and Devices | MO - Mass Property | I&R 161 Strs Ln 80-0 for NERC Compl | Mass Property MO | 2014-05-09 11:45 | 2014-04-01 | 1000321 | I&R 161 Strs Ln 80-0 for NERC Compl | 1 | -23.06
106100 Electric Plant CCNC | 353 - Station Equipment | MO - Substations | I&R BO 125 VDC Station Battery | Substation 389 - Newton, MO | 2014-06-10 08:11 | 2014-05-01 | 1000332 | I&R BO 125 VDC Station Battery | 1 | -364.55
106100 Electric Plant CCNC | 356 - Ovrhd Conductors and Devices | MO - Mass Property | I&R Ln 84-0 349-421 NERC Ph 1 | Mass Property MO | 2014-04-09 08:43 | 2014-03-01 | 1000509 | I&R Ln 84-0 349-421 NERC Ph 1 | 1 | -27.45
106100 Electric Plant CCNC | 356 - Ovrhd Conductors and Devices | MO - Mass Property | I&R Strs Ln 79-0 SUB 292 to SUB 383 | Mass Property MO | 2014-10-09 13:43 | 2014-09-01 | 1000377 | I&R Strs Ln 79-0 SUB 292 to SUB 383 | 1 | -5.85
106100 Electric Plant CCNC | 356 - Ovrhd Conductors and Devices | MO - Mass Property | I&R Strs Ln 79-0 SUB 292 to SUB 383 | Mass Property MO | 2014-09-10 09:53 | 2014-08-01 | 1000377 | I&R Strs Ln 79-0 SUB 292 to SUB 383 | 1 | 10.79
106100 Electric Plant CCNC | 356 - Ovrhd Conductors and Devices | MO - Substations | I&R Strs Ln 95-0 SUB 145-439 NERC | Substation 145 - Jasper, MO | 2014-07-10 07:50 | 2014-06-01 | 1000380 | I&R Strs Ln 95-0 SUB 145-439 NERC | 1 | -124.82
106100 Electric Plant CCNC | 356 - Ovrhd Conductors and Devices | MO - Mass Property | I&R Strs Ln 88-0 SUB 382 - 383 NERC | Mass Property MO | 2014-08-11 15:47 | 2014-07-01 | 1000379 | I&R Strs Ln 88-0 SUB 382 - 383 NERC | 1 | -14.89
106100 Electric Plant CCNC | 355 - Poles and Fixtures | MO - Mass Property | I&R Strs Ln 88-0 SUB 382 - 383 NERC | Mass Property MO | 2014-02-14 08:33 | 2014-01-01 | 1000379 | I&R Strs Ln 88-0 SUB 382 - 383 NERC | 1 | 509.76
106100 Electric Plant CCNC | 356 - Ovrhd Conductors and Devices | MO - Mass Property | I&R Strs Ln 79-0 SUB 124-383 NERC | Mass Property MO | 2014-08-11 15:47 | 2014-07-01 | 1000382 | I&R Strs Ln 79-0 SUB 124-383 NERC | 1 | -45.39
106100 Electric Plant CCNC | 356 - Ovrhd Conductors and Devices | MO - Mass Property | I&R Strs Ln 79-0 SUB 124-383 NERC | Mass Property MO | 2014-03-11 12:22 | 2014-02-01 | 1000382 | I&R Strs Ln 79-0 SUB 124-383 NERC | 1 | 407.6
106100 Electric Plant CCNC | 355 - Poles and Fixtures | MO - Mass Property | I&R BO 69kV Switch and Structure | Mass Property MO | 2014-08-11 15:47 | 2014-07-01 | 1000334 | I&R BO 69kV Switch and Structure | 1 | 33.67
106100 Electric Plant CCNC | 356 - Ovrhd Conductors and Devices | MO - Mass Property | I&R BO 69kV Switch and Structure | Mass Property MO | 2014-07-10 07:50 | 2014-06-01 | 1000334 | I&R BO 69kV Switch and Structure | 1 | -1030.87
106100 Electric Plant CCNC | 355 - Poles and Fixtures | MO - Mass Property | Inst Trans C-truss 08-2 324-304 | Mass Property MO | 2014-03-11 12:22 | 2014-02-01 | 4000139 | Inst Trans C-truss 08-2 324-304 | 1 | 41.8
106100 Electric Plant CCNC | 355 - Poles and Fixtures | MO - Mass Property | I/R 69kV LN 39-0 CAMPBELL&PLAINVIEW | Mass Property MO | 2015-01-12 07:43 | 2014-12-01 | 1000660 | I/R 69kV LN 39-0 CAMPBELL&PLAINVIEW | 1 | -12.17
106100 Electric Plant CCNC | 355 - Poles and Fixtures | MO - Mass Property | I&R Non-Pri Tran Poles 26-0 338-262 | Mass Property MO | 2014-10-09 13:44 | 2014-09-01 | 4000144 | I&R Non-Pri Tran Poles 26-0 338-262 | 1 | 13318.44
106100 Electric Plant CCNC | 355 - Poles and Fixtures | MO - Mass Property | Inst Dist C-trusses Ckt 3691 | Mass Property MO | 2015-01-12 07:45 | 2014-12-01 | 4000165 | Inst Dist C-trusses Ckt 3691 | 1 | -1.49
101000 Plant In Service - Elect/Gas | 355 - Poles and Fixtures | MO - Mass Property | Work Order Addition | Mass Property MO | 2014-05-01 16:40 | 2014-04-01 | MT16547C | I/R NONPRIOR T PL 08-0 250-614 | 5 | 4428.5
106100 Electric Plant CCNC | 356 - Ovrhd Conductors and Devices | MO - Mass Property | I&R Ln 92-0 Martin to 50th Street | Mass Property MO | 2014-02-14 08:33 | 2014-01-01 | 1000702 | I&R Ln 92-0 Martin to 50th Street | 1 | 3949.8
106100 Electric Plant CCNC | 356 - Ovrhd Conductors and Devices | MO - Mass Property | I&R Trans Poles 26-0 121-260 | Mass Property MO | 2014-02-14 08:33 | 2014-01-01 | 4000141 | I&R Trans Poles 26-0 121-260 | 1 | 2781.24
106100 Electric Plant CCNC | 355 - Poles and Fixtures | MO - Mass Property | I&R Trans Poles 26-0 121-260 | Mass Property MO | 2014-02-14 08:33 | 2014-01-01 | 4000141 | I&R Trans Poles 26-0 121-260 | 1 | 8087.04
106100 Electric Plant CCNC | 352 - Structures and Improvements | MO - Substations | I 69kV Breaker at SUB 397 | Substation 397 - Greene, MO | 2014-08-11 15:47 | 2014-07-01 | 1000694 | I 69kV Breaker at SUB 397 | 1 | 3429.12
106100 Electric Plant CCNC | 353 - Station Equipment | MO - Substations | I 69kV Breaker at SUB 397 | Substation 397 - Greene, MO | 2014-08-11 15:47 | 2014-07-01 | 1000694 | I 69kV Breaker at SUB 397 | 1 | 4676.07
106100 Electric Plant CCNC | 353 - Station Equipment | MO - Substations | I 69kV Breaker at SUB 397 | Substation 397 - Greene, MO | 2014-07-10 07:50 | 2014-06-01 | 1000694 | I 69kV Breaker at SUB 397 | 1 | 467982.3
106100 Electric Plant CCNC | 355 - Poles and Fixtures | KS - Mass Property | I/R STR LN 27-0 HWY166 BRDG MV | Mass Property KS | 2014-09-10 09:54 | 2014-08-01 | KT2595C | I/R STR LN 27-0 HWY166 BRDG MV | 1 | 71.97
101000 Plant In Service - Elect/Gas | 356 - Ovrhd Conductors and Devices | KS - Mass Property | Work Order Addition | Mass Property KS | 2014-06-05 11:33 | 2014-05-01 | KT2595C | I/R STR LN 27-0 HWY166 BRDG MV | 905 | 120.52
106100 Electric Plant CCNC | 355 - Poles and Fixtures | KS - Mass Property | I/R STR LN 27-0 HWY166 BRDG MV | Mass Property KS | 2014-06-05 11:33 | 2014-05-01 | KT2595C | I/R STR LN 27-0 HWY166 BRDG MV | -6 | -232
106100 Electric Plant CCNC | 353 - Station Equipment | MO - Substations | I&R 69kV Breakers at SUB 131 | Substation 131 - Newton, MO | 2014-11-13 08:59 | 2014-10-01 | 1000771 | I&R 69kV Breakers at SUB 131 | 1 | 186.87
106100 Electric Plant CCNC | 353 - Station Equipment | MO - Substations | I&R 69kV Breakers at SUB 131 | Substation 131 - Newton, MO | 2014-09-10 09:53 | 2014-08-01 | 1000771 | I&R 69kV Breakers at SUB 131 | 1 | 10466.27
106100 Electric Plant CCNC | 355 - Poles and Fixtures | MO - Mass Property | I&R Line 84-0 SUB Litch-349 NERC | Mass Property MO | 2014-08-11 15:47 | 2014-07-01 | 1000814 | I&R Line 84-0 SUB Litch-349 NERC | 1 | -627.5
106100 Electric Plant CCNC | 355 - Poles and Fixtures | MO - Mass Property | I&R Line 84-0 SUB Litch-349 NERC | Mass Property MO | 2014-04-09 08:43 | 2014-03-01 | 1000814 | I&R Line 84-0 SUB Litch-349 NERC | 1 | -24832.38
106100 Electric Plant CCNC | 355 - Poles and Fixtures | MO - Mass Property | I&R Ln 84-0 - SUB 395-421 NERC | Mass Property MO | 2014-12-09 18:13 | 2014-11-01 | 1000815 | I&R Ln 84-0 - SUB 395-421 NERC | 1 | 623.79
106100 Electric Plant CCNC | 355 - Poles and Fixtures | MO - Mass Property | I&R Ln 85-0 SUB 110-417 NERC | Mass Property MO | 2015-01-12 07:43 | 2014-12-01 | 1000816 | I&R Ln 85-0 SUB 110-417 NERC | 1 | 40.51
106100 Electric Plant CCNC | 355 - Poles and Fixtures | MO - Mass Property | I&R Ln 85-0 SUB 366-417 NERC | Mass Property MO | 2014-07-10 07:50 | 2014-06-01 | 1000817 | I&R Ln 85-0 SUB 366-417 NERC | 1 | 373.44
101000 Plant In Service - Elect/Gas | 356 - Ovrhd Conductors and Devices | MO - Mass Property | Work Order Addition | Mass Property MO | 2014-11-04 11:47 | 2014-10-01 | 1000818 | I&R Ln 85-0 349-366 NERC Ph 2 | 84 | 36018.61
106100 Electric Plant CCNC | 355 - Poles and Fixtures | MO - Mass Property | I&R Ln 85-0 349-366 NERC Ph 2 | Mass Property MO | 2014-03-11 12:22 | 2014-02-01 | 1000818 | I&R Ln 85-0 349-366 NERC Ph 2 | 1 | 1065092.59
106100 Electric Plant CCNC | 355 - Poles and Fixtures | MO - Mass Property | I&R Ln 91-0 SUB 392-435 NERC | Mass Property MO | 2014-06-10 08:11 | 2014-05-01 | 1000838 | I&R Ln 91-0 SUB 392-435 NERC | 1 | 432.4
106100 Electric Plant CCNC | 355 - Poles and Fixtures | MO - Mass Property | I&R Ln 89-0 SUB 387-438 NERC | Mass Property MO | 2014-12-09 18:13 | 2014-11-01 | 1000831 | I&R Ln 89-0 SUB 387-438 NERC | 1 | 431.97
106100 Electric Plant CCNC | 356 - Ovrhd Conductors and Devices | MO - Mass Property | I&R Ln 87-0 SUB 368-446 NERC | Mass Property MO | 2014-04-09 08:43 | 2014-03-01 | 1000837 | I&R Ln 87-0 SUB 368-446 NERC | 1 | 21530.5
106100 Electric Plant CCNC | 356 - Ovrhd Conductors and Devices | MO - Mass Property | I&R Ln 80-0 SUB 124-295 for NERC | Mass Property MO | 2015-01-12 07:43 | 2014-12-01 | 1000833 | I&R Ln 80-0 SUB 124-295 for NERC | 1 | 112.39
106100 Electric Plant CCNC | 355 - Poles and Fixtures | MO - Mass Property | I&R Ln 83-0 SUB 110-432 NERC | Mass Property MO | 2014-07-10 07:50 | 2014-06-01 | 1000836 | I&R Ln 83-0 SUB 110-432 NERC | 1 | 36.53
106100 Electric Plant CCNC | 356 - Ovrhd Conductors and Devices | KS - Mass Property | I&R Non-Pri Dist Poles Ckt 4251 | Mass Property KS | 2015-01-12 07:45 | 2014-12-01 | 4000237 | I&R Non-Pri Dist Poles Ckt 4251 | 1 | -0.04
106100 Electric Plant CCNC | 355 - Poles and Fixtures | KS - Mass Property | I&R Ln 79-0 SUB 452-439 NERC | Mass Property KS | 2014-10-09 13:44 | 2014-09-01 | 1000840 | I&R Ln 79-0 SUB 452-439 NERC | 1 | 689.97
106100 Electric Plant CCNC | 353 - Station Equipment | MO - Substations | Install Synchroscope at SUB 368 | Substation 368 - Dade, MO | 2015-01-12 07:44 | 2014-12-01 | 1000863 | Install Synchroscope at SUB 368 | 1 | 18591.86
106100 Electric Plant CCNC | 353 - Station Equipment | MO - Substations | I&R 161kV Breaker at SUB 439 | Substation 439 - Jasper, MO | 2014-06-10 08:11 | 2014-05-01 | 1000861 | I&R 161kV Breaker at SUB 439 | 1 | 176170.47
106100 Electric Plant CCNC | 353 - Station Equipment | MO - Substations | I&R BO 161kV PTs at SUB 312 | Substation 312 - Taney, MO | 2014-06-10 08:11 | 2014-05-01 | 1000859 | I&R BO 161kV PTs at SUB 312 | 1 | 69879.56
106100 Electric Plant CCNC | 353 - Station Equipment | MO - Substations | Inst 3 Xformers & R 3 CCVTs-SUB389 | Substation 389 - Newton, MO | 2015-01-12 07:44 | 2014-12-01 | 1000872 | Inst 3 Xformers & R 3 CCVTs-SUB389 | 1 | 29.02
106100 Electric Plant CCNC | 353 - Station Equipment | MO - Substations | I&R 161kV Brkr & Switch - SUB #110 | Substation 110 - Jasper, MO | 2014-11-13 08:59 | 2014-10-01 | 1000877 | I&R 161kV Brkr & Switch - SUB #110 | 1 | -8168.66
106100 Electric Plant CCNC | 353 - Station Equipment | MO - Substations | I&R 69kV Switches at SUB #389 | Substation 389 - Newton, MO | 2015-01-12 07:44 | 2014-12-01 | 1000878 | I&R 69kV Switches at SUB #389 | 1 | 7.86
106100 Electric Plant CCNC | 356 - Ovrhd Conductors and Devices | MO - Mass Property | Priority Trans Insul 80-1 413-438 | Mass Property MO | 2014-04-09 08:44 | 2014-03-01 | 4000245 | Priority Trans Insul 80-1 413-438 | 1 | -6.22
106100 Electric Plant CCNC | 356 - Ovrhd Conductors and Devices | MO - Mass Property | Priority Trans Insul 80-1 413-438 | Mass Property MO | 2014-03-11 12:22 | 2014-02-01 | 4000245 | Priority Trans Insul 80-1 413-438 | 1 | -2879.58
106100 Electric Plant CCNC | 355 - Poles and Fixtures | MO - Mass Property | I&R 69kV Ln 38-0 Hwy 125/FR 215 | Mass Property MO | 2014-05-09 11:45 | 2014-04-01 | 1000898 | I&R 69kV Ln 38-0 Hwy 125/FR 215 | 1 | 20626.68
106100 Electric Plant CCNC | 356 - Ovrhd Conductors and Devices | OK - Mass Property | I&R Non-Pri Trans Poles Line 06-0 | Mass Property OK | 2014-09-10 09:54 | 2014-08-01 | 4000307 | I&R Non-Pri Trans Poles Line 06-0 | 1 | 7051.81
106100 Electric Plant CCNC | 355 - Poles and Fixtures | MO - Mass Property | I&R Ln 87-0 SUB 368-431 NERC | Mass Property MO | 2014-05-09 11:45 | 2014-04-01 | 1000908 | I&R Ln 87-0 SUB 368-431 NERC | 1 | 348791.17
106100 Electric Plant CCNC | 355 - Poles and Fixtures | MO - Mass Property | I&R Post Process Dist Pole CKT 3751 | Mass Property MO | 2015-01-12 07:45 | 2014-12-01 | 4000309 | I&R Post Process Dist Pole CKT 3751 | 1 | -0.49
106100 Electric Plant CCNC | 355 - Poles and Fixtures | MO - Mass Property | I&R Line 83-0 SUB 109-432 NERC | Mass Property MO | 2014-10-09 13:44 | 2014-09-01 | 1000977 | I&R Line 83-0 SUB 109-432 NERC | 1 | 360.04
106100 Electric Plant CCNC | 355 - Poles and Fixtures | MO - Mass Property | I&R Line 83-0 SUB 109-432 NERC | Mass Property MO | 2014-09-10 09:53 | 2014-08-01 | 1000977 | I&R Line 83-0 SUB 109-432 NERC | 1 | -912.9
106100 Electric Plant CCNC | 355 - Poles and Fixtures | MO - Mass Property | I&R Line 83-0 SUB 109-432 NERC | Mass Property MO | 2014-08-11 15:47 | 2014-07-01 | 1000977 | I&R Line 83-0 SUB 109-432 NERC | 1 | 197785.94
106100 Electric Plant CCNC | 355 - Poles and Fixtures | MO - Mass Property | I&R Damaged 38-0 Str A FRs 48 & 215 | Mass Property MO | 2014-05-09 11:45 | 2014-04-01 | 1000945 | I&R Damaged 38-0 Str A FRs 48 & 215 | 1 | 11193.73
106100 Electric Plant CCNC | 355 - Poles and Fixtures | MO - Mass Property | I&R Ln 86-0 SUB 452-404 NERC | Mass Property MO | 2015-01-12 07:44 | 2014-12-01 | 1000974 | I&R Ln 86-0 SUB 452-404 NERC | 1 | 28.67
106100 Electric Plant CCNC | 355 - Poles and Fixtures | MO - Mass Property | I&R Ln 86-0 SUB 452-404 NERC | Mass Property MO | 2014-12-09 18:14 | 2014-11-01 | 1000974 | I&R Ln 86-0 SUB 452-404 NERC | 1 | 852
106100 Electric Plant CCNC | 355 - Poles and Fixtures | MO - Mass Property | I&R Ln 82-0 SUB 110-KS Line NERC | Mass Property MO | 2015-01-12 07:44 | 2014-12-01 | 1000976 | I&R Ln 82-0 SUB 110-KS Line NERC | 1 | 625.25
106100 Electric Plant CCNC | 356 - Ovrhd Conductors and Devices | AR - Mass Property | APRIL 2014 TORNADO - TRANS - KS | Mass Property AR | 2014-12-09 18:14 | 2014-11-01 | 1001108 | APRIL 2014 TORNADO - TRANS - KS | 1 | 14.16
106100 Electric Plant CCNC | 355 - Poles and Fixtures | AR - Mass Property | APRIL 2014 TORNADO - TRANS - MO | Mass Property AR | 2014-11-13 13:16 | 2014-10-01 | 1001109 | APRIL 2014 TORNADO - TRANS - MO | 1 | 840.07
106100 Electric Plant CCNC | 355 - Poles and Fixtures | AR - Mass Property | APRIL 2014 TORNADO - TRANS - MO | Mass Property AR | 2014-07-10 07:50 | 2014-06-01 | 1001109 | APRIL 2014 TORNADO - TRANS - MO | 1 | 18089.41
106100 Electric Plant CCNC | 356 - Ovrhd Conductors and Devices | AR - Mass Property | APRIL 2014 TORNADO - TRANS - OK | Mass Property AR | 2014-08-11 15:47 | 2014-07-01 | 1001110 | APRIL 2014 TORNADO - TRANS - OK | 1 | 130.95
106100 Electric Plant CCNC | 356 - Ovrhd Conductors and Devices | AR - Mass Property | APRIL 2014 TORNADO - TRANS - OK | Mass Property AR | 2014-07-10 07:50 | 2014-06-01 | 1001110 | APRIL 2014 TORNADO - TRANS - OK | 1 | 19851.53
106100 Electric Plant CCNC | 355 - Poles and Fixtures | MO - Mass Property | I&R 69kV in Ln 33-0 for SWEC Attach | Mass Property MO | 2014-10-09 13:44 | 2014-09-01 | 1001136 | I&R 69kV in Ln 33-0 for SWEC Attach | 1 | 14.55
106100 Electric Plant CCNC | 356 - Ovrhd Conductors and Devices | MO - Mass Property | I&R 69kV in Ln 33-0 for SWEC Attach | Mass Property MO | 2014-05-09 11:45 | 2014-04-01 | 1001136 | I&R 69kV in Ln 33-0 for SWEC Attach | 1 | -1.73
106100 Electric Plant CCNC | 355 - Poles and Fixtures | KS - Mass Property | I&R 69kV Ln 06-0 Riverton Plant PH2 | Mass Property KS | 2014-08-11 15:47 | 2014-07-01 | 1001087 | I&R 69kV Ln 06-0 Riverton Plant PH2 | 1 | 309.58
106100 Electric Plant CCNC | 355 - Poles and Fixtures | KS - Mass Property | I&R 69kV Ln 06-0 Riverton Plant PH2 | Mass Property KS | 2014-04-09 08:43 | 2014-03-01 | 1001087 | I&R 69kV Ln 06-0 Riverton Plant PH2 | 1 | 122184.87
106100 Electric Plant CCNC | 355 - Poles and Fixtures | MO - Mass Property | I&R Ln 80-1 SUB 413-433 NERC | Mass Property MO | 2015-01-12 07:44 | 2014-12-01 | 1001090 | I&R Ln 80-1 SUB 413-433 NERC | 1 | -2.16
106100 Electric Plant CCNC | 355 - Poles and Fixtures | MO - Mass Property | I&R BO TRANS FIXTURES 33-0 217-602 | Mass Property MO | 2014-04-09 08:44 | 2014-03-01 | 4000375 | I&R BO TRANS FIXTURES 33-0 217-602 | 1 | 978.59
106100 Electric Plant CCNC | 353 - Station Equipment | MO - Substations | I&R Battery & Charger at SUB 292 | Substation 292 - Newton, MO | 2014-09-10 09:53 | 2014-08-01 | 1001216 | I&R Battery & Charger at SUB 292 | 1 | 123.66
106100 Electric Plant CCNC | 355 - Poles and Fixtures | MO - Mass Property | I/R LN 79-0 BO STR 416057 SUB 389 | Mass Property MO | 2014-07-10 07:50 | 2014-06-01 | 1001253 | I/R LN 79-0 BO STR 416057 SUB 389 | 1 | 28781.75
106100 Electric Plant CCNC | 355 - Poles and Fixtures | MO - Mass Property | I&R BO TRANS POLE 30-3 131-347 | Mass Property MO | 2014-09-10 09:54 | 2014-08-01 | 4000434 | I&R BO TRANS POLE 30-3 131-347 | 1 | -10.78
106100 Electric Plant CCNC | 355 - Poles and Fixtures | AR - Mass Property | POST PROCESS TRAN POLE 21-0 326-700 | Mass Property AR | 2014-06-10 08:12 | 2014-05-01 | 4000388 | POST PROCESS TRAN POLE 21-0 326-700 | 1 | 823.22
106100 Electric Plant CCNC | 356 - Ovrhd Conductors and Devices | MO - Mass Property | I&R Non-Pri Trans Poles 80-0 | Mass Property MO | 2014-10-09 13:44 | 2014-09-01 | 4000516 | I&R Non-Pri Trans Poles 80-0 | 1 | 8021.47
106100 Electric Plant CCNC | 355 - Poles and Fixtures | MO - Mass Property | I&R Non-Pri Trans Poles 80-0 | Mass Property MO | 2014-10-09 13:44 | 2014-09-01 | 4000516 | I&R Non-Pri Trans Poles 80-0 | 1 | 84488.47
106100 Electric Plant CCNC | 355 - Poles and Fixtures | MO - Mass Property | I&R Switch/Structure Ln 26-0 Albatr | Mass Property MO | 2014-11-13 08:59 | 2014-10-01 | 1001348 | I&R Switch/Structure Ln 26-0 Albatr | 1 | -47.86
106100 Electric Plant CCNC | 355 - Poles and Fixtures | MO - Mass Property | I&R Switch/Structure Ln 26-0 Albatr | Mass Property MO | 2014-09-10 09:53 | 2014-08-01 | 1001348 | I&R Switch/Structure Ln 26-0 Albatr | 1 | 18271.92
106100 Electric Plant CCNC | 353 - Station Equipment | MO - Substations | Inst Swgr Remote Rack Equip SUB 422 | Substation 422 - Jasper, MO | 2014-12-09 18:14 | 2014-11-01 | 1001377 | Inst Swgr Remote Rack Equip SUB 422 | 1 | 19430.14
106100 Electric Plant CCNC | 353 - Station Equipment | MO - Substations | Inst Swgr Remote Rack Equip SUB 432 | Substation 432 - Jasper, MO | 2015-01-12 07:44 | 2014-12-01 | 1001381 | Inst Swgr Remote Rack Equip SUB 432 | 1 | 739.48
106100 Electric Plant CCNC | 356 - Ovrhd Conductors and Devices | MO - Mass Property | I&R 69KV TRANS POLE 20-0 SWEC XING | Mass Property MO | 2014-11-13 08:59 | 2014-10-01 | 4000624 | I&R 69KV TRANS POLE 20-0 SWEC XING | 1 | 2940.73
106100 Electric Plant CCNC | 355 - Poles and Fixtures | MO - Mass Property | I&R PRIORITY TRAN XARM 88-0 383-382 | Mass Property MO | 2014-10-09 13:45 | 2014-09-01 | 4000663 | I&R PRIORITY TRAN XARM 88-0 383-382 | 1 | 1551.02
106100 Electric Plant CCNC | 356 - Ovrhd Conductors and Devices | MO - Mass Property | I&R BO 69KV TRANS POLES 35-0 56-449 | Mass Property MO | 2015-01-12 07:46 | 2014-12-01 | 4000703 | I&R BO 69KV TRANS POLES 35-0 56-449 | 1 | 41844.78
106100 Electric Plant CCNC | 355 - Poles and Fixtures | MO - Mass Property | I&R BO 161KV TRAN XARM 85-0 349-366 | Mass Property MO | 2015-01-12 07:47 | 2014-12-01 | 4000812 | I&R BO 161KV TRAN XARM 85-0 349-366 | 1 | 9254.95
106100 Electric Plant CCNC | 355 - Poles and Fixtures | MO - Mass Property | I&R SUB 59 Exits Ln 25-0 | Mass Property MO | 2014-12-09 18:14 | 2014-11-01 | 1001434 | I&R SUB 59 Exits Ln 25-0 | 1 | 1827.44
106100 Electric Plant CCNC | 356 - Ovrhd Conductors and Devices | MO - Mass Property | I&R 161kV Strs Ln 92-0 SUB 469 | Mass Property MO | 2014-02-14 08:35 | 2014-01-01 | MT17262C | I&R 161kV Strs Ln 92-0 SUB 469 | 1 | -1395.26
106100 Electric Plant CCNC | 355 - Poles and Fixtures | MO - Mass Property | I&R 161kV Strs Ln 92-0 SUB 469 | Mass Property MO | 2014-02-14 08:35 | 2014-01-01 | MT17262C | I&R 161kV Strs Ln 92-0 SUB 469 | 1 | -7320.44
101000 Plant In Service - Elect/Gas | 353 - Station Equipment | MO - Substations | CIRCUIT BREAKER | Substation 131 - Newton, MO | 2014-10-21 10:54 | 2014-10-01 | MD16768C | I/R BO 12KV BREAK 331-5 SUB331 | 0 | 10738.19
106100 Electric Plant CCNC | 355 - Poles and Fixtures | KS - Mass Property | I&R BO Transmission Pole | Mass Property KS | 2015-01-12 07:43 | 2014-12-01 | 1000238 | I&R BO Transmission Pole | 1 | -45.01
106100 Electric Plant CCNC | 353 - Station Equipment | MO - Substations | Inst Auto 69kV MOAB Sch at SUB 114 | Substation 114 - Christian, MO | 2014-09-10 09:53 | 2014-08-01 | 1000213 | Inst Auto 69kV MOAB Sch at SUB 114 | 1 | 25.5
106100 Electric Plant CCNC | 353 - Station Equipment | MO - Substations | Inst Auto 69kV MOAB Sch at SUB 114 | Substation 114 - Christian, MO | 2014-08-11 15:47 | 2014-07-01 | 1000213 | Inst Auto 69kV MOAB Sch at SUB 114 | 1 | 1298.36
106100 Electric Plant CCNC | 353 - Station Equipment | MO - Substations | Inst Auto 69kV MOAB Sch at SUB 114 | Substation 114 - Christian, MO | 2014-04-09 08:43 | 2014-03-01 | 1000213 | Inst Auto 69kV MOAB Sch at SUB 114 | 1 | 6430.65
106100 Electric Plant CCNC | 353 - Station Equipment | MO - Substations | Inst Auto 69kV MOAB Sch at SUB 436 | Substation 436 - Jasper, MO | 2014-11-13 08:58 | 2014-10-01 | 1000212 | Inst Auto 69kV MOAB Sch at SUB 436 | 1 | 159.75
106100 Electric Plant CCNC | 353 - Station Equipment | MO - Substations | I&R 69kV breaker and relay panel | Substation 64 - Jasper, MO | 2015-01-12 07:43 | 2014-12-01 | 1000214 | I&R 69kV breaker and relay panel | 1 | 121.72
106100 Electric Plant CCNC | 353 - Station Equipment | MO - Substations | I&R 69kV breaker and relay panel | Substation 64 - Jasper, MO | 2014-06-10 08:11 | 2014-05-01 | 1000214 | I&R 69kV breaker and relay panel | 1 | 252.06
106100 Electric Plant CCNC | 353 - Station Equipment | MO - Iatan Plant | 345KV SOUTH BUS EXPANSION | Iatan Common | 2014-05-09 11:45 | 2014-04-01 | 1000262 | 345KV SOUTH BUS EXPANSION | 1 | 188.34
101000 Plant In Service - Elect/Gas | 355 - Poles and Fixtures | MO - Mass Property | Work Order Addition | Mass Property MO | 2014-05-01 16:40 | 2014-04-01 | 1000253 | POLES/GUYS/ANCHORS 1:1 REPLACE - MO | 1 | 1638.47
101000 Plant In Service - Elect/Gas | 356 - Ovrhd Conductors and Devices | MO - Mass Property | Work Order Addition | Mass Property MO | 2014-05-01 16:40 | 2014-04-01 | 1000253 | POLES/GUYS/ANCHORS 1:1 REPLACE - MO | 24 | 3590.93
106100 Electric Plant CCNC | 356 - Ovrhd Conductors and Devices | AR - Mass Property | I/R MISC TRANSMISSION LINES - AR | Mass Property AR | 2014-03-11 12:21 | 2014-02-01 | 1000074 | I/R MISC TRANSMISSION LINES - AR | 1 | 43.66
106100 Electric Plant CCNC | 355 - Poles and Fixtures | MO - Mass Property | I/R MISC TRANSMISSION LINES - MO | Mass Property MO | 2015-01-12 07:41 | 2014-12-01 | 1000076 | I/R MISC TRANSMISSION LINES - MO | 1 | 6641.28
106100 Electric Plant CCNC | 356 - Ovrhd Conductors and Devices | MO - Mass Property | I/R MISC TRANSMISSION LINES - MO | Mass Property MO | 2014-07-10 07:48 | 2014-06-01 | 1000076 | I/R MISC TRANSMISSION LINES - MO | 1 | 3733.66
106100 Electric Plant CCNC | 356 - Ovrhd Conductors and Devices | MO - Mass Property | I/R MISC TRANSMISSION LINES - MO | Mass Property MO | 2014-06-16 09:37 | 2014-06-01 | 1000076 | I/R MISC TRANSMISSION LINES - MO | -1 | -25316.82
101000 Plant In Service - Elect/Gas | 356 - Ovrhd Conductors and Devices | MO - Mass Property | Work Order Addition | Mass Property MO | 2014-06-16 09:37 | 2014-06-01 | 1000076 | I/R MISC TRANSMISSION LINES - MO | 5 | 690.67
101000 Plant In Service - Elect/Gas | 355 - Poles and Fixtures | MO - Mass Property | Work Order Addition | Mass Property MO | 2014-03-28 09:21 | 2014-03-01 | 1000190 | MT STORM LIKE FOR LIKE - BOLIVAR | 10 | 11269.54
106100 Electric Plant CCNC | 356 - Ovrhd Conductors and Devices | MO - Mass Property | I&R 12KV 9TH-32ND ST/MAIDEN LN | Mass Property MO | 2014-06-06 13:50 | 2014-05-01 | MD14051C | I&R 12KV 9TH-32ND ST/MAIDEN LN | -6 | -32972.19
106100 Electric Plant CCNC | 356 - Ovrhd Conductors and Devices | MO - Mass Property | I&R 12KV 9TH-32ND ST/MAIDEN LN | Mass Property MO | 2014-06-06 13:50 | 2014-05-01 | MD14051C | I&R 12KV 9TH-32ND ST/MAIDEN LN | -1 | -391.78
101000 Plant In Service - Elect/Gas | 353 - Station Equipment | MO - Substations | Work Order Addition | Substation 602 - Polk, MO | 2014-12-09 18:11 | 2014-11-01 | MT15931C | INS 69KV BREAK/CONT ENC SUB602 | 1 | 70655.02
106100 Electric Plant CCNC | 353 - Station Equipment | MO - Substations | IN 2 16KV BREAK/FACILIT SUB422 | Substation 422 - Jasper, MO | 2014-09-10 09:55 | 2014-08-01 | MT15960C | IN 2 16KV BREAK/FACILIT SUB422 | 1 | 3367.6
106100 Electric Plant CCNC | 353 - Station Equipment | MO - Substations | I SYS SPARE 161KV BREAK SUB360 | Substation 360 - Jasper, MO | 2014-08-11 15:49 | 2014-07-01 | MT15981C | I SYS SPARE 161KV BREAK SUB360 | 1 | 2721.55
106100 Electric Plant CCNC | 356 - Ovrhd Conductors and Devices | MO - Mass Property | I/R PLS FIBER BETW SUB64/284 | Mass Property MO | 2014-03-11 12:23 | 2014-02-01 | MT16016C | I/R PLS FIBER BETW SUB64/284 | 1 | -1568.8
106100 Electric Plant CCNC | 355 - Poles and Fixtures | MO - Mass Property | I/R NONPRIOR T 21-0 700-435 | Mass Property MO | 2014-07-10 07:52 | 2014-06-01 | MT15591C | I/R NONPRIOR T 21-0 700-435 | 1 | 6653.03
101000 Plant In Service - Elect/Gas | 353 - Station Equipment | MO - Substations | Work Order Addition | Substation 59 - Jasper, MO | 2014-12-09 18:11 | 2014-11-01 | MD15357C | MAY 2011 TORNADO - SUB#59 | 0 | 53.93
101000 Plant In Service - Elect/Gas | 352 - Structures and Improvements | MO - Substations | Work Order Addition | Substation 59 - Jasper, MO | 2014-08-20 16:42 | 2014-08-01 | MD15357C | MAY 2011 TORNADO - SUB#59 | 1 | 22952.02
101000 Plant In Service - Elect/Gas | 353 - Station Equipment | MO - Substations | Work Order Addition | Substation 59 - Jasper, MO | 2014-08-20 16:42 | 2014-08-01 | MD15357C | MAY 2011 TORNADO - SUB#59 | 1 | 51678.5
101000 Plant In Service - Elect/Gas | 356 - Ovrhd Conductors and Devices | MO - Mass Property | Work Order Addition | Mass Property MO | 2014-05-15 09:09 | 2014-05-01 | MT16374C | I 69KV SWTCH/STR RET 2 SW 1 ST | 1 | 22018.49
106100 Electric Plant CCNC | 355 - Poles and Fixtures | MO - Mass Property | PCL-MT15778C | Mass Property MO | 2014-02-12 13:35 | 2014-01-01 | MT15778C | I/R GUY/GUY STUB PL AFTER WREC | -1 | -6274.12
106100 Electric Plant CCNC | 356 - Ovrhd Conductors and Devices | MO - Mass Property | FEBRUARY 2012 TORNADO BOLIVAR | Mass Property MO | 2014-09-29 17:42 | 2014-09-01 | MT16671C | FEBRUARY 2012 TORNADO BOLIVAR | -2 | -28999.44
106100 Electric Plant CCNC | 355 - Poles and Fixtures | MO - Mass Property | FEBRUARY 2012 TORNADO BOLIVAR | Mass Property MO | 2014-02-14 08:35 | 2014-01-01 | MT16671C | FEBRUARY 2012 TORNADO BOLIVAR | 1 | 10474.45
101000 Plant In Service - Elect/Gas | 355 - Poles and Fixtures | MO - Mass Property | Work Order Addition | Mass Property MO | 2014-10-14 17:20 | 2014-10-01 | MT16667C | FEBRUARY '12 TORNADO BRAN/HOLL | 12 | 179067.53
101000 Plant In Service - Elect/Gas | 356 - Ovrhd Conductors and Devices | MO - Mass Property | Work Order Addition | Mass Property MO | 2014-10-14 17:20 | 2014-10-01 | MT16667C | FEBRUARY '12 TORNADO BRAN/HOLL | 6074 | 71487.85
106100 Electric Plant CCNC | 356 - Ovrhd Conductors and Devices | MO - Mass Property | FEBRUARY '12 TORNADO BRAN/HOLL | Mass Property MO | 2014-10-14 17:20 | 2014-10-01 | MT16667C | FEBRUARY '12 TORNADO BRAN/HOLL | -4 | -575076.64
106100 Electric Plant CCNC | 352 - Structures and Improvements | MO - Substations | I/R BO T SUB FACIL #59 PHYSICA | Substation 59 - Jasper, MO | 2014-09-10 09:55 | 2014-08-01 | MT15411C | I/R BO T SUB FACIL #59 PHYSICA | 1 | 38.17
106100 Electric Plant CCNC | 354 - Towers and Fixtures | MO - Mass Property | I/R BO T SUB FACIL #59 PHYSICA | Mass Property MO | 2014-09-10 09:55 | 2014-08-01 | MT15411C | I/R BO T SUB FACIL #59 PHYSICA | 1 | 98.75
101000 Plant In Service - Elect/Gas | 356 - Ovrhd Conductors and Devices | KS - Mass Property | INSULATOR | Mass Property KS | 2014-09-05 13:05 | 2014-08-01 | KT0004C | Install Misc Transmission Line | 0 | 63.58
106100 Electric Plant CCNC | 356 - Ovrhd Conductors and Devices | MO - Mass Property | Install Misc Transmission Line | Mass Property MO | 2014-09-05 13:06 | 2014-08-01 | MT0004C | Install Misc Transmission Line | -7 | -2243.84
101000 Plant In Service - Elect/Gas | 356 - Ovrhd Conductors and Devices | MO - Mass Property | Work Order Addition | Mass Property MO | 2014-09-23 14:18 | 2014-09-01 | MD16669C | FEBRUARY 2012 TORNADO BOLIVAR | 3 | 1024.65
106100 Electric Plant CCNC | 355 - Poles and Fixtures | KS - Mass Property | PCL-KT2188C | Mass Property KS | 2014-05-27 17:10 | 2014-05-01 | KT2188C | I&R 161kV Cndctr-Rivert/St Lne | -2 | 123304.23
101000 Plant In Service - Elect/Gas | 355 - Poles and Fixtures | KS - Mass Property | POLE FIXTURE | Mass Property KS | 2014-05-27 17:10 | 2014-05-01 | KT2188C | I&R 161kV Cndctr-Rivert/St Lne | 0 | -133928.6
101000 Plant In Service - Elect/Gas | 355 - Poles and Fixtures | MO - Mass Property | Work Order Addition | Mass Property MO | 2014-03-28 09:25 | 2014-03-01 | MT11128C | Storm Job-Trans-Webb City | 5 | 47488.88
101000 Plant In Service - Elect/Gas | 355 - Poles and Fixtures | MO - Mass Property | Work Order Addition | Mass Property MO | 2014-09-05 13:06 | 2014-08-01 | MT11123C | Storm Job-Trans-Joplin | 8 | 169775.3
101000 Plant In Service - Elect/Gas | 356 - Ovrhd Conductors and Devices | MO - Mass Property | Work Order Addition | Mass Property MO | 2014-09-05 13:06 | 2014-08-01 | MT11123C | Storm Job-Trans-Joplin | 12 | 8508.18
106100 Electric Plant CCNC | 355 - Poles and Fixtures | MO - Mass Property | Storm Job-Trans-Ozark | Mass Property MO | 2014-04-09 08:45 | 2014-03-01 | MT11138C | Storm Job-Trans-Ozark | 1 | 456
106100 Electric Plant CCNC | 355 - Poles and Fixtures | MO - Mass Property | Storm Job-Trans-Ozark | Mass Property MO | 2014-03-28 09:25 | 2014-03-01 | MT11138C | Storm Job-Trans-Ozark | -2 | -84547.57
106100 Electric Plant CCNC | 355 - Poles and Fixtures | AR - Mass Property | Storm Job-Trans-Arkansas | Mass Property AR | 2014-09-08 17:01 | 2014-08-01 | AT3975C | Storm Job-Trans-Arkansas | -1 | -2997.23
106100 Electric Plant CCNC | 355 - Poles and Fixtures | OK - Mass Property | Storm Job-Trans-Oklahoma | Mass Property OK | 2014-09-08 09:12 | 2014-08-01 | OT5403C | Storm Job-Trans-Oklahoma | -2 | -2475.89
101000 Plant In Service - Elect/Gas | 355 - Poles and Fixtures | OK - Mass Property | Work Order Addition | Mass Property OK | 2014-09-08 09:12 | 2014-08-01 | OT5403C | Storm Job-Trans-Oklahoma | 65 | 47003.05
106100 Electric Plant CCNC | 356 - Ovrhd Conductors and Devices | MO - Mass Property | I/R NONPRI AER 80-0 424-412 | Mass Property MO | 2015-01-12 07:49 | 2014-12-01 | MT14626C | I/R NONPRI AER 80-0 424-412 | 1 | -1.42
101000 Plant In Service - Elect/Gas | 355 - Poles and Fixtures | MO - Mass Property | Work Order Addition | Mass Property MO | 2014-06-10 07:54 | 2014-05-01 | MT15105C | RECONDUCTOR 20-0 69KV LINE | 0 | 17.59
101000 Plant In Service - Elect/Gas | 356 - Ovrhd Conductors and Devices | MO - Mass Property | Work Order Addition | Mass Property MO | 2014-05-27 17:11 | 2014-05-01 | MT15105C | RECONDUCTOR 20-0 69KV LINE | 0 | -221877.17
106100 Electric Plant CCNC | 355 - Poles and Fixtures | MO - Mass Property | RECONDUCTOR 20-0 69KV LINE | Mass Property MO | 2014-04-09 08:45 | 2014-03-01 | MT15105C | RECONDUCTOR 20-0 69KV LINE | 1 | 388
101000 Plant In Service - Elect/Gas | 355 - Poles and Fixtures | MO - Mass Property | Work Order Addition | Mass Property MO | 2014-12-05 15:41 | 2014-11-01 | MT14578C | I/R 161KV BOPL 80-1 SUB412/413 | 3 | 133199.16
101000 Plant In Service - Elect/Gas | 356 - Ovrhd Conductors and Devices | MO - Mass Property | Work Order Addition | Mass Property MO | 2014-12-05 15:41 | 2014-11-01 | MT14578C | I/R 161KV BOPL 80-1 SUB412/413 | 54 | 26293.5
106100 Electric Plant CCNC | 356 - Ovrhd Conductors and Devices | MO - Mass Property | I/R 161KV BOPL 80-1 SUB412/413 | Mass Property MO | 2014-09-10 09:55 | 2014-08-01 | MT14578C | I/R 161KV BOPL 80-1 SUB412/413 | 1 | 1973.28
106100 Electric Plant CCNC | 353 - Station Equipment | MO - City or Rural | BLD T FACIL SILVER CRK SUB469 | Joplin (Newton Cty) | 2014-04-09 08:45 | 2014-03-01 | MT16713C | BLD T FACIL SILVER CRK SUB469 | 1 | 2907.71
106100 Electric Plant CCNC | 355 - Poles and Fixtures | MO - Mass Property | I/R 69KV PLS LN 33-0 ZORA/MAIN | Mass Property MO | 2014-06-10 08:13 | 2014-05-01 | MT17099C | I/R 69KV PLS LN 33-0 ZORA/MAIN | 1 | -369.91
101000 Plant In Service - Elect/Gas | 355 - Poles and Fixtures | MO - Mass Property | Work Order Addition | Mass Property MO | 2014-09-29 17:42 | 2014-09-01 | MT16538C | I C TRUSS T REINF 08-0 250-614 | 0 | 2559.88
101000 Plant In Service - Elect/Gas | 353 - Station Equipment | MO - Substations | Work Order Addition | Substation 430 - Newton, MO | 2014-12-16 14:10 | 2014-12-01 | MT17137C | I/R XFMR WINDIG 69/34KV SUB430 | 0 | 326863.29
106100 Electric Plant CCNC | 355 - Poles and Fixtures | KS - Mass Property | I/R POST PROCESS D PL CIR#2823 | Mass Property KS | 2014-02-14 08:34 | 2014-01-01 | KD2637C | I/R POST PROCESS D PL CIR#2823 | 1 | -2.71
101000 Plant In Service - Elect/Gas | 355 - Poles and Fixtures | OK - Mass Property | Work Order Addition | Mass Property OK | 2014-09-08 09:12 | 2014-08-01 | OT0002C | Inst Misc Trans Substat Equip | 1 | 1256.4
101000 Plant In Service - Elect/Gas | 353 - Station Equipment | MO - Substations | Work Order Addition | Substation 360 - Jasper, MO | 2014-05-01 16:41 | 2014-04-01 | MT16586C | I/R 161KVRELY PNL#6961 SUB360 | 2 | 28801.07
106100 Electric Plant CCNC | 353 - Station Equipment | MO - Substations | I/R 161KVRELY PNL#6961 SUB360 | Substation 360 - Jasper, MO | 2014-05-01 16:41 | 2014-04-01 | MT16586C | I/R 161KVRELY PNL#6961 SUB360 | -4 | -236892.69
106100 Electric Plant CCNC | 353 - Station Equipment | MO - Substations | I&R BREAKER #3411 AT SUB#308 | Substation 308 - Polk, MO | 2014-09-10 09:55 | 2014-08-01 | MT13901C | I&R BREAKER #3411 AT SUB#308 | 1 | 322.6
101000 Plant In Service - Elect/Gas | 353 - Station Equipment | KS - Substations | BATTERY | Substation 300 - Labette, KS | 2014-05-27 17:10 | 2014-05-01 | KT2213C | I&R BO Station Battery SUB 300 | 0 | 20589.94
106100 Electric Plant CCNC | 356 - Ovrhd Conductors and Devices | MO - Mass Property | I&R 161 Strs Ln 80-0 for NERC Compl | Mass Property MO | 2014-11-04 11:46 | 2014-10-01 | 1000321 | I&R 161 Strs Ln 80-0 for NERC Compl | -9 | -15215.38
106100 Electric Plant CCNC | 355 - Poles and Fixtures | MO - Mass Property | I&R 161 Strs Ln 80-0 for NERC Compl | Mass Property MO | 2014-08-11 15:47 | 2014-07-01 | 1000321 | I&R 161 Strs Ln 80-0 for NERC Compl | 1 | -686.74
106100 Electric Plant CCNC | 356 - Ovrhd Conductors and Devices | MO - Mass Property | I&R 161 Strs Ln 80-0 for NERC Compl | Mass Property MO | 2014-04-09 08:43 | 2014-03-01 | 1000321 | I&R 161 Strs Ln 80-0 for NERC Compl | 1 | -982.83
106100 Electric Plant CCNC | 356 - Ovrhd Conductors and Devices | MO - Mass Property | I&R 161 Strs Ln 80-0 for NERC Compl | Mass Property MO | 2014-02-14 08:33 | 2014-01-01 | 1000321 | I&R 161 Strs Ln 80-0 for NERC Compl | 1 | 10.56
106100 Electric Plant CCNC | 355 - Poles and Fixtures | MO - Mass Property | I&R 161 Strs Ln 80-0 for NERC Compl | Mass Property MO | 2014-02-14 08:33 | 2014-01-01 | 1000321 | I&R 161 Strs Ln 80-0 for NERC Compl | 1 | 865.75
101000 Plant In Service - Elect/Gas | 356 - Ovrhd Conductors and Devices | KS - Mass Property | Work Order Addition | Mass Property KS | 2014-03-28 09:23 | 2014-03-01 | KT2614C | I/R A 01-0 SEK-425 81-0 94-NEO | 1 | 6542.91
106100 Electric Plant CCNC | 354 - Towers and Fixtures | KS - Mass Property | Relocate 69kV 06-0 Ln SUB167-SUB406 | Mass Property KS | 2015-01-12 07:43 | 2014-12-01 | 1000337 | Relocate 69kV 06-0 Ln SUB167-SUB406 | 1 | 383.46
106100 Electric Plant CCNC | 354 - Towers and Fixtures | KS - Mass Property | Relocate 69kV 06-0 Ln SUB167-SUB406 | Mass Property KS | 2014-06-10 08:11 | 2014-05-01 | 1000337 | Relocate 69kV 06-0 Ln SUB167-SUB406 | 1 | -1499.81
101000 Plant In Service - Elect/Gas | 356 - Ovrhd Conductors and Devices | MO - Mass Property | Work Order Addition | Mass Property MO | 2014-05-27 17:10 | 2014-05-01 | 1000375 | I&R Strs Ln 96-0 SUB389 to SUB439 | 0 | -180.19
101000 Plant In Service - Elect/Gas | 355 - Poles and Fixtures | MO - Mass Property | Work Order Addition | Mass Property MO | 2014-05-27 17:10 | 2014-05-01 | 1000375 | I&R Strs Ln 96-0 SUB389 to SUB439 | 0 | -24.95
101000 Plant In Service - Elect/Gas | 355 - Poles and Fixtures | MO - Mass Property | Work Order Addition | Mass Property MO | 2014-04-04 17:05 | 2014-03-01 | 1000375 | I&R Strs Ln 96-0 SUB389 to SUB439 | 7 | 6514.33
106100 Electric Plant CCNC | 355 - Poles and Fixtures | MO - Mass Property | I&R Strs Ln 89-0 SUB438-R5 NERC | Mass Property MO | 2014-04-09 08:43 | 2014-03-01 | 1000374 | I&R Strs Ln 89-0 SUB438-R5 NERC | 1 | 3837.84
106100 Electric Plant CCNC | 355 - Poles and Fixtures | MO - Mass Property | I&R Strs Ln 84-0 SUB 349-421 NERC | Mass Property MO | 2014-08-11 15:47 | 2014-07-01 | 1000381 | I&R Strs Ln 84-0 SUB 349-421 NERC | 1 | 271.36
106100 Electric Plant CCNC | 356 - Ovrhd Conductors and Devices | MO - Mass Property | I&R BO 69kV Switch and Structure | Mass Property MO | 2014-06-10 08:11 | 2014-05-01 | 1000334 | I&R BO 69kV Switch and Structure | 1 | 9794.06
106100 Electric Plant CCNC | 355 - Poles and Fixtures | MO - Mass Property | I&R Dist C-Trusses Ckt 3315 | Mass Property MO | 2014-09-10 09:53 | 2014-08-01 | 4000135 | I&R Dist C-Trusses Ckt 3315 | 1 | 1141.6
106100 Electric Plant CCNC | 355 - Poles and Fixtures | MO - Mass Property | I&R Trans Poles & Ins 08-2 308-304 | Mass Property MO | 2015-01-12 07:45 | 2014-12-01 | 4000138 | I&R Trans Poles & Ins 08-2 308-304 | 1 | 0.28
106100 Electric Plant CCNC | 355 - Poles and Fixtures | MO - Mass Property | I&R Trans Poles & Ins 08-2 308-304 | Mass Property MO | 2014-03-11 12:22 | 2014-02-01 | 4000138 | I&R Trans Poles & Ins 08-2 308-304 | 1 | 2823.81
106100 Electric Plant CCNC | 356 - Ovrhd Conductors and Devices | MO - Mass Property | I&R Trans Poles & Ins 08-2 324-304 | Mass Property MO | 2015-01-12 07:45 | 2014-12-01 | 4000140 | I&R Trans Poles & Ins 08-2 324-304 | 1 | 0.13
106100 Electric Plant CCNC | 355 - Poles and Fixtures | MO - Mass Property | I/R 69kV LN 39-0 CAMPBELL&PLAINVIEW | Mass Property MO | 2014-07-10 07:50 | 2014-06-01 | 1000660 | I/R 69kV LN 39-0 CAMPBELL&PLAINVIEW | 1 | 366586.59
101000 Plant In Service - Elect/Gas | 356 - Ovrhd Conductors and Devices | MO - Mass Property | Work Order Addition | Mass Property MO | 2014-05-01 16:41 | 2014-04-01 | MT16547C | I/R NONPRIOR T PL 08-0 250-614 | 3 | 1010.81
106100 Electric Plant CCNC | 355 - Poles and Fixtures | MO - Mass Property | I/R NONPRIOR T PL 08-0 250-614 | Mass Property MO | 2014-05-01 16:41 | 2014-04-01 | MT16547C | I/R NONPRIOR T PL 08-0 250-614 | -4 | -75320.05
106100 Electric Plant CCNC | 356 - Ovrhd Conductors and Devices | MO - Mass Property | I&R Ln 92-0 Martin to 50th Street | Mass Property MO | 2014-07-10 07:50 | 2014-06-01 | 1000702 | I&R Ln 92-0 Martin to 50th Street | 1 | 730.23
106100 Electric Plant CCNC | 355 - Poles and Fixtures | MO - Mass Property | I&R Ln 92-0 Martin to 50th Street | Mass Property MO | 2014-05-09 11:45 | 2014-04-01 | 1000702 | I&R Ln 92-0 Martin to 50th Street | 1 | 302.66
106100 Electric Plant CCNC | 355 - Poles and Fixtures | MO - Mass Property | I&R Ln 92-0 Martin to 50th Street | Mass Property MO | 2014-02-14 08:33 | 2014-01-01 | 1000702 | I&R Ln 92-0 Martin to 50th Street | 1 | 43706.92
106100 Electric Plant CCNC | 355 - Poles and Fixtures | MO - Mass Property | I&R Trans Poles 26-0 121-260 | Mass Property MO | 2014-03-11 12:22 | 2014-02-01 | 4000141 | I&R Trans Poles 26-0 121-260 | 1 | 26.62
106100 Electric Plant CCNC | 355 - Poles and Fixtures | MO - Mass Property | Inst Trans C-truss 26-0 355-124 | Mass Property MO | 2014-03-11 12:22 | 2014-02-01 | 4000145 | Inst Trans C-truss 26-0 355-124 | 1 | 10.92
106100 Electric Plant CCNC | 355 - Poles and Fixtures | MO - Mass Property | Inst Trans C-trusses 26-0 80-445 | Mass Property MO | 2014-02-14 08:33 | 2014-01-01 | 4000151 | Inst Trans C-trusses 26-0 80-445 | 1 | 2777.81
106100 Electric Plant CCNC | 355 - Poles and Fixtures | MO - Mass Property | Ins Strs Ln85-0 SUB 349-366 NERCPh1 | Mass Property MO | 2014-03-11 12:22 | 2014-02-01 | 1000743 | Ins Strs Ln85-0 SUB 349-366 NERCPh1 | 1 | -1262.84
106100 Electric Plant CCNC | 353 - Station Equipment | MO - Substations | I&R 69kV Breakers at SUB 131 | Substation 131 - Newton, MO | 2015-01-12 07:43 | 2014-12-01 | 1000771 | I&R 69kV Breakers at SUB 131 | 1 | 235.39
106100 Electric Plant CCNC | 353 - Station Equipment | MO - Substations | I&R 69kV Breakers at SUB 131 | Substation 131 - Newton, MO | 2014-10-09 13:44 | 2014-09-01 | 1000771 | I&R 69kV Breakers at SUB 131 | 1 | 3.13
106100 Electric Plant CCNC | 355 - Poles and Fixtures | MO - Mass Property | I&R Non-Pri Tran Poles 26-0 260-338 | Mass Property MO | 2015-01-12 07:45 | 2014-12-01 | 4000143 | I&R Non-Pri Tran Poles 26-0 260-338 | 1 | 3.03
106100 Electric Plant CCNC | 355 - Poles and Fixtures | MO - Mass Property | I&R Ln 84-0 - SUB 395-421 NERC | Mass Property MO | 2014-08-11 15:47 | 2014-07-01 | 1000815 | I&R Ln 84-0 - SUB 395-421 NERC | 1 | 5288.62
106100 Electric Plant CCNC | 355 - Poles and Fixtures | MO - Mass Property | I&R Ln 85-0 SUB 366-417 NERC | Mass Property MO | 2014-09-10 09:53 | 2014-08-01 | 1000817 | I&R Ln 85-0 SUB 366-417 NERC | 1 | -37523.16
106100 Electric Plant CCNC | 356 - Ovrhd Conductors and Devices | MO - Mass Property | I&R Ln 87-0 SUB 368-446 NERC | Mass Property MO | 2015-01-12 07:43 | 2014-12-01 | 1000837 | I&R Ln 87-0 SUB 368-446 NERC | 1 | 4.44
106100 Electric Plant CCNC | 355 - Poles and Fixtures | MO - Mass Property | I&R Ln 83-0 SUB 109-CARSPA NERC | Mass Property MO | 2014-10-09 13:44 | 2014-09-01 | 1000835 | I&R Ln 83-0 SUB 109-CARSPA NERC | 1 | 626.13
106100 Electric Plant CCNC | 355 - Poles and Fixtures | MO - Mass Property | I&R Ln 83-0 SUB 109-CARSPA NERC | Mass Property MO | 2014-08-11 15:47 | 2014-07-01 | 1000835 | I&R Ln 83-0 SUB 109-CARSPA NERC | 1 | 268895.62
106100 Electric Plant CCNC | 356 - Ovrhd Conductors and Devices | MO - Mass Property | I&R Ln 80-0 SUB 124-295 for NERC | Mass Property MO | 2014-10-09 13:44 | 2014-09-01 | 1000833 | I&R Ln 80-0 SUB 124-295 for NERC | 1 | -261.5
101000 Plant In Service - Elect/Gas | 355 - Poles and Fixtures | MO - Mass Property | Work Order Addition | Mass Property MO | 2014-08-20 16:42 | 2014-08-01 | 1000836 | I&R Ln 83-0 SUB 110-432 NERC | 2 | 27594.62
106100 Electric Plant CCNC | 355 - Poles and Fixtures | MO - Mass Property | I&R Ln 79-0 SUB 292-389 NERC | Mass Property MO | 2014-10-09 13:44 | 2014-09-01 | 1000839 | I&R Ln 79-0 SUB 292-389 NERC | 1 | 2011.94
106100 Electric Plant CCNC | 356 - Ovrhd Conductors and Devices | MO - Mass Property | I&R Non-Priority Trans 26-0 80-445 | Mass Property MO | 2014-02-14 08:34 | 2014-01-01 | 4000226 | I&R Non-Priority Trans 26-0 80-445 | 1 | 932.17
106100 Electric Plant CCNC | 353 - Station Equipment | MO - Substations | I&R 69kV Relay Panels at SUB 393 | Substation 393 - Newton, MO | 2014-12-09 18:14 | 2014-11-01 | 1000865 | I&R 69kV Relay Panels at SUB 393 | 1 | 20000.8
106100 Electric Plant CCNC | 353 - Station Equipment | MO - Substations | I&R Station Equipment at SUB 56 | Substation 56 - Newton, MO | 2014-12-09 18:14 | 2014-11-01 | 1000866 | I&R Station Equipment at SUB 56 | 1 | 397675.49
106100 Electric Plant CCNC | 353 - Station Equipment | MO - Substations | I&R 69kV Switches at SUB #389 | Substation 389 - Newton, MO | 2014-07-10 07:50 | 2014-06-01 | 1000878 | I&R 69kV Switches at SUB #389 | 1 | 22889.61
106100 Electric Plant CCNC | 353 - Station Equipment | MO - Substations | I&R 69kV Switches at SUB #389 | Substation 389 - Newton, MO | 2014-06-10 08:11 | 2014-05-01 | 1000878 | I&R 69kV Switches at SUB #389 | 1 | 27327.77
106100 Electric Plant CCNC | 355 - Poles and Fixtures | MO - Mass Property | I&R Str Ln89-0 SUB 312-387 BO Pole | Mass Property MO | 2014-04-09 08:43 | 2014-03-01 | 1000770 | I&R Str Ln89-0 SUB 312-387 BO Pole | 1 | 371.02
106100 Electric Plant CCNC | 355 - Poles and Fixtures | MO - Mass Property | I 69kV Strs for Kodiak SUB 471 | Mass Property MO | 2014-03-11 12:22 | 2014-02-01 | 1000790 | I 69kV Strs for Kodiak SUB 471 | 1 | -91868.73
106100 Electric Plant CCNC | 355 - Poles and Fixtures | MO - Mass Property | I&R 69kV Ln 38-0 Hwy 125/FR 215 | Mass Property MO | 2015-01-12 07:44 | 2014-12-01 | 1000898 | I&R 69kV Ln 38-0 Hwy 125/FR 215 | 1 | 9.84
106100 Electric Plant CCNC | 355 - Poles and Fixtures | MO - Mass Property | I&R Ln 87-0 SUB 368-431 NERC | Mass Property MO | 2014-12-09 18:14 | 2014-11-01 | 1000908 | I&R Ln 87-0 SUB 368-431 NERC | 1 | 2279.2
106100 Electric Plant CCNC | 355 - Poles and Fixtures | MO - Mass Property | I&R Ln 87-0 SUB 73-431 NERC | Mass Property MO | 2014-11-13 08:59 | 2014-10-01 | 1000909 | I&R Ln 87-0 SUB 73-431 NERC | 1 | 78.7
106100 Electric Plant CCNC | 355 - Poles and Fixtures | MO - Mass Property | I&R Ln 87-0 SUB 73-431 NERC | Mass Property MO | 2014-09-10 09:53 | 2014-08-01 | 1000909 | I&R Ln 87-0 SUB 73-431 NERC | 1 | 8869.09
106100 Electric Plant CCNC | 356 - Ovrhd Conductors and Devices | MO - Mass Property | I&R Post Process Dist Pole CKT 3751 | Mass Property MO | 2014-10-09 13:44 | 2014-09-01 | 4000309 | I&R Post Process Dist Pole CKT 3751 | 1 | 1250.79
106100 Electric Plant CCNC | 355 - Poles and Fixtures | MO - Mass Property | I&R Ln 92-0 NEO SPA - SUB 292 NERC | Mass Property MO | 2015-01-12 07:44 | 2014-12-01 | 1000939 | I&R Ln 92-0 NEO SPA - SUB 292 NERC | 1 | 45.23
106100 Electric Plant CCNC | 355 - Poles and Fixtures | MO - Mass Property | I&R 161kV Ln 79-0 SUB 389-439 NERC | Mass Property MO | 2014-08-11 15:47 | 2014-07-01 | 1000940 | I&R 161kV Ln 79-0 SUB 389-439 NERC | 1 | -366.9
106100 Electric Plant CCNC | 355 - Poles and Fixtures | MO - Mass Property | I&R Ln 87-0 SUB 124-446 NERC | Mass Property MO | 2015-01-12 07:44 | 2014-12-01 | 1000943 | I&R Ln 87-0 SUB 124-446 NERC | 1 | -62.36
106100 Electric Plant CCNC | 355 - Poles and Fixtures | MO - Mass Property | I&R Damaged 38-0 Str A FRs 48 & 215 | Mass Property MO | 2015-01-12 07:44 | 2014-12-01 | 1000945 | I&R Damaged 38-0 Str A FRs 48 & 215 | 1 | 5.19
106100 Electric Plant CCNC | 355 - Poles and Fixtures | MO - Mass Property | I&R Ln 86-0 SUB 452-404 NERC | Mass Property MO | 2014-09-10 09:53 | 2014-08-01 | 1000974 | I&R Ln 86-0 SUB 452-404 NERC | 1 | 225842.89
106100 Electric Plant CCNC | 356 - Ovrhd Conductors and Devices | AR - Mass Property | APRIL 2014 TORNADO - TRANS - OK | Mass Property AR | 2014-09-10 09:53 | 2014-08-01 | 1001110 | APRIL 2014 TORNADO - TRANS - OK | 1 | -828.5
106100 Electric Plant CCNC | 355 - Poles and Fixtures | MO - Mass Property | I&R Ln 91-0 BO Struct Noel Elk Rvr | Mass Property MO | 2015-01-12 07:44 | 2014-12-01 | 1001167 | I&R Ln 91-0 BO Struct Noel Elk Rvr | 1 | -13.96
106100 Electric Plant CCNC | 353 - Station Equipment | MO - Substations | I&R BO Arresters at SUB 109 | Substation 109 - Jasper, MO | 2014-04-09 08:44 | 2014-03-01 | 1001168 | I&R BO Arresters at SUB 109 | 1 | 14088.22
106100 Electric Plant CCNC | 355 - Poles and Fixtures | KS - Mass Property | I&R BO DAMAGED TRANS POLE 27-1 LINE | Mass Property KS | 2014-03-11 12:22 | 2014-02-01 | 4000369 | I&R BO DAMAGED TRANS POLE 27-1 LINE | 1 | 3839.95
106100 Electric Plant CCNC | 355 - Poles and Fixtures | MO - Mass Property | I&R Ln 92-0 River Road BO Pole | Mass Property MO | 2014-03-11 12:22 | 2014-02-01 | 1001037 | I&R Ln 92-0 River Road BO Pole | 1 | -7537.07
106100 Electric Plant CCNC | 355 - Poles and Fixtures | MO - Mass Property | I&R Ln 92-0 River Road BO Pole | Mass Property MO | 2014-02-14 08:33 | 2014-01-01 | 1001037 | I&R Ln 92-0 River Road BO Pole | 1 | -304.9
106100 Electric Plant CCNC | 355 - Poles and Fixtures | KS - Mass Property | I&R 69kV Ln 06-0 Riverton Plant PH2 | Mass Property KS | 2014-07-10 07:50 | 2014-06-01 | 1001087 | I&R 69kV Ln 06-0 Riverton Plant PH2 | 1 | 91.3
106100 Electric Plant CCNC | 355 - Poles and Fixtures | MO - Mass Property | I&R Ln 80-1 SUB 413-433 NERC | Mass Property MO | 2014-10-09 13:44 | 2014-09-01 | 1001090 | I&R Ln 80-1 SUB 413-433 NERC | 1 | 38391.15
106100 Electric Plant CCNC | 355 - Poles and Fixtures | MO - Mass Property | I&R Ln 80-0 SUB 412-424 NERC | Mass Property MO | 2014-12-09 18:14 | 2014-11-01 | 1001094 | I&R Ln 80-0 SUB 412-424 NERC | 1 | 437.32
106100 Electric Plant CCNC | 353 - Station Equipment | MO - Substations | I&R 69kV Disc Sw at SUB 249 | Substation 249 - Barton, MO | 2015-01-12 07:44 | 2014-12-01 | 1001233 | I&R 69kV Disc Sw at SUB 249 | 1 | -119.28
106100 Electric Plant CCNC | 356 - Ovrhd Conductors and Devices | MO - Mass Property | I&R 69kV Ins Ln 30-0 MON to AUR | Mass Property MO | 2014-09-10 09:53 | 2014-08-01 | 1001286 | I&R 69kV Ins Ln 30-0 MON to AUR | 1 | 6432.44
106100 Electric Plant CCNC | 355 - Poles and Fixtures | KS - Mass Property | I&R Ln 27-0 SUB 388 34.5kV Switch | Mass Property KS | 2015-01-12 07:44 | 2014-12-01 | 1001228 | I&R Ln 27-0 SUB 388 34.5kV Switch | 1 | -4.01
106100 Electric Plant CCNC | 355 - Poles and Fixtures | MO - Mass Property | I&R 69kV Guys & Anch-SRC Improvemen | Mass Property MO | 2015-01-12 07:44 | 2014-12-01 | 1001284 | I&R 69kV Guys & Anch-SRC Improvemen | 1 | -2137.99
106100 Electric Plant CCNC | 355 - Poles and Fixtures | KS - Mass Property | I&R BO 161KV DE Str 79-0 452-439 | Mass Property KS | 2015-01-12 07:46 | 2014-12-01 | 4000421 | I&R BO 161KV DE Str 79-0 452-439 | 1 | 52664.77
106100 Electric Plant CCNC | 355 - Poles and Fixtures | MO - Mass Property | I&R BO TRANS POLE 30-0 131-362 | Mass Property MO | 2014-09-10 09:54 | 2014-08-01 | 4000435 | I&R BO TRANS POLE 30-0 131-362 | 1 | -2673.68
106100 Electric Plant CCNC | 355 - Poles and Fixtures | MO - Mass Property | I&R BO TRANS POLE 30-3 131-347 | Mass Property MO | 2015-01-12 07:46 | 2014-12-01 | 4000434 | I&R BO TRANS POLE 30-3 131-347 | 1 | 0.06
106100 Electric Plant CCNC | 356 - Ovrhd Conductors and Devices | AR - Mass Property | POST PROCESS TRAN POLE 21-0 326-700 | Mass Property AR | 2014-06-10 08:12 | 2014-05-01 | 4000388 | POST PROCESS TRAN POLE 21-0 326-700 | 1 | 1953.93
106100 Electric Plant CCNC | 355 - Poles and Fixtures | KS - Mass Property | I&R DAMAGE 69KV ANCHOR 06-0 406-291 | Mass Property KS | 2014-05-09 11:45 | 2014-04-01 | 4000393 | I&R DAMAGE 69KV ANCHOR 06-0 406-291 | 1 | 1087.84
106100 Electric Plant CCNC | 353 - Station Equipment | OK - Substations | I&R Battery Charges SUB 404 | Substation 404 - Ottawa, OK | 2015-01-12 07:44 | 2014-12-01 | 1001243 | I&R Battery Charges SUB 404 | 1 | 0.1
106100 Electric Plant CCNC | 356 - Ovrhd Conductors and Devices | MO - Mass Property | I&R Non-Pri Trans Poles 80-0 | Mass Property MO | 2014-11-13 08:59 | 2014-10-01 | 4000516 | I&R Non-Pri Trans Poles 80-0 | 1 | 54.26
106100 Electric Plant CCNC | 355 - Poles and Fixtures | MO - Mass Property | Ins 69kv Trans poles 21-0 322-184 | Mass Property MO | 2015-01-12 07:46 | 2014-12-01 | 4000470 | Ins 69kv Trans poles 21-0 322-184 | 1 | -1.34
106100 Electric Plant CCNC | 353 - Station Equipment | KS - Substations | I/R 6 69kV DISCON SWITCHES SUB 167 | Substation 167 - Cherokee, KS | 2015-01-12 07:44 | 2014-12-01 | 1001247 | I/R 6 69kV DISCON SWITCHES SUB 167 | 1 | -3.63
106100 Electric Plant CCNC | 353 - Station Equipment | MO - Substations | I&R 69kV Disc Switch at SUB 292 | Substation 292 - Newton, MO | 2014-12-09 18:14 | 2014-11-01 | 1001549 | I&R 69kV Disc Switch at SUB 292 | 1 | 784.3