## Forecast
|  |  | Nameplate | 829.45 | 1758.2 |  |  | Adj base schedule to reflect actual deviation vs minimum |  | 125.9 | 255.9114 | [6 empty] | Max BAAL Up |  | Reserve % of Nameplate |  | Event Count |  | Forecast Reserve (MW) |  | Forecast Reserve % of Nameplate |  |  | PACW Failures | PACE Failures | PACW Reserves (aMW) | PACE Reserves (aMW) | PACW Reserves Avg % | PACE Reserves Avg % |  |  | Avg BAAL Up |  | St Dev BAAL Up
Hour | Date | Hourly BAAL Up PACW | Hourly BAAL Up PACE | Wind State PACW | Wind State PACE | Implied Actual Gen PACW | Implied Actual Gen PACE | Adj Wind State PACW | Adj Wind State PACE | PACW Reserves Held | PACE Reserves Held | PACW Forecast Result | PACE Forecast Result | West Hourly Dev^2 BAAL Up | East Hourly Dev^2 BAAL Up | Month | CF\HE | West | East | West | East | West | East | West | East | West | East |  | 0.84615 | 0.8651 | 125.9 | 255.9114 | 15.18% | 14.56% |  |  | West | East | West | East
0 | 2015-01-01 | 1.7124 | 12.941 | 0% | 22% | -1.7124 | 373.863 | 0% | 22% | 3.6 | 312.9596 | 0 | 0 | 0.00058006 | 0.00023907 | 1 | 0% | 7.3624 | 5.2168 | 0.8876% | 0.2967% | 897 | 9 | 3.6 | 0 | 0.434% | 0% |  | TRUE | TRUE | [6 empty] | 2.615% | 0.003445% | 2.465% | 0.154%
1 | 2015-01-01 01:00 | 0.50004 | 0 | 0% | 18% | -0.50004 | 316.476 | 0% | 18% | 3.6 | 312.9596 | 0 | 0 | 0.0006526 | 0.00062476 | 1 | 1% | 13.606 | 24.5747 | 1.64% | 1.398% | 926 | 83 | 11.8945 | 17.582 | 1.434% | 1% | [9 empty] | 0.4449% | 0.3466% | 0.402% | 0.4094%
2 | 2015-01-01 02:00 | 0.9 | 0 | 0% | 21% | -0.9 | 369.222 | 0% | 21% | 3.6 | 312.9596 | 0 | 0 | 0.0006282 | 0.00058222 | 1 | 2% | 21.2021 | 38.8351 | 2.556% | 2.209% | 561 | 162 | 20.189 | 35.164 | 2.434% | 2% |  | Formula: | a. | a. | Nameplate %: Minimum of (base schedule minus minimum actual) and X%, such that probability of failure is 0.88 hours per year or less. |  |  |  |  | 0.7117% | 0.6175% | 0.7265% | 0.6679%
3 | 2015-01-01 03:00 | 0.99996 | 43.3235 | 0% | 21% | -0.99996 | 325.8985 | 0% | 21% | 3.6 | 312.9596 | 0 | 0 | 0.00062217 | 2.6166e-07 | 1 | 3% | 31.0374 | 51.9682 | 3.742% | 2.956% | 427 | 210 | 28.4835 | 52.746 | 3.434% | 3% |  |  |  | b. | 24hr 3hr rolling max Minimum of (base schedule minus minimum actual) and X%, such that probability of failure is 0.88 hours per year or less. |  |  |  |  | 1.185% | 0.7327% | 1.11% | 0.8825%
4 | 2015-01-01 04:00 | 1.3999 | 51.1776 | 0% | 19% | -1.3999 | 282.8804 | 0% | 19% | 3.6 | 312.9596 | 0 | 0 | 0.00059835 | 1.6928e-05 | 1 | 4% | 39.625 | 75.8248 | 4.777% | 4.313% | 357 | 224 | 36.778 | 70.328 | 4.434% | 4% |  |  | West | East | [5 empty] | 1.403% | 0.9515% | 1.357% | 1.085%
5 | 2015-01-01 05:00 | 1.7 | 26.903 | 0% | 15% | -1.7 | 236.827 | 0% | 15% | 3.6 | 263.73 | 0 | 0 | 0.00058078 | 7.3291e-05 | 1 | 5% | 42.5 | 92.906 | 5.124% | 5.284% | 261 | 224 | 45.0725 | 87.91 | 5.434% | 5% |  | Minimum | -3.6 | 0 | Lowest EIM actual during 2015 |  |  |  |  | 1.414% | 1.165% | 1.561% | 1.349%
6 | 2015-01-01 06:00 | 0.97512 | 35.1949 | 0% | 13% | -0.97512 | 193.3711 | 0% | 13% | 3.6 | 228.566 | 0 | 0 | 0.00062367 | 2.965e-06 | 1 | 6% | 56.2871 | 106.635 | 6.786% | 6.065% | 187 | 212 | 53.367 | 105.492 | 6.434% | 6% |  | Reserve % | 29.8% | 17.8% | Nameplate % |  |  |  |  | 2.104% | 1.133% | 2.018% | 1.534%
7 | 2015-01-01 07:00 | 1.1999 | 30.468 | 0% | 11% | -1.1999 | 162.934 | 0% | 11% | 3.6 | 193.402 | 0 | 0 | 0.00061021 | 2.4353e-09 | 1 | 7% | 60.95 | 117.9016 | 7.348% | 6.706% | 188 | 228 | 61.6615 | 123.074 | 7.434% | 7% | [9 empty] | 2.087% | 1.13% | 2.051% | 1.657%
8 | 2015-01-01 08:00 | 0.375 | 8.7683 | 0% | 9% | -0.375 | 149.4697 | 0% | 9% | 3.6 | 158.238 | 0 | 0 | 0.00066033 | 9.4726e-05 | 1 | 8% | 67.1564 | 118.47 | 8.097% | 6.738% | 146 | 191 | 69.956 | 140.656 | 8.434% | 8% |  | Reserve % | 78.6% | 72.8% | 24-hour, % of 3hr rolling max |  |  |  |  | 2.09% | 1.444% | 2.263% | 1.733%
9 | 2015-01-01 09:00 | 1.1 | 20.435 | 0% | 8% | -1.1 | 120.221 | 0% | 8% | 3.6 | 140.656 | 0 | 0 | 0.00061617 | 7.9103e-06 | 1 | 9% | 79.9721 | 119.5614 | 9.642% | 6.8% | 122 | 222 | 78.2505 | 158.238 | 9.434% | 9% | [9 empty] | 2.652% | 1.472% | 2.606% | 1.925%
10 | 2015-01-01 10:00 | 0.19992 | 27.5731 | 0% | 7% | -0.19992 | 95.5009 | 0% | 7% | 3.6 | 123.074 | 0 | 0 | 0.00067122 | 1.9231e-05 | 1 | 10% | 83.0242 | 179.3675 | 10.01% | 10.2% | 115 | 165 | 86.545 | 175.82 | 10.43% | 10% |  | RESULTS | [7 empty] | 2.388% | 2.13% | 2.867% | 2.584%
11 | 2015-01-01 11:00 | 0.39984 | 41.2626 | 0% | 6% | -0.39984 | 64.2294 | 0% | 6% | 3.6 | 105.492 | 0 | 0 | 0.00065879 | 0.00014735 | 1 | 11% | 96.5267 | 172.1785 | 11.64% | 9.793% | 102 | 205 | 94.8395 | 193.402 | 11.43% | 11% |  | PACW Failures | PACE Failures | PACW Reserves (aMW) | PACE Reserves (aMW) | PACW Reserves Avg % | PACE Reserves Avg % | Method |  | 2.873% | 1.738% | 3.187% | 2.32%
12 | 2015-01-01 12:00 | 0.49992 | 27.4022 | 0% | 4% | -0.49992 | 42.9258 | 0% | 4% | 3.6 | 70.328 | 0 | 0 | 0.00065261 | 3.6848e-05 | 1 | 12% | 102.0128 | 208.5686 | 12.3% | 11.86% | 111 | 188 | 103.134 | 210.984 | 12.43% | 12% |  | 0.84615 | 0.8651 | 125.9 | 255.9114 | 15.18% | 14.56% | a. |  | 3.265% | 1.913% | 3.504% | 2.516%
13 | 2015-01-01 13:00 | 1.1 | 12.7375 | 0% | 3% | -1.1 | 40.0085 | 0% | 3% | 3.6 | 52.746 | 0 | 0 | 0.00061617 | 6.8215e-09 | 1 | 13% | 102.2016 | 212.3212 | 12.32% | 12.08% | 101 | 185 | 111.4285 | 228.566 | 13.43% | 13% |  | 0.87027 | 0.87317 | 229.5261 | 303.6737 | 27.67% | 17.27% | b. |  | 2.684% | 1.83% | 3.332% | 2.589%
14 | 2015-01-01 14:00 | 1.2038 | 0 | 0% | 3% | -1.2038 | 52.746 | 0% | 3% | 3.6 | 52.746 | 0 | 0 | 0.00060997 | 5.3688e-05 | 1 | 14% | 111.1028 | 237.4561 | 13.39% | 13.51% | 101 | 167 | 119.723 | 246.148 | 14.43% | 14% | [9 empty] | 3.051% | 1.996% | 3.643% | 2.713%
15 | 2015-01-01 15:00 | 0.63996 | 0 | 0% | 4% | -0.63996 | 70.328 | 0% | 4% | 3.6 | 70.328 | 0 | 0 | 0.00064401 | 9.0538e-05 | 1 | 15% | 106.2794 | 204.4928 | 12.81% | 11.63% | 103 | 161 | 128.0175 | 263.73 | 15.43% | 15% |  |  | System | 381.8114 | 14.76% |  |  |  |  | 2.786% | 2.386% | 3.606% | 3.017%
16 | 2015-01-01 16:00 | 1.0759 | 18.3577 | 0% | 5% | -1.0759 | 69.5523 | 0% | 5% | 3.6 | 87.91 | 0 | 0 | 0.00061761 | 1.456e-06 | 1 | 16% | 132.371 | 220.9445 | 15.96% | 12.57% | 88 | 182 | 136.312 | 281.312 | 16.43% | 16% | [9 empty] | 3.923% | 2.176% | 4.616% | 3.143%
17 | 2015-01-01 17:00 | 1.3448 | 6.9208 | 0% | 4% | -1.3448 | 63.4072 | 0% | 4% | 3.6 | 70.328 | 0 | 0 | 0.0006016 | 3.1123e-05 | 1 | 17% | 143.7877 | 250.4722 | 17.34% | 14.25% | 92 | 180 | 144.6065 | 298.894 | 17.43% | 17% | [9 empty] | 3.578% | 2.684% | 4.633% | 3.298%
18 | 2015-01-01 18:00 | 0.90996 | 4.3579 | 0% | 4% | -0.90996 | 65.9701 | 0% | 4% | 3.6 | 70.328 | 0 | 0 | 0.0006276 | 4.9512e-05 | 1 | 18% | 130.2436 | 227.5423 | 15.7% | 12.94% | 88 | 153 | 152.901 | 312.9596 | 18.43% | 17.8% |  |  | Chart values: | [6 empty] | 3.142% | 2.5% | 4.045% | 3.544%
19 | 2015-01-01 19:00 | 1.6999 | 0 | 0% | 4% | -1.6999 | 70.328 | 0% | 4% | 3.6 | 70.328 | 0 | 0 | 0.00058079 | 9.0538e-05 | 1 | 19% | 129.4098 | 229.3512 | 15.6% | 13.04% | 82 | 172 | 161.1955 | 312.9596 | 19.43% | 17.8% |  |  |  | PACW | PACE |  |  |  |  | 3.509% | 2.499% | 4.625% | 3.399%
20 | 2015-01-01 20:00 | 2.1 | 1.5578 | 0% | 4% | -2.1 | 68.7702 | 0% | 4% | 3.6 | 70.328 | 0 | 0 | 0.00055777 | 7.4461e-05 | 1 | 20% | 160.4194 | 258.0397 | 19.34% | 14.68% | 95 | 156 | 169.49 | 312.9596 | 20.43% | 17.8% |  |  | Sample Size 41-55% | 888 | 1115 |  |  |  |  | 4.653% | 2.401% | 5.066% | 3.385%
21 | 2015-01-01 21:00 | 1.5125 | 29.4134 | 0% | 5% | -1.5125 | 58.4966 | 0% | 5% | 3.6 | 87.91 | 0 | 0 | 0.00059173 | 2.5821e-05 | 1 | 21% | 172.0541 | 239.3398 | 20.74% | 13.61% | 85 | 140 | 177.7845 | 312.9596 | 21.43% | 17.8% |  |  | Sample Size 85-100% | 64 | 109 |  |  |  |  | 5.19% | 2.413% | 5.036% | 3.427%
22 | 2015-01-01 22:00 | 1.2749 | 11.3818 | 0% | 4% | -1.2749 | 58.9462 | 0% | 4% | 3.6 | 70.328 | 0 | 0 | 0.00060575 | 9.2513e-06 | 1 | 22% | 157.3307 | 253.8878 | 18.97% | 14.44% | 79 | 161 | 186.079 | 312.9596 | 22.43% | 17.8% |  |  | Shortfall hours | 0.9867% | 1.014% |  |  |  |  | 3.833% | 2.282% | 4.833% | 3.604%
23 | 2015-01-01 23:00 | 1.075 | 0 | 0% | 5% | -1.075 | 87.91 | 0% | 5% | 3.6 | 87.91 | 0 | 0 | 0.00061767 | 0.00013567 | 1 | 23% | 177.1154 | 254.792 | 21.35% | 14.49% | 80 | 168 | 194.3735 | 312.9596 | 23.43% | 17.8% |  |  | BAAL violation probability | 0.84615 | 0.8651 |  |  |  |  | 4.228% | 2.57% | 5.066% | 3.462%
0 | 2015-01-02 | 2.1 | 0 | 0% | 4% | -2.1 | 70.328 | 0% | 4% | 3.6 | 70.328 | 0 | 0 | 0.00055777 | 9.0538e-05 | 1 | 24% | 195.5758 | 224.0297 | 23.58% | 12.74% | 62 | 161 | 202.668 | 312.9596 | 24.43% | 17.8% | [9 empty] | 4.858% | 2.497% | 5.772% | 3.424%
1 | 2015-01-02 01:00 | 1.5 | 0 | 0% | 6% | -1.5 | 105.492 | 0% | 6% | 3.6 | 105.492 | 0 | 0 | 0.00059246 | 0.00012837 | 1 | 25% | 170.7067 | 254.155 | 20.58% | 14.46% | 69 | 154 | 210.9625 | 312.9596 | 25.43% | 17.8% | [9 empty] | 4.431% | 2.234% | 5.506% | 3.615%
2 | 2015-01-02 02:00 | 1.694 | 1.1845 | 0% | 7% | -1.694 | 121.8895 | 0% | 7% | 3.6 | 123.074 | 0 | 0 | 0.00058113 | 0.00011286 | 1 | 26% | 196.4172 | 354.874 | 23.68% | 20.18% | 84 | 141 | 219.257 | 312.9596 | 26.43% | 17.8% | [9 empty] | 4.969% | 3.506% | 5.738% | 4.677%
3 | 2015-01-02 03:00 | 1.694 | 27.0536 | 0% | 7% | -1.694 | 96.0204 | 0% | 7% | 3.6 | 123.074 | 0 | 0 | 0.00058113 | 1.6727e-05 | 1 | 27% | 170.7418 | 271.3105 | 20.58% | 15.43% | 60 | 147 | 227.5515 | 312.9596 | 27.43% | 17.8% | [9 empty] | 4.078% | 3.182% | 5.303% | 4.201%
4 | 2015-01-02 04:00 | 0 | 0 | 0% | 5% | 0 | 87.91 | 0% | 5% | 3.6 | 87.91 | 0 | 0 | 0.00068377 | 0.00013567 | 1 | 28% | 159.665 | 306.0017 | 19.25% | 17.4% | 59 | 134 | 235.846 | 312.9596 | 28.43% | 17.8% | [9 empty] | 3.247% | 2.465% | 4.934% | 3.746%
5 | 2015-01-02 05:00 | 3.5101 | 0 | 1% | 5% | 4.7844 | 87.91 | 1% | 5% | 11.8945 | 87.91 | 0 | 0 | 4.6992e-08 | 0.00013567 | 1 | 29% | 228.4976 | 343.003 | 27.55% | 19.51% | 86 | 154 | 244.1405 | 312.9596 | 29.43% | 17.8% | [9 empty] | 5.013% | 3.409% | 5.675% | 4.901%
6 | 2015-01-02 06:00 | 10.627 | 0 | 2% | 6% | 5.962 | 105.492 | 2% | 6% | 20.189 | 105.492 | 0 | 0 | 3.2436e-05 | 0.00012837 | 1 | 30% | 162.1433 | 322.3546 | 19.55% | 18.33% | 65 | 138 | 247.1761 | 312.9596 | 29.8% | 17.8% | [9 empty] | 5.644% | 2.957% | 5.772% | 4.21%
7 | 2015-01-02 07:00 | 3.843 | 0 | 1% | 8% | 4.4515 | 140.656 | 1% | 8% | 11.8945 | 140.656 | 0 | 0 | 3.4058e-08 | 0.00020838 | 1 | 31% | 152.2034 | 363.0026 | 18.35% | 20.65% | 53 | 129 | 247.1761 | 312.9596 | 29.8% | 17.8% | [9 empty] | 3.318% | 2.933% | 4.916% | 4.513%
8 | 2015-01-02 08:00 | 0 | 0 | 1% | 13% | 8.2945 | 228.566 | 1% | 13% | 11.8945 | 228.566 | 0 | 0 | 1.979e-05 | 0.00033473 | 1 | 32% | 180.0068 | 334.1699 | 21.7% | 19.01% | 56 | 145 | 247.1761 | 312.9596 | 29.8% | 17.8% | [9 empty] | 4.894% | 3.506% | 6.207% | 4.494%
9 | 2015-01-02 09:00 | 7.1993 | 0 | 2% | 16% | 9.3897 | 281.312 | 2% | 16% | 20.189 | 281.312 | 0 | 0 | 2.4424e-06 | 0.00047347 | 1 | 33% | 218.1295 | 357.4004 | 26.3% | 20.33% | 68 | 125 | 247.1761 | 312.9596 | 29.8% | 17.8% | [9 empty] | 4.258% | 3.018% | 5.682% | 4.909%
10 | 2015-01-02 10:00 | 62.0626 | 0 | 9% | 16% | 12.5879 | 281.312 | 9% | 16% | 78.2505 | 281.312 | 0 | 0 | 0.002333 | 0.00047347 | 1 | 34% | 164.2158 | 299.5219 | 19.8% | 17.04% | 58 | 109 | 247.1761 | 312.9596 | 29.8% | 17.8% | [9 empty] | 4.196% | 3.717% | 5.54% | 4.711%
11 | 2015-01-02 11:00 | 22.2326 | 0 | 5% | 22% | 19.2399 | 386.804 | 5% | 22% | 45.0725 | 312.9596 | 0 | 0 | 0.00016047 | 0.00052086 | 1 | 35% | 201.7992 | 307.6568 | 24.33% | 17.5% | 51 | 113 | 247.1761 | 312.9596 | 29.8% | 17.8% | [9 empty] | 4.38% | 3.176% | 6.189% | 4.578%
12 | 2015-01-02 12:00 | 7.5212 | 0 | 4% | 25% | 25.6568 | 439.55 | 4% | 25% | 36.778 | 312.9596 | 0 | 0 | 2.4585e-05 | 0.00049903 | 1 | 36% | 236.694 | 333.6689 | 28.54% | 18.98% | 72 | 110 | 247.1761 | 312.9596 | 29.8% | 17.8% | [9 empty] | 4.195% | 2.979% | 5.533% | 4.682%
13 | 2015-01-02 13:00 | 0 | 0 | 5% | 36% | 41.4725 | 632.952 | 5% | 36% | 45.0725 | 312.9596 | 0 | 0 | 0.00019983 | 0.00088734 | 1 | 37% | 214.8493 | 282.5749 | 25.9% | 16.07% | 55 | 98 | 247.1761 | 312.9596 | 29.8% | 17.8% | [9 empty] | 5.298% | 3.525% | 7.37% | 4.598%
14 | 2015-01-02 14:00 | 53.819 | 0 | 20% | 41% | 112.071 | 720.862 | 20% | 41% | 169.49 | 312.9596 | 0 | 0 | 0.00033701 | 0.0014323 | 1 | 38% | 206.5631 | 304.4508 | 24.9% | 17.32% | 60 | 106 | 247.1761 | 312.9596 | 29.8% | 17.8% | [9 empty] | 4.398% | 3.598% | 6.559% | 5.135%
15 | 2015-01-02 15:00 | 0 | 0 | 13% | 50% | 107.8285 | 879.1 | 13% | 50% | 111.4285 | 312.9596 | 0 | 0 | 0.0007203 | 0.0015923 | 1 | 39% | 246.5808 | 321.0538 | 29.73% | 18.26% | 77 | 97 | 247.1761 | 312.9596 | 29.8% | 17.8% | [9 empty] | 3.477% | 3.868% | 6.035% | 4.418%
16 | 2015-01-02 16:00 | 102.676 | 0 | 24% | 55% | 96.392 | 967.01 | 24% | 55% | 202.668 | 312.9596 | 0 | 0 | 0.0056568 | 0.0015668 | 1 | 40% | 200.8994 | 268.4852 | 24.22% | 15.27% | 62 | 98 | 247.1761 | 312.9596 | 29.8% | 17.8% | [9 empty] | 4.014% | 3.364% | 5.554% | 4.198%
17 | 2015-01-02 17:00 | 72.9313 | 0 | 21% | 54% | 101.2532 | 949.428 | 21% | 54% | 177.7845 | 312.9596 | 0 | 0 | 0.0012977 | 0.0023249 | 1 | 41% | 223.101 | 443.4302 | 26.9% | 25.22% | 57 | 101 | 247.1761 | 312.9596 | 29.8% | 17.8% | [9 empty] | 4.622% | 3.785% | 7.654% | 5.598%
18 | 2015-01-02 18:00 | 0 | 0 | 21% | 60% | 174.1845 | 1054.92 | 21% | 60% | 177.7845 | 312.9596 | 0 | 0 | 0.002694 | 0.00090215 | 1 | 42% | 240.3691 | 363.5944 | 28.98% | 20.68% | 66 | 93 | 247.1761 | 312.9596 | 29.8% | 17.8% | [9 empty] | 4.427% | 3.609% | 7.858% | 5.37%
19 | 2015-01-02 19:00 | 0 | 0 | 29% | 59% | 240.5405 | 1037.338 | 29% | 59% | 244.1405 | 312.9596 | 0 | 0 | 0.002513 | 0.0012771 | 1 | 43% | 287.1584 | 450.9239 | 34.62% | 25.65% | 65 | 67 | 247.1761 | 312.9596 | 29.8% | 17.8% | [9 empty] | 5.365% | 5.268% | 7.747% | 6.008%
20 | 2015-01-02 20:00 | 23.5778 | 95.1228 | 29% | 63% | 216.9627 | 1012.5432 | 29% | 63% | 244.1405 | 312.9596 | 0 | 0 | 0.00047106 | 3.0166e-05 | 1 | 44% | 213.0348 | 313.62 | 25.68% | 17.84% | 50 | 73 | 247.1761 | 312.9596 | 29.8% | 17.8% | [9 empty] | 5.381% | 3.714% | 7.023% | 4.649%
21 | 2015-01-02 21:00 | 76.0156 | 98.9707 | 31% | 65% | 181.1139 | 1043.8593 | 31% | 65% | 247.1761 | 312.9596 | 0 | 0 | 0.0034186 | 0.00037774 | 1 | 45% | 178.4394 | 324.2269 | 21.51% | 18.44% | 56 | 77 | 247.1761 | 312.9596 | 29.8% | 17.8% | [9 empty] | 3.434% | 3.219% | 5.677% | 4.145%
22 | 2015-01-02 22:00 | 170.7067 | 0 | 25% | 57% | 36.6558 | 1002.174 | 25% | 57% | 210.9625 | 312.9596 | 0 | 0 | 0.026082 | 0.0010699 | 1 | 46% | 258.7244 | 440.5164 | 31.19% | 25.05% | 60 | 70 | 247.1761 | 312.9596 | 29.8% | 17.8% | [9 empty] | 4.73% | 4.598% | 7.059% | 6.221%
23 | 2015-01-02 23:00 | 157.3307 | 31.95 | 22% | 59% | 25.1483 | 1005.388 | 22% | 59% | 186.079 | 312.9596 | 0 | 0 | 0.022908 | 0.00030853 | 1 | 47% | 187.8541 | 386.692 | 22.65% | 21.99% | 65 | 68 | 247.1761 | 312.9596 | 29.8% | 17.8% | [9 empty] | 5.346% | 3.803% | 7.09% | 5.005%
0 | 2015-01-03 | 0 | 42.421 | 5% | 56% | 41.4725 | 942.171 | 5% | 56% | 45.0725 | 312.9596 | 0 | 0 | 0.00019983 | 8.3621e-05 | 1 | 48% | 242.7749 | 389.77 | 29.27% | 22.17% | 53 | 63 | 247.1761 | 312.9596 | 29.8% | 17.8% | [9 empty] | 4.09% | 4.067% | 6.429% | 5.44%
1 | 2015-01-03 01:00 | 0 | 221.8007 | 11% | 55% | 91.2395 | 745.2093 | 11% | 55% | 94.8395 | 312.9596 | 0 | 0 | 0.00082546 | 0.0074942 | 1 | 49% | 194.5087 | 326.2919 | 23.45% | 18.56% | 76 | 81 | 247.1761 | 312.9596 | 29.8% | 17.8% | [9 empty] | 4.402% | 4.043% | 6.308% | 5.639%
2 | 2015-01-03 02:00 | 145.4444 | 193.2584 | 20% | 49% | 20.4456 | 668.2596 | 20% | 49% | 169.49 | 312.9596 | 0 | 0 | 0.016595 | 0.0048282 | 1 | 50% | 191.1678 | 418.1147 | 23.05% | 23.78% | 57 | 61 | 247.1761 | 312.9596 | 29.8% | 17.8% | [9 empty] | 5.208% | 3.99% | 6.452% | 5.27%
3 | 2015-01-03 03:00 | 96.5267 | 138.1553 | 11% | 41% | -5.2872 | 582.7067 | 11% | 41% | 94.8395 | 312.9596 | 0.001 | 0 | 0.0076814 | 0.0016591 | 1 | 51% | 257.9922 | 370.1016 | 31.1% | 21.05% | 58 | 71 | 247.1761 | 312.9596 | 29.8% | 17.8% | [9 empty] | 4.439% | 3.429% | 7.813% | 4.717%
4 | 2015-01-03 04:00 | 12.1279 | 0 | 1% | 38% | -3.8334 | 668.116 | 1% | 38% | 11.8945 | 312.9596 | 0.001 | 0 | 0.00010349 | 0.0012944 | 1 | 52% | 269.8266 | 337.319 | 32.53% | 19.19% | 62 | 88 | 247.1761 | 312.9596 | 29.8% | 17.8% | [9 empty] | 4.632% | 4.053% | 6.706% | 4.722%
5 | 2015-01-03 05:00 | 4.8192 | 0 | 1% | 42% | 3.4753 | 738.444 | 1% | 42% | 11.8945 | 312.9596 | 0 | 0 | 1.8536e-06 | 0.0013025 | 1 | 53% | 252.9382 | 367.1321 | 30.49% | 20.88% | 57 | 72 | 247.1761 | 312.9596 | 29.8% | 17.8% | [9 empty] | 4.68% | 4.098% | 7.734% | 5.819%
6 | 2015-01-03 06:00 | 7.4137 | 0 | 2% | 48% | 9.1753 | 843.936 | 2% | 48% | 20.189 | 312.9596 | 0 | 0 | 3.3174e-06 | 0.0016538 | 1 | 54% | 219.5922 | 380.3849 | 26.47% | 21.63% | 53 | 68 | 247.1761 | 312.9596 | 29.8% | 17.8% | [9 empty] | 4.561% | 4.822% | 7.717% | 5.665%
7 | 2015-01-03 07:00 | 0 | 0 | 1% | 52% | 8.2945 | 914.264 | 1% | 52% | 11.8945 | 312.9596 | 0 | 0 | 1.979e-05 | 0.0016427 | 1 | 55% | 314.0196 | 419.2626 | 37.86% | 23.85% | 53 | 62 | 247.1761 | 312.9596 | 29.8% | 17.8% | [9 empty] | 5.666% | 3.958% | 8.629% | 5.043%
8 | 2015-01-03 08:00 | 0 | 0 | 1% | 56% | 8.2945 | 984.592 | 1% | 56% | 11.8945 | 312.9596 | 0 | 0 | 1.979e-05 | 0.001107 | 1 | 56% | 310.6187 | 369.7774 | 37.45% | 21.03% | 64 | 68 | 247.1761 | 312.9596 | 29.8% | 17.8% | [9 empty] | 5.397% | 3.327% | 10.26% | 5.307%
9 | 2015-01-03 09:00 | 4.8713 | 217.5856 | 1% | 58% | 3.4232 | 802.1704 | 1% | 58% | 11.8945 | 312.9596 | 0 | 0 | 2.0285e-06 | 0.0055499 | 1 | 57% | 194.5741 | 303.7316 | 23.46% | 17.28% | 59 | 64 | 247.1761 | 312.9596 | 29.8% | 17.8% | [9 empty] | 4.113% | 3.271% | 6.009% | 4.539%
10 | 2015-01-03 10:00 | 9.5774 | 80.2596 | 2% | 45% | 7.0116 | 710.9304 | 2% | 45% | 20.189 | 312.9596 | 0 | 0 | 1.9625e-05 | 0.00018104 | 1 | 58% | 186.0808 | 445.2338 | 22.43% | 25.32% | 40 | 51 | 247.1761 | 312.9596 | 29.8% | 17.8% | [9 empty] | 3.694% | 4.926% | 5.865% | 6.41%
11 | 2015-01-03 11:00 | 1.3744 | 73.6078 | 1% | 38% | 6.9201 | 594.5082 | 1% | 38% | 11.8945 | 312.9596 | 0 | 0 | 7.7935e-06 | 3.4671e-05 | 1 | 59% | 209.276 | 430.0398 | 25.23% | 24.46% | 75 | 68 | 247.1761 | 312.9596 | 29.8% | 17.8% | [9 empty] | 2.619% | 3.574% | 5.475% | 5.115%
12 | 2015-01-03 12:00 | 9.0984 | 71.7432 | 1% | 32% | -0.8039 | 490.8808 | 1% | 32% | 11.8945 | 312.9596 | 0 | 0 | 4.2518e-05 | 3.2979e-05 | 1 | 60% | 286.3394 | 366.3592 | 34.52% | 20.84% | 65 | 57 | 247.1761 | 312.9596 | 29.8% | 17.8% | [9 empty] | 4.205% | 3.004% | 7.832% | 5.154%
13 | 2015-01-03 13:00 | 6.6619 | 233.7096 | 1% | 28% | 1.6326 | 258.5864 | 1% | 28% | 11.8945 | 312.9596 | 0 | 0 | 1.2839e-05 | 0.011724 | 1 | 61% | 169.0886 | 278.2582 | 20.39% | 15.83% | 49 | 46 | 247.1761 | 312.9596 | 29.8% | 17.8% | [9 empty] | 4.157% | 3.442% | 5.335% | 4.277%
14 | 2015-01-03 14:00 | 3.1501 | 128.8618 | 0% | 20% | -3.1501 | 222.7782 | 0% | 20% | 3.6 | 312.9596 | 0 | 0 | 0.00049957 | 0.002429 | 1 | 62% | 278.9899 | 325.9782 | 33.64% | 18.54% | 50 | 56 | 247.1761 | 312.9596 | 29.8% | 17.8% | [9 empty] | 4.364% | 4.294% | 8.158% | 4.924%
15 | 2015-01-03 15:00 | 0 | 11.4541 | 0% | 13% | 0 | 217.1119 | 0% | 13% | 3.6 | 228.566 | 0 | 0 | 0.00068377 | 0.00013879 | 1 | 63% | 179.4204 | 485.9442 | 21.63% | 27.64% | 42 | 45 | 247.1761 | 312.9596 | 29.8% | 17.8% | [9 empty] | 2.472% | 4.861% | 5.556% | 6.393%
16 | 2015-01-03 16:00 | 0 | 0 | 0% | 14% | 0 | 246.148 | 0% | 14% | 3.6 | 246.148 | 0 | 0 | 0.00068377 | 0.00039837 | 1 | 64% | 169.3322 | 459.896 | 20.42% | 26.16% | 48 | 56 | 247.1761 | 312.9596 | 29.8% | 17.8% | [9 empty] | 3.767% | 4.113% | 5.223% | 5.688%
17 | 2015-01-03 17:00 | 2.8555 | 0 | 1% | 19% | 5.439 | 334.058 | 1% | 19% | 11.8945 | 312.9596 | 0 | 0 | 1.012e-06 | 0.00062468 | 1 | 65% | 240.8262 | 374.1374 | 29.03% | 21.28% | 41 | 54 | 247.1761 | 312.9596 | 29.8% | 17.8% | [9 empty] | 4.013% | 3.686% | 6.808% | 4.937%
18 | 2015-01-03 18:00 | 3.5804 | 65.9886 | 1% | 22% | 4.7141 | 320.8154 | 1% | 22% | 11.8945 | 312.9596 | 0 | 0 | 1.7423e-08 | 0.00021637 | 1 | 66% | 256.3298 | 285.863 | 30.9% | 16.26% | 44 | 38 | 247.1761 | 312.9596 | 29.8% | 17.8% | [9 empty] | 4.171% | 3.617% | 7.212% | 4.362%
19 | 2015-01-03 19:00 | 5.001 | 65.9886 | 1% | 22% | 3.2935 | 320.8154 | 1% | 22% | 11.8945 | 312.9596 | 0 | 0 | 2.4985e-06 | 0.00021637 | 1 | 67% | 194.5682 | 288.2708 | 23.46% | 16.4% | 41 | 43 | 247.1761 | 312.9596 | 29.8% | 17.8% | [9 empty] | 3.794% | 2.95% | 6.39% | 3.991%
20 | 2015-01-03 20:00 | 3.6024 | 21.8005 | 0% | 20% | -3.6024 | 329.8395 | 0% | 20% | 3.6 | 312.9596 | 0.001 | 0 | 0.0004755 | 0.00013474 | 1 | 68% | 250.5828 | 330.7738 | 30.21% | 18.81% | 42 | 27 | 247.1761 | 312.9596 | 29.8% | 17.8% | [9 empty] | 5.185% | 3.844% | 7.736% | 5.581%
21 | 2015-01-03 21:00 | 0 | 35.5349 | 0% | 25% | 0 | 404.0151 | 0% | 25% | 3.6 | 312.9596 | 0 | 0 | 0.00068377 | 4.5284e-06 | 1 | 69% | 286.3879 | 232.7562 | 34.53% | 13.24% | 39 | 39 | 247.1761 | 312.9596 | 29.8% | 17.8% | [9 empty] | 6.047% | 2.393% | 9.255% | 3.551%
22 | 2015-01-03 22:00 | 0 | 0 | 1% | 25% | 8.2945 | 439.55 | 1% | 25% | 11.8945 | 312.9596 | 0 | 0 | 1.979e-05 | 0.00049903 | 1 | 70% | 135.4837 | 220.4782 | 16.33% | 12.54% | 39 | 16 | 247.1761 | 312.9596 | 29.8% | 17.8% | [9 empty] | 3.984% | 2.574% | 5.158% | 4.125%
23 | 2015-01-03 23:00 | 0 | 0 | 1% | 28% | 8.2945 | 492.296 | 1% | 28% | 11.8945 | 312.9596 | 0 | 0 | 1.979e-05 | 0.00060754 | 1 | 71% | 158.2596 | 205.2679 | 19.08% | 11.67% | 32 | 27 | 247.1761 | 312.9596 | 29.8% | 17.8% | [9 empty] | 3.33% | 2.535% | 5.245% | 3.844%
0 | 2015-01-04 | 9.989 | 0 | 1% | 43% | -1.6945 | 756.026 | 1% | 43% | 11.8945 | 312.9596 | 0 | 0 | 5.7674e-05 | 0.0027747 | 1 | 72% | 218.9282 | 312.4564 | 26.39% | 17.77% | 55 | 26 | 247.1761 | 312.9596 | 29.8% | 17.8% | [9 empty] | 4.303% | 5.072% | 6.473% | 6.389%
1 | 2015-01-04 01:00 | 10.2998 | 27.035 | 1% | 47% | -2.0053 | 799.319 | 1% | 47% | 11.8945 | 312.9596 | 0 | 0 | 6.3505e-05 | 0.00051309 | 1 | 73% | 164.2832 | 314.7492 | 19.81% | 17.9% | 49 | 26 | 247.1761 | 312.9596 | 29.8% | 17.8% | [9 empty] | 4.278% | 2.326% | 5.568% | 4.643%
2 | 2015-01-04 02:00 | 6.3998 | 0 | 1% | 48% | 1.8947 | 843.936 | 1% | 48% | 11.8945 | 312.9596 | 0 | 0 | 1.0674e-05 | 0.0016538 | 1 | 74% | 323.7922 | 204.0104 | 39.04% | 11.6% | 41 | 32 | 247.1761 | 312.9596 | 29.8% | 17.8% | [9 empty] | 6.406% | 2.796% | 9.879% | 3.739%
3 | 2015-01-04 03:00 | 5.4787 | 0 | 1% | 49% | 2.8158 | 861.518 | 1% | 49% | 11.8945 | 312.9596 | 0 | 0 | 4.6509e-06 | 0.0016348 | 1 | 75% | 332.1404 | 240.7026 | 40.04% | 13.69% | 46 | 34 | 247.1761 | 312.9596 | 29.8% | 17.8% | [9 empty] | 3.843% | 4.145% | 7.36% | 4.465%
4 | 2015-01-04 04:00 | 2.1737 | 116.9785 | 1% | 57% | 6.1208 | 885.1955 | 1% | 57% | 11.8945 | 312.9596 | 0 | 0 | 3.3416e-06 | 0.001144 | 1 | 76% | 113.4548 | 377.5224 | 13.68% | 21.47% | 35 | 35 | 247.1761 | 312.9596 | 29.8% | 17.8% | [9 empty] | 2.29% | 4.996% | 4.142% | 5.423%
5 | 2015-01-04 05:00 | 0 | 227.6384 | 1% | 56% | 8.2945 | 756.9536 | 1% | 56% | 11.8945 | 312.9596 | 0 | 0 | 1.979e-05 | 0.0092545 | 1 | 77% | 180.1388 | 277.7846 | 21.72% | 15.8% | 38 | 28 | 247.1761 | 312.9596 | 29.8% | 17.8% | [9 empty] | 3.476% | 2.926% | 5.907% | 4.545%
6 | 2015-01-04 06:00 | 6.4471 | 66.502 | 2% | 46% | 10.1419 | 742.27 | 2% | 46% | 20.189 | 312.9596 | 0 | 0 | 4.3035e-07 | 6.6503e-05 | 1 | 78% | 238.6061 | 242.1325 | 28.77% | 13.77% | 40 | 26 | 247.1761 | 312.9596 | 29.8% | 17.8% | [9 empty] | 4.523% | 2.328% | 6.97% | 3.122%
7 | 2015-01-04 07:00 | 17.6333 | 12.4752 | 2% | 44% | -1.0443 | 761.1328 | 2% | 44% | 20.189 | 312.9596 | 0 | 0 | 0.0002 | 0.00090265 | 1 | 79% | 114.1478 | 275.5104 | 13.76% | 15.67% | 41 | 35 | 247.1761 | 312.9596 | 29.8% | 17.8% | [9 empty] | 2.006% | 3.717% | 3.035% | 4.985%
8 | 2015-01-04 08:00 | 5.183 | 39.592 | 1% | 44% | 3.1115 | 734.016 | 1% | 44% | 11.8945 | 312.9596 | 0 | 0 | 3.2405e-06 | 0.00021378 | 1 | 80% | 309.8172 | 297.9196 | 37.35% | 16.94% | 40 | 35 | 247.1761 | 312.9596 | 29.8% | 17.8% | [9 empty] | 5.219% | 4.757% | 7.385% | 5.372%
9 | 2015-01-04 09:00 | 0 | 78.0733 | 1% | 46% | 8.2945 | 730.6987 | 1% | 46% | 11.8945 | 312.9596 | 0 | 0 | 1.979e-05 | 2.4761e-06 | 1 | 81% | 157.1532 | 274.6301 | 18.95% | 15.62% | 33 | 25 | 247.1761 | 312.9596 | 29.8% | 17.8% | [9 empty] | 4.754% | 4.26% | 6.192% | 5.203%
10 | 2015-01-04 10:00 | 3.1045 | 18.8611 | 1% | 46% | 5.19 | 789.9109 | 1% | 46% | 11.8945 | 312.9596 | 0 | 0 | 4.9812e-07 | 0.0012427 | 1 | 82% | 51.9704 | 285.1508 | 6.266% | 16.22% | 24 | 27 | 247.1761 | 312.9596 | 29.8% | 17.8% | [9 empty] | 0.818% | 3.115% | 1.592% | 4.972%
11 | 2015-01-04 11:00 | 11.4248 | 0 | 2% | 46% | 5.1642 | 808.772 | 2% | 46% | 20.189 | 312.9596 | 0 | 0 | 4.4319e-05 | 0.0021141 | 1 | 83% | 311.9536 | 179.0593 | 37.61% | 10.18% | 32 | 34 | 247.1761 | 312.9596 | 29.8% | 17.8% | [9 empty] | 3.013% | 1.965% | 6.885% | 2.923%
12 | 2015-01-04 12:00 | 8.0156 | 0 | 3% | 48% | 16.8679 | 843.936 | 3% | 48% | 28.4835 | 312.9596 | 0 | 0 | 4.7822e-06 | 0.0016538 | 1 | 84% | 153.8706 | 230.7851 | 18.55% | 13.13% | 29 | 28 | 247.1761 | 312.9596 | 29.8% | 17.8% | [9 empty] | 3.566% | 4.129% | 4.651% | 4.718%
13 | 2015-01-04 13:00 | 0 | 0 | 3% | 48% | 24.8835 | 843.936 | 3% | 48% | 28.4835 | 312.9596 | 0 | 0 | 0.00014044 | 0.0016538 | 1 | 85% | 191.1743 | 246.7296 | 23.05% | 14.03% | 19 | 23 | 247.1761 | 312.9596 | 29.8% | 17.8% | [9 empty] | 6.392% | 5.072% | 7.913% | 5.359%
14 | 2015-01-04 14:00 | 0 | 11.0094 | 3% | 49% | 24.8835 | 850.5086 | 3% | 49% | 28.4835 | 312.9596 | 0 | 0 | 0.00014044 | 0.0011677 | 1 | 86% | 161.1922 | 229.1716 | 19.43% | 13.03% | 17 | 19 | 247.1761 | 312.9596 | 29.8% | 17.8% | [9 empty] | 4.601% | 3.473% | 5.949% | 4.197%
15 | 2015-01-04 15:00 | 0 | 22.9751 | 7% | 52% | 58.0615 | 891.2889 | 7% | 52% | 61.6615 | 312.9596 | 0 | 0 | 0.0004356 | 0.00075424 | 1 | 87% | 186.2327 | 200.4605 | 22.45% | 11.4% | 20 | 24 | 247.1761 | 312.9596 | 29.8% | 17.8% | [9 empty] | 5.207% | 2.967% | 6.892% | 3.591%
16 | 2015-01-04 16:00 | 0 | 0 | 14% | 49% | 116.123 | 861.518 | 14% | 49% | 119.723 | 312.9596 | 0 | 0 | 0.00093117 | 0.0016348 | 1 | 88% | 125.5897 | 233.1516 | 15.14% | 13.26% | 7 | 17 | 247.1761 | 312.9596 | 29.8% | 17.8% | [9 empty] | 8.965% | 3.299% | 4.658% | 4.397%
17 | 2015-01-04 17:00 | 0 | 0 | 17% | 51% | 141.0065 | 896.682 | 17% | 51% | 144.6065 | 312.9596 | 0 | 0 | 0.0012803 | 0.0011758 | 1 | 89% | 0 | 209.846 | 0% | 11.94% | 0 | 10 | 247.1761 | 312.9596 | 29.8% | 17.8% | [10 empty] | 3.125% |  | 3.525%
18 | 2015-01-04 18:00 | 0 | 83.5676 | 26% | 50% | 215.657 | 795.5324 | 26% | 50% | 219.257 | 312.9596 | 0 | 0 | 0.0024692 | 5.8156e-05 | 1 | 90% | 81.939 | 229.3434 | 9.879% | 13.04% | 1 | 12 | 247.1761 | 312.9596 | 29.8% | 17.8% | [9 empty] | 9.879% | 7.028% | #DIV/0! | 3.703%
19 | 2015-01-04 19:00 | 0 | 148.6394 | 40% | 51% | 331.78 | 748.0426 | 40% | 51% | 247.1761 | 312.9596 | 0 | 0 | 0.0016112 | 0.0025251 | 1 | 91% | 0 | 79.8263 | 0% | 4.54% | 0 | 1 | 247.1761 | 312.9596 | 29.8% | 17.8% | [10 empty] | 4.54% |  | #DIV/0!
20 | 2015-01-04 20:00 | 0 | 93.9592 | 46% | 47% | 381.547 | 732.3948 | 46% | 47% | 247.1761 | 312.9596 | 0 | 0 | 0.0022377 | 0.00023754 | 1 | 92% | 0 | 0 | 0% | 0% | 0 | 0 | 247.1761 | 312.9596 | 29.8% | 17.8%
21 | 2015-01-04 21:00 | 0 | 17.5406 | 47% | 48% | 389.8415 | 826.3954 | 47% | 48% | 247.1761 | 312.9596 | 0 | 0 | 0.0028582 | 0.00094192 | 1 | 93% | 0 | 237.4658 | 0% | 13.51% | 0 | 3 | 247.1761 | 312.9596 | 29.8% | 17.8% | [10 empty] | 8.474% |  | 4.488%
22 | 2015-01-04 22:00 | 0 | 0 | 53% | 49% | 439.6085 | 861.518 | 53% | 49% | 247.1761 | 312.9596 | 0 | 0 | 0.0021906 | 0.0016348 | 1 | 94% | 0 | 0 | 0% | 0% | 0 | 0 | 247.1761 | 312.9596 | 29.8% | 17.8%
23 | 2015-01-04 23:00 | 0 | 0 | 57% | 53% | 472.7865 | 931.846 | 57% | 53% | 247.1761 | 312.9596 | 0 | 0 | 0.0016916 | 0.0016794 | 1 | 95% | 0 | 0 | 0% | 0% | 0 | 0 | 247.1761 | 312.9596 | 29.8% | 17.8%
0 | 2015-01-05 | 0 | 0 | 62% | 59% | 514.259 | 1037.338 | 62% | 59% | 247.1761 | 312.9596 | 0 | 0 | 0.0019041 | 0.0012771 | 1 | 96% | 0 | 0 | 0% | 0% | 0 | 0 | 247.1761 | 312.9596 | 29.8% | 17.8%
1 | 2015-01-05 01:00 | 15.0436 | 0 | 66% | 65% | 532.3934 | 1142.83 | 66% | 65% | 247.1761 | 312.9596 | 0 | 0 | 0.00055551 | 0.0013583 | 1 | 97% | 0 | 0 | 0% | 0% | 0 | 0 | 247.1761 | 312.9596 | 29.8% | 17.8%
2 | 2015-01-05 02:00 | 27.2515 | 0 | 67% | 74% | 528.48 | 1301.068 | 67% | 74% | 247.1761 | 312.9596 | 0 | 0 | 2.587e-05 | 0.00078175 | 1 | 98% | 0 | 0 | 0% | 0% | 0 | 0 | 247.1761 | 312.9596 | 29.8% | 17.8%
3 | 2015-01-05 03:00 | 0 | 0 | 59% | 76% | 489.3755 | 1336.232 | 59% | 76% | 247.1761 | 312.9596 | 0 | 0 | 0.00068611 | 0.0024961 | 1 | 99% | 0 | 0 | 0% | 0% | 0 | 0 | 247.1761 | 312.9596 | 29.8% | 17.8%
4 | 2015-01-05 04:00 | 31.8259 | 0 | 65% | 79% | 507.3166 | 1388.978 | 65% | 79% | 247.1761 | 312.9596 | 0 | 0 | 3.1102e-06 | 0.0013819 | 1 | 100% | 0 | 0 | 0% | 0% | 0 | 0 | 247.1761 | 312.9596 | 29.8% | 17.8%
5 | 2015-01-05 05:00 | 0.59856 | 130.9984 | 60% | 86% | 497.0714 | 1381.0536 | 60% | 86% | 247.1761 | 312.9596 | 0 | 0 | 0.0017076 | 0.0015823 | 1
6 | 2015-01-05 06:00 | 15.2516 | Data Error | 62% | Data Error | 499.0074 | Data Error | 62% | Data Error | 247.1761 | Data Error | 0 | Data Error | 0.00063748 | Data Error | 1
7 | 2015-01-05 07:00 | 10.4366 | Data Error | 59% | Data Error | 478.9389 | Data Error | 59% | Data Error | 247.1761 | Data Error | 0 | Data Error | 0.00018526 | Data Error | 1
8 | 2015-01-05 08:00 | 79.2392 | Data Error | 64% | Data Error | 451.6088 | Data Error | 64% | Data Error | 247.1761 | Data Error | 0 | Data Error | 0.0033477 | Data Error | 1 |  | West | [14 empty] | West | [13 empty] | West
9 | 2015-01-05 09:00 | 26.61 | 377.5224 | 62% | 76% | 487.649 | 958.7096 | 62% | 76% | 247.1761 | 312.9596 | 0 | 0.013 | 0.0001335 | 0.027146 | 1 |  | Max of Hourly BAAL Up PACW | Column Labels | [13 empty] | Average of Hourly BAAL Up PACW | Column Labels | [12 empty] | StdDev of Hourly BAAL Up PACW | Column Labels
10 | 2015-01-05 10:00 | 18.4248 | 294.5928 | 60% | 72% | 479.2452 | 971.3112 | 60% | 72% | 247.1761 | 312.9596 | 0 | 0 | 0.00039331 | 0.01365 | 1 |  | Row Labels | 1 | 2 | 3 | 4 | 5 | 6 | 7 | 8 | 9 | 10 | 11 | 12 | Grand Total |  | Row Labels | 1 | 2 | 3 | 4 | 5 | 6 | 7 | 8 | 9 | 10 | 11 | 12 | Grand Total | Row Labels | 1 | 2 | 3 | 4 | 5 | 6 | 7 | 8 | 9 | 10 | 11 | 12 | Grand Total | 3-hour Rolling Max
11 | 2015-01-05 11:00 | 0 | 222.4038 | 61% | 66% | 505.9645 | 938.0082 | 61% | 66% | 247.1761 | 312.9596 | 0 | 0 | 0.001728 | 0.0081589 | 1 |  | 0 | 130.2659 | 181.9232 | 102.9628 | 78.9156 | 72.4969 | 252.7256 | 219.5922 | 107.6038 | 91.0752 | 131.414 | 170.6087 | 218.9282 | 252.7256 |  | 0 | 11.5709 | 35.4735 | 12.051 | 9.3854 | 9.1588 | 22.6847 | 31.1213 | 13.3988 | 13.6404 | 23.1069 | 37.3889 | 43.3599 | 21.7024 | 0 | 29.058 | 53.3573 | 24.555 | 21.1066 | 15.4058 | 49.9653 | 47.7052 | 25.7188 | 24.7174 | 37.9178 | 47.3841 | 57.7215 | 39.7173 | 310.6187
12 | 2015-01-05 12:00 | 0 | 172.661 | 62% | 68% | 514.259 | 1022.915 | 62% | 68% | 247.1761 | 312.9596 | 0 | 0 | 0.0019041 | 0.0035721 | 1 |  | 1 | 169.2355 | 180.0239 | 114.61 | 167.4654 | 76.0526 | 310.6187 | 60.6367 | 103.3016 | 113.0513 | 134.3089 | 155.6436 | 175.9171 | 310.6187 |  | 1 | 21.164 | 26.0719 | 22.4334 | 17.7917 | 9.3002 | 24.6262 | 11.8761 | 12.8024 | 13.1391 | 21.3117 | 36.2149 | 37.0053 | 21.043 | 1 | 42.8107 | 41.3178 | 32.123 | 36.5771 | 16.3413 | 58.0267 | 17.464 | 25.6881 | 26.8881 | 34.3261 | 41.8548 | 52.9362 | 37.913 | 310.6187
13 | 2015-01-05 13:00 | 45.7134 | 142.6591 | 67% | 66% | 510.0181 | 1017.7529 | 67% | 66% | 247.1761 | 312.9596 | 0 | 0 | 0.00029487 | 0.0020224 | 1 |  | 2 | 145.4444 | 180.1388 | 174.0266 | 147.21 | 109.5829 | 83.9972 | 179.2547 | 137.115 | 65.0094 | 70.3741 | 125.3557 | 217.1922 | 217.1922 |  | 2 | 18.3902 | 23.0793 | 26.6149 | 24.2832 | 12.9847 | 12.4059 | 23.571 | 12.9972 | 13.4141 | 15.7242 | 31.4233 | 44.6891 | 21.5287 | 2 | 35.2973 | 38.6712 | 37.4943 | 40.6644 | 26.2027 | 18.9807 | 47.555 | 32.0969 | 20.3956 | 22.231 | 38.091 | 59.9984 | 37.1661 | 310.6187
14 | 2015-01-05 14:00 | 72.6727 | 73.8638 | 67% | 62% | 483.0588 | 1016.2202 | 67% | 62% | 247.1761 | 312.9596 | 0 | 0 | 0.0024675 | 8.5943e-07 | 1 |  | 3 | 96.5267 | 201.5672 | 112.5347 | 86.8333 | 148.7599 | 28.7111 | 149.1632 | 170.9719 | 67.1952 | 106.757 | 138.9187 | 242.7749 | 242.7749 |  | 3 | 15.3481 | 25.4873 | 22.9749 | 11.201 | 13.7174 | 6.0251 | 15.0034 | 14.2719 | 11.4637 | 20.8873 | 26.3868 | 33.3934 | 17.9561 | 3 | 26.0186 | 52.9907 | 36.4254 | 20.2826 | 30.2087 | 9.5761 | 32.9638 | 38.4344 | 18.0464 | 31.4669 | 38.192 | 58.2422 | 35.4006 | 242.7749
15 | 2015-01-05 15:00 | 0 | 0 | 64% | 64% | 530.848 | 1125.248 | 64% | 64% | 247.1761 | 312.9596 | 0 | 0 | 0.0014193 | 0.0016915 | 1 |  | 4 | 113.8864 | 213.6523 | 123.9137 | 48.7175 | 181.4504 | 167.0104 | 93.0065 | 126.9652 | 64.7514 | 106.2894 | 143.9094 | 222.3868 | 222.3868 |  | 4 | 14.4457 | 26.8996 | 18.1384 | 7.9675 | 17.5358 | 11.283 | 12.7785 | 18.6237 | 7.497 | 15.2512 | 27.5485 | 37.6224 | 17.9502 | 4 | 26.0287 | 55.6156 | 29.1806 | 12.8818 | 38.0336 | 30.6369 | 23.6429 | 33.0402 | 13.7274 | 27.2701 | 48.0689 | 63.0732 | 36.8839 | 242.7749
16 | 2015-01-05 16:00 | 0 | 20.3053 | 65% | 66% | 539.1425 | 1140.1067 | 65% | 66% | 247.1761 | 312.9596 | 0 | 0 | 0.0016107 | 0.00060612 | 1 |  | 5 | 63.074 | 214.9772 | 240.8262 | 67.7948 | 100.7974 | 165.1382 | 169.4023 | 111.66 | 59.2402 | 135.8368 | 173.7851 | 195.4314 | 240.8262 |  | 5 | 11.4652 | 25.3629 | 22.0569 | 5.4811 | 20.3831 | 12.0598 | 14.0703 | 17.4015 | 12.8029 | 20.0282 | 23.634 | 31.9053 | 18.0622 | 5 | 17.6254 | 47.3274 | 50.6647 | 13.5298 | 31.058 | 29.9643 | 34.6159 | 28.7975 | 20.1027 | 37.0526 | 38.4963 | 50.8709 | 35.5493 | 277.2925
17 | 2015-01-05 17:00 | 15.8783 | 108.8636 | 72% | 66% | 581.3257 | 1051.5484 | 72% | 66% | 247.1761 | 312.9596 | 0 | 0 | 0.00057062 | 0.00066302 | 1 |  | 6 | 81.939 | 156.4722 | 194.5682 | 60.0703 | 76.0134 | 66.1504 | 194.5087 | 166 | 96.387 | 218.1295 | 180.2584 | 277.2925 | 277.2925 |  | 6 | 16.0513 | 28.2985 | 33.4211 | 7.7817 | 15.5027 | 8.6247 | 23.5928 | 20.7344 | 22.961 | 21.6125 | 29.4972 | 29.4043 | 21.4619 | 6 | 24.0615 | 44.6208 | 51.7363 | 14.9452 | 24.1414 | 14.8041 | 49.3698 | 38.0019 | 30.707 | 43.8174 | 51.746 | 65.05 | 40.978 | 277.2925
18 | 2015-01-05 18:00 | 3.4042 | 330.7738 | 70% | 68% | 577.2108 | 864.8022 | 70% | 68% | 247.1761 | 312.9596 | 0 | 0.003 | 0.001277 | 0.022409 | 1 |  | 7 | 110.097 | 169.681 | 121.8161 | 67.3092 | 62.0423 | 52.7592 | 145.2592 | 95.4648 | 142.2287 | 141.0217 | 191.1678 | 169.0886 | 191.1678 |  | 7 | 11.0403 | 37.5435 | 22.6531 | 8.7472 | 18.9475 | 8.6673 | 33.0323 | 13.6655 | 28.3718 | 20.3096 | 24.205 | 23.6191 | 20.7929 | 7 | 22.8754 | 46.3806 | 37.8155 | 15.7962 | 22.3725 | 13.6752 | 46.516 | 25.5143 | 42.1816 | 35.7334 | 50.6633 | 45.9746 | 36.4678 | 277.2925
19 | 2015-01-05 19:00 | 75.3728 | 227.3555 | 68% | 60% | 488.6532 | 827.5645 | 68% | 60% | 247.1761 | 312.9596 | 0 | 0 | 0.0015226 | 0.0098557 | 1 |  | 8 | 120.0616 | 169.3322 | 100.6787 | 61.142 | 80.8564 | 148.9265 | 135.0869 | 62.5691 | 200.8994 | 164.2832 | 258.7244 | 185.3918 | 258.7244 |  | 8 | 14.5376 | 30.3312 | 19.3687 | 10.1536 | 18.7025 | 18.8561 | 28.1943 | 15.2579 | 33.0436 | 16.722 | 36.9213 | 27.8217 | 22.3083 | 8 | 32.0983 | 40.6924 | 26.4178 | 16.2175 | 23.745 | 31.6057 | 37.6203 | 19.9084 | 47.4211 | 33.624 | 66.1586 | 53.0721 | 38.1886 | 287.1584
20 | 2015-01-05 20:00 | 178.5209 | 114.5785 | 66% | 53% | 368.9161 | 817.2675 | 66% | 53% | 247.1761 | 312.9596 | 0 | 0 | 0.03011 | 0.00058506 | 1 |  | 9 | 126.5894 | 240.3691 | 287.1584 | 93.0612 | 163.4707 | 164.2158 | 173.1155 | 110.0567 | 133.1045 | 164.2832 | 231.5122 | 182.6248 | 287.1584 |  | 9 | 11.7301 | 30.0952 | 32.0645 | 12.4987 | 22.7802 | 24.8311 | 27.1208 | 22.555 | 22.7074 | 13.5204 | 43.5859 | 25.9665 | 23.885 | 9 | 25.8926 | 47.0291 | 59.7046 | 20.6596 | 34.6539 | 38.9075 | 38.8836 | 31.0031 | 35.3881 | 32.4239 | 68.3844 | 47.4222 | 41.9648 | 287.1584
21 | 2015-01-05 21:00 | 251.047 | 49.1354 | 60% | 51% | 246.623 | 847.5466 | 60% | 51% | 247.1761 | 312.9596 | 0.001 | 0 | 0.067924 | 4.024e-05 | 1 |  | 10 | 62.0626 | 186.4333 | 196.4172 | 162.715 | 148.5803 | 170.7418 | 133.7279 | 123.6199 | 140.2417 | 136.6571 | 153.8706 | 142.262 | 196.4172 |  | 10 | 8.9714 | 25.842 | 17.6204 | 21.6812 | 23.0368 | 31.3743 | 24.3467 | 25.4824 | 23.4358 | 16.0044 | 33.5714 | 24.4881 | 22.7906 | 10 | 14.9133 | 37.8378 | 38.2601 | 36.1736 | 35.7247 | 44.7172 | 35.9031 | 34.001 | 33.5321 | 31.0102 | 51.4416 | 43.659 | 37.1209 | 287.1584
22 | 2015-01-05 22:00 | 187.8541 | 94.1716 | 47% | 51% | 201.9874 | 802.5104 | 47% | 51% | 247.1761 | 312.9596 | 0 | 0 | 0.029935 | 0.00037139 | 1 |  | 11 | 74.7257 | 90.81 | 111.3218 | 128.4025 | 144.6514 | 145.8768 | 106.2048 | 123.4698 | 86.8357 | 177.8935 | 137.7647 | 149.3773 | 177.8935 |  | 11 | 10.7012 | 21.2459 | 10.9124 | 30.8967 | 26.4902 | 23.935 | 22.6333 | 26.2916 | 21.0185 | 21.7398 | 25.7274 | 23.604 | 22.0618 | 11 | 19.6983 | 27.0969 | 25.5978 | 41.6797 | 37.2874 | 35.8461 | 32.4588 | 31.9643 | 26.3176 | 39.1779 | 41.8498 | 40.8688 | 34.0384 | 254.5864
23 | 2015-01-05 23:00 | 0 | 0 | 31% | 49% | 257.1295 | 861.518 | 31% | 49% | 247.1761 | 312.9596 | 0 | 0 | 0.0011007 | 0.0016348 | 1 |  | 12 | 112.2403 | 125.5897 | 128.1481 | 172.9616 | 130.3759 | 90.2626 | 110.6388 | 120.8072 | 128.4774 | 254.5864 | 135.4837 | 125.8007 | 254.5864 |  | 12 | 11.2851 | 22.8917 | 10.1374 | 28.923 | 24.4199 | 15.4374 | 18.6495 | 30.7075 | 24.0777 | 31.435 | 29.4278 | 22.8313 | 22.4942 | 12 | 22.0017 | 34.6212 | 26.3164 | 44.5553 | 38.208 | 23.7225 | 25.9345 | 37.7171 | 34.2733 | 55.6385 | 40.8965 | 36.664 | 36.3891 | 254.5864
0 | 2015-01-06 | 73.0705 | 0 | 28% | 49% | 159.1755 | 861.518 | 28% | 49% | 235.846 | 312.9596 | 0 | 0 | 0.003094 | 0.0016348 | 1 |  | 13 | 100.712 | 182.8918 | 121.4608 | 140.9687 | 126.2777 | 81.9541 | 101.2163 | 250.5828 | 127.8721 | 252.9382 | 132.0114 | 157.1532 | 252.9382 |  | 13 | 10.5135 | 17.342 | 12.8295 | 37.2742 | 22.0866 | 12.2172 | 16.236 | 28.2618 | 21.853 | 37.2814 | 29.2116 | 22.5531 | 22.3147 | 13 | 21.3883 | 37.5726 | 28.1101 | 46.3182 | 31.6793 | 20.9842 | 30.2824 | 53.5268 | 32.4877 | 68.6581 | 37.56 | 40.5887 | 40.0774 | 332.1404
1 | 2015-01-06 01:00 | 123.1964 | 0 | 30% | 61% | 125.6386 | 1072.502 | 30% | 61% | 247.1761 | 312.9596 | 0 | 0 | 0.0084795 | 0.0011846 | 1 |  | 14 | 109.9771 | 126.0984 | 94.1676 | 149.8531 | 86.862 | 70.1052 | 97.7711 | 262.0195 | 67.2798 | 332.1404 | 145.0117 | 278.9899 | 332.1404 |  | 14 | 15.6043 | 23.4176 | 12.8524 | 41.2483 | 19.1001 | 9.6908 | 11.9519 | 23.2487 | 10.1235 | 33.9459 | 24.9915 | 24.3861 | 20.8163 | 14 | 29.1845 | 40.2344 | 25.8774 | 47.2189 | 28.2685 | 19.4429 | 26.4997 | 48.968 | 16.6413 | 73.9968 | 35.8483 | 56.7093 | 41.1267 | 332.1404
2 | 2015-01-06 02:00 | 20.8732 | 117.7628 | 22% | 64% | 161.6058 | 1007.4852 | 22% | 64% | 186.079 | 312.9596 | 0 | 0 | 0.00017322 | 0.0006683 | 1 |  | 15 | 309.8172 | 213.0348 | 186.2156 | 97.7822 | 147.3343 | 54.2093 | 80.0124 | 103.9949 | 138.7115 | 183.3329 | 307.4904 | 314.0196 | 314.0196 |  | 15 | 23.3039 | 18.7583 | 26.203 | 25.3134 | 15.9285 | 8.5963 | 11.0337 | 17.3155 | 17.9297 | 23.7821 | 37.2393 | 21.1368 | 20.4859 | 15 | 64.2318 | 45.5524 | 47.0659 | 30.6819 | 32.4845 | 15.1821 | 21.6954 | 26.7447 | 31.7778 | 42.3608 | 66.2846 | 58.8059 | 43.1574 | 332.1404
3 | 2015-01-06 03:00 | 0 | 162.0757 | 15% | 65% | 124.4175 | 980.7543 | 15% | 65% | 128.0175 | 312.9596 | 0 | 0 | 0.00077608 | 0.0030611 | 1 |  | 16 | 286.3394 | 236.694 | 156.2543 | 113.9188 | 109.3291 | 54.2093 | 47.5871 | 74.6443 | 115.688 | 157.7183 | 269.8266 | 246.5808 | 286.3394 |  | 16 | 22.6592 | 17.4259 | 26.2846 | 20.9048 | 12.0955 | 11.5169 | 10.1678 | 10.1953 | 14.1603 | 24.8497 | 45.5941 | 24.7188 | 19.9396 | 16 | 58.5515 | 46.5299 | 45.9652 | 32.0334 | 26.6126 | 19.1368 | 15.3564 | 17.4102 | 28.6952 | 44.4393 | 66.5797 | 53.3596 | 41.5569 | 314.0196
4 | 2015-01-06 04:00 | 60.5005 | 116.0825 | 24% | 63% | 138.5675 | 991.5835 | 24% | 63% | 202.668 | 312.9596 | 0 | 0 | 0.00059362 | 0.00030323 | 1 |  | 17 | 178.4394 | 311.9536 | 131.8847 | 129.4098 | 95.8337 | 108.0372 | 96.6288 | 136.6014 | 88.7882 | 145.7011 | 256.3298 | 223.101 | 311.9536 |  | 17 | 14.8419 | 42.0809 | 22.0909 | 22.9982 | 11.4526 | 16.0485 | 15.388 | 15.0336 | 11.6195 | 30.1561 | 36.0541 | 24.0024 | 21.6423 | 17 | 37.318 | 72.6129 | 33.2319 | 36.1093 | 22.8067 | 25.6829 | 23.2833 | 29.827 | 23.6672 | 44.111 | 58.6571 | 47.359 | 40.7838 | 323.7922
5 | 2015-01-06 05:00 | 63.074 | 16.8391 | 16% | 60% | 69.638 | 1038.0809 | 16% | 60% | 136.312 | 312.9596 | 0 | 0 | 0.0013549 | 0.00041854 | 1 |  | 18 | 85.2419 | 323.7922 | 166.3715 | 209.276 | 47.6707 | 84.0694 | 142.0636 | 159.0744 | 62.9512 | 128.8145 | 304.9591 | 179.4204 | 323.7922 |  | 18 | 9.2778 | 46.5659 | 32.7482 | 25.2023 | 8.6347 | 11.3413 | 19.326 | 20.5584 | 12.2875 | 18.5027 | 34.1386 | 19.3845 | 21.3375 | 18 | 18.7579 | 72.6036 | 45.2186 | 46.4646 | 12.9734 | 21.2375 | 38.1467 | 39.2202 | 18.8109 | 33.7392 | 62.2513 | 36.9905 | 41.5206 | 323.7922
6 | 2015-01-06 06:00 | 52.901 | 28.4448 | 12% | 60% | 46.633 | 1026.4752 | 12% | 60% | 103.134 | 312.9596 | 0 | 0 | 0.00096888 | 0.00019203 | 1 |  | 19 | 75.3728 | 305.039 | 286.3879 | 170.9758 | 64.3604 | 112.5124 | 204.9899 | 198.7864 | 83.8324 | 74.5865 | 211.6202 | 221.9664 | 305.039 |  | 19 | 10.5786 | 49.2218 | 32.2779 | 26.6414 | 10.1006 | 18.2605 | 22.1768 | 40.1338 | 15.6445 | 9.4847 | 39.2664 | 25.823 | 24.8328 | 19 | 21.2725 | 67.509 | 64.0759 | 42.812 | 17.1284 | 28.4089 | 43.1526 | 59.5663 | 18.3529 | 18.9477 | 55.6261 | 54.0971 | 45.822 | 323.7922
7 | 2015-01-06 07:00 | 0 | 31.4257 | 10% | 64% | 82.945 | 1093.8223 | 10% | 64% | 86.545 | 312.9596 | 0 | 0 | 0.00057035 | 0.00054074 | 1 |  | 20 | 178.5209 | 200.4228 | 285.9764 | 171.281 | 99.6293 | 117.9372 | 186.0214 | 190.5028 | 83.8324 | 112.0699 | 164.6936 | 206.5631 | 285.9764 |  | 20 | 13.5148 | 33.2649 | 24.7619 | 25.5971 | 11.1763 | 16.487 | 23.2479 | 30.8713 | 15.1914 | 13.6409 | 40.5415 | 35.4433 | 23.5303 | 20 | 34.5462 | 48.2185 | 56.7776 | 45.0865 | 22.1109 | 28.0225 | 40.3702 | 52.8363 | 18.9494 | 24.7825 | 56.937 | 56.4111 | 43.0341 | 305.039
8 | 2015-01-06 08:00 | 16.902 | 2.8153 | 9% | 60% | 57.7485 | 1052.1047 | 9% | 60% | 78.2505 | 312.9596 | 0 | 0 | 3.7759e-05 | 0.00080852 | 1 |  | 21 | 251.047 | 162.1433 | 201.7992 | 178.9852 | 111.4579 | 125.1962 | 128.8604 | 124.3985 | 64.2078 | 152.9441 | 160.4194 | 173.6174 | 251.047 |  | 21 | 17.5604 | 32.0917 | 20.2522 | 22.2193 | 14.1332 | 25.1224 | 22.0696 | 21.7062 | 15.6972 | 17.1302 | 31.5991 | 38.5061 | 23.0281 | 21 | 46.4553 | 38.9312 | 42.1021 | 37.7399 | 28.4808 | 38.4691 | 30.6061 | 29.6783 | 17.7347 | 34.399 | 49.4401 | 55.4257 | 38.7353 | 285.9764
9 | 2015-01-06 09:00 | 24.8305 | 61.9924 | 12% | 61% | 74.7035 | 1010.5096 | 12% | 61% | 103.134 | 312.9596 | 0 | 0 | 7.3742e-06 | 7.0748e-07 | 1 |  | 22 | 187.8541 | 151.4707 | 119.2319 | 110.6285 | 257.9922 | 142.8566 | 111.4312 | 81.0064 | 59.5932 | 110.366 | 157.0295 | 186.0808 | 257.9922 |  | 22 | 24.9759 | 39.2257 | 17.348 | 19.2438 | 22.6292 | 31.1534 | 25.4046 | 18.3765 | 12.7765 | 13.7051 | 27.4906 | 43.6791 | 24.5171 | 22 | 47.4588 | 44.582 | 28.0311 | 31.2809 | 51.6791 | 37.7577 | 34.504 | 23.0666 | 16.0923 | 26.0295 | 45.5554 | 60.9143 | 39.6996 | 257.9922
10 | 2015-01-06 10:00 | 26.5588 | 64.4248 | 7% | 60% | 31.5027 | 990.4952 | 7% | 60% | 61.6615 | 312.9596 | 0 | 0 | 0.00012429 | 4.3648e-05 | 1 |  | 23 | 157.3307 | 206.1398 | 136.7213 | 107.9123 | 176.2154 | 100.7728 | 192.5404 | 134.8573 | 56.9864 | 127.4788 | 194.0857 | 173.9988 | 206.1398 |  | 23 | 12.4901 | 47.3367 | 15.051 | 15.6099 | 26.5369 | 23.4216 | 34.3556 | 19.6648 | 10.681 | 14.5074 | 35.8006 | 36.0312 | 24.1004 | 23 | 33.0008 | 50.8227 | 29.4945 | 26.974 | 47.6855 | 30.8437 | 48.667 | 36.1541 | 16.3251 | 28.2295 | 51.2288 | 60.1786 | 41.0988 | 257.9922
11 | 2015-01-06 11:00 | 43.7608 | 106.9243 | 7% | 58% | 14.3007 | 912.8317 | 7% | 58% | 61.6615 | 312.9596 | 0 | 0 | 0.0010168 | 0.00013358 | 1 |  | Grand Total | 309.8172 | 323.7922 | 287.1584 | 209.276 | 257.9922 | 310.6187 | 219.5922 | 262.0195 | 200.8994 | 332.1404 | 307.4904 | 314.0196 | 332.1404 |  | Grand Total | 14.6703 | 30.2157 | 21.3741 | 19.9602 | 16.9514 | 16.8611 | 20.7154 | 20.3982 | 16.8907 | 20.5998 | 32.7319 | 30.0296 | 21.6893 | Grand Total | 33.5017 | 48.5098 | 40.1177 | 34.4237 | 30.513 | 31.2464 | 35.8039 | 35.8233 | 27.3012 | 39.6346 | 50.7632 | 52.6582 | 39.4433
12 | 2015-01-06 12:00 | 33.4783 | 82.3048 | 5% | 55% | 7.9942 | 884.7052 | 5% | 55% | 45.0725 | 312.9596 | 0 | 0 | 0.00068779 | 5.2253e-05 | 1
13 | 2015-01-06 13:00 | 18.0016 | 185.165 | 2% | 58% | -1.4126 | 834.591 | 2% | 58% | 20.189 | 312.9596 | 0 | 0 | 0.00021276 | 0.0031425 | 1
14 | 2015-01-06 14:00 | 13.606 | 142.8204 | 1% | 55% | -5.3115 | 824.1896 | 1% | 55% | 11.8945 | 312.9596 | 0.001 | 0 | 0.00014292 | 0.0017345 | 1 |  | East | [14 empty] | East | [13 empty] | East
15 | 2015-01-06 15:00 | 0 | 139.9374 | 1% | 51% | 8.2945 | 756.7446 | 1% | 51% | 11.8945 | 312.9596 | 0 | 0 | 1.979e-05 | 0.0020522 | 1 |  | Max of Hourly BAAL Up PACE | Column Labels | [13 empty] | Average of Hourly BAAL Up PACE | Column Labels | [12 empty] | StdDev of Hourly BAAL Up PACE | Column Labels
16 | 2015-01-06 16:00 | 0 | 10.4738 | 1% | 52% | 8.2945 | 903.7902 | 1% | 52% | 11.8945 | 312.9596 | 0 | 0 | 1.979e-05 | 0.0011953 | 1 |  | Row Labels | 1 | 2 | 3 | 4 | 5 | 6 | 7 | 8 | 9 | 10 | 11 | 12 | Grand Total |  | Row Labels | 1 | 2 | 3 | 4 | 5 | 6 | 7 | 8 | 9 | 10 | 11 | 12 | Grand Total | Row Labels | 1 | 2 | 3 | 4 | 5 | 6 | 7 | 8 | 9 | 10 | 11 | 12 | Grand Total | 3-hour Rolling Max
17 | 2015-01-06 17:00 | 2.1514 | 182.355 | 2% | 50% | 14.4376 | 696.745 | 2% | 50% | 20.189 | 312.9596 | 0 | 0 | 2.0458e-05 | 0.0040721 | 1 |  | 0 | 192.0412 | 152.7216 | 252.7362 | 189.5042 | 241.5016 | 317.1836 | 363.0026 | 179.3293 | 266.7215 | 176.5433 | 485.9442 | 354.874 | 485.9442 |  | 0 | 30.0851 | 35.6541 | 37.4755 | 46.9027 | 71.2317 | 94.328 | 43.9134 | 39.1478 | 33.4399 | 21.1663 | 77.6741 | 63.301 | 49.4964 | 0 | 47.2296 | 49.8661 | 64.807 | 61.3398 | 83.5559 | 95.7206 | 76.4975 | 50.3209 | 66.2008 | 43.0598 | 111.652 | 94.492 | 75.4073 | 485.9442
18 | 2015-01-06 18:00 | 13.3453 | 192.3044 | 2% | 45% | 3.2437 | 598.8856 | 2% | 45% | 20.189 | 312.9596 | 0 | 0 | 8.0508e-05 | 0.0059571 | 1 |  | 1 | 298.6018 | 366.3592 | 186.4048 | 186.029 | 249.177 | 289.4813 | 184.126 | 177.2958 | 265.4594 | 202.0583 | 459.896 | 285.1508 | 459.896 |  | 1 | 46.5512 | 39.2714 | 26.7818 | 37.2057 | 68.2574 | 82.263 | 37.6868 | 31.9317 | 44.8163 | 38.0317 | 80.0623 | 57.0107 | 48.7511 | 1 | 84.5752 | 74.4296 | 44.5817 | 58.0982 | 73.127 | 89.7025 | 56.3441 | 51.3883 | 77.0152 | 61.0388 | 106.4128 | 87.5876 | 74.6197 | 485.9442
19 | 2015-01-06 19:00 | 10.2286 | 158.9527 | 2% | 40% | 6.3604 | 544.3273 | 2% | 40% | 20.189 | 312.9596 | 0 | 0 | 2.7196e-05 | 0.0032226 | 1 |  | 2 | 303.2806 | 218.0818 | 110.3111 | 363.7642 | 168.555 | 161.4139 | 136.7308 | 186.4902 | 193.1582 | 213.0046 | 325.9782 | 274.6301 | 363.7642 |  | 2 | 47.1578 | 19.4452 | 16.9132 | 51.9687 | 43.3637 | 42.231 | 31.173 | 32.1522 | 41.2269 | 35.5723 | 79.8999 | 70.9824 | 42.6857 | 2 | 78.1794 | 45.5318 | 31.4998 | 82.9892 | 50.2678 | 51.8951 | 39.6623 | 55.5197 | 58.4919 | 56.9326 | 95.6808 | 78.3262 | 64.6316 | 459.896
20 | 2015-01-06 20:00 | 0 | 77.7557 | 1% | 37% | 8.2945 | 572.7783 | 1% | 37% | 11.8945 | 312.9596 | 0 | 0 | 1.979e-05 | 8.0575e-05 | 1 |  | 3 | 188.9898 | 169.8888 | 204.7541 | 253.3666 | 232.6297 | 178.3884 | 201.4727 | 91.3484 | 322.2229 | 177.4726 | 270.7279 | 293.8852 | 322.2229 |  | 3 | 41.0024 | 23.5931 | 31.8814 | 38.3981 | 44.1554 | 44.6085 | 32.3531 | 10.821 | 58.8587 | 40.9809 | 92.2607 | 81.3301 | 45.0333 | 3 | 64.4431 | 49.6103 | 59.3049 | 56.3541 | 58.9919 | 54.2438 | 49.3938 | 22.2451 | 82.9775 | 52.3152 | 85.6136 | 81.8909 | 64.9793 | 363.7642
21 | 2015-01-06 21:00 | 0 | 12.9467 | 1% | 32% | 8.2945 | 549.6773 | 1% | 32% | 11.8945 | 312.9596 | 0 | 0 | 1.979e-05 | 0.00076721 | 1 |  | 4 | 163.7989 | 153.1952 | 253.9992 | 162.0786 | 244.0769 | 258.4891 | 175.0175 | 120.218 | 274.8604 | 220.9619 | 324.2214 | 307.9008 | 324.2214 |  | 4 | 34.2827 | 26.8105 | 24.7832 | 27.9533 | 35.0331 | 45.0371 | 32.494 | 28.1743 | 58.685 | 38.2047 | 88.3941 | 96.8749 | 44.6757 | 4 | 47.9673 | 44.7291 | 53.6967 | 40.3838 | 48.2949 | 61.0206 | 45.4901 | 38.4247 | 81.4771 | 60.9579 | 101.3497 | 95.1457 | 66.4887 | 389.77
22 | 2015-01-06 22:00 | 0 | 99.9126 | 2% | 32% | 16.589 | 462.7114 | 2% | 32% | 20.189 | 312.9596 | 0 | 0 | 5.0648e-05 | 0.00047369 | 1 |  | 5 | 253.4693 | 196.3782 | 326.2919 | 262.7692 | 200.9651 | 210.4783 | 130.956 | 152.8272 | 178.7725 | 187.3468 | 340.8611 | 389.77 | 389.77 |  | 5 | 40.8843 | 33.5426 | 43.6579 | 43.3338 | 33.3496 | 32.3891 | 41.8785 | 35.8987 | 35.2368 | 44.8693 | 69.1668 | 96.512 | 45.8792 | 5 | 68.2859 | 48.8902 | 74.856 | 72.0863 | 49.812 | 55.2912 | 43.5372 | 49.3535 | 49.7408 | 57.3084 | 86.0406 | 97.9442 | 66.2874 | 389.77
23 | 2015-01-06 23:00 | 0 | 98.5992 | 2% | 31% | 16.589 | 446.4428 | 2% | 31% | 20.189 | 312.9596 | 0 | 0 | 5.0648e-05 | 0.00071535 | 1 |  | 6 | 154.3726 | 201.4048 | 319.89 | 221.3779 | 334.1699 | 199.0625 | 270.974 | 174.9715 | 173.0596 | 213.1776 | 324.2269 | 200.9968 | 334.1699 |  | 6 | 31.7903 | 35.9752 | 54.945 | 34.7715 | 64.5433 | 47.217 | 47.8828 | 38.6938 | 36.2166 | 41.2852 | 63.4622 | 73.4468 | 47.5382 | 6 | 42.4104 | 55.4243 | 77.3106 | 58.384 | 87.663 | 57.7731 | 63.1972 | 48.9929 | 45.1369 | 65.555 | 91.7651 | 75.9426 | 66.312 | 389.77
0 | 2015-01-07 | 0 | 128.5214 | 3% | 27% | 24.8835 | 346.1926 | 3% | 27% | 28.4835 | 312.9596 | 0 | 0 | 0.00014044 | 0.0017038 | 1 |  | 7 | 147.9864 | 135.7872 | 304.4508 | 272.1002 | 336.1513 | 136.248 | 177.8796 | 254.8126 | 203.6962 | 213.5845 | 363.5944 | 275.5104 | 363.5944 |  | 7 | 30.3308 | 38.64 | 62.7059 | 51.3452 | 52.2266 | 46.2736 | 38.4286 | 48.0185 | 52.962 | 35.0557 | 86.1155 | 71.8813 | 51.1237 | 7 | 44.4442 | 43.8581 | 76.498 | 63.4374 | 75.5419 | 43.3931 | 44.5848 | 70.8309 | 59.9281 | 53.9266 | 103.0023 | 87.1669 | 67.2801 | 450.9239
1 | 2015-01-07 01:00 | 5.884 | 195.3287 | 3% | 24% | 18.9995 | 226.6393 | 3% | 24% | 28.4835 | 312.9596 | 0 | 0 | 2.2627e-05 | 0.0074171 | 1 |  | 8 | 237.4417 | 162.9328 | 249.2803 | 173.0059 | 223.6487 | 206.3868 | 109.227 | 134.48 | 276.6908 | 157.2048 | 450.9239 | 246.7124 | 450.9239 |  | 8 | 42.452 | 47.651 | 82.4979 | 42.8186 | 32.7838 | 42.4705 | 24.9423 | 47.6404 | 57.6612 | 37.0929 | 94.4395 | 76.1413 | 52.241 | 8 | 69.738 | 50.5577 | 74.0195 | 49.896 | 55.1249 | 43.2071 | 26.9086 | 43.1124 | 66.2863 | 46.8273 | 107.8212 | 80.9438 | 65.1877 | 450.9239
2 | 2015-01-07 02:00 | 0.40008 | 168.069 | 2% | 18% | 16.1889 | 148.407 | 2% | 18% | 20.189 | 312.9596 | 0 | 0 | 4.4015e-05 | 0.0049838 | 1 |  | 9 | 377.5224 | 193.2389 | 367.0391 | 136.6182 | 154.7714 | 123.2791 | 219.0403 | 213.21 | 173.2184 | 271.9722 | 443.4302 | 367.1321 | 443.4302 |  | 9 | 61.319 | 34.4217 | 70.2407 | 25.7955 | 25.1012 | 25.1238 | 18.2893 | 34.7193 | 29.916 | 41.5079 | 78.4455 | 81.1573 | 43.6081 | 9 | 88.4542 | 52.8148 | 79.4141 | 41.3136 | 43.4341 | 34.0624 | 40.4526 | 48.0304 | 45.954 | 61.6569 | 98.7209 | 97.7692 | 67.3627 | 450.9239
3 | 2015-01-07 03:00 | 0 | 127.3104 | 2% | 15% | 16.589 | 136.4196 | 2% | 15% | 20.189 | 263.73 | 0 | 0 | 5.0648e-05 | 0.0023568 | 1 |  | 10 | 294.5928 | 203.6938 | 208.8205 | 210.2426 | 172.3676 | 140.68 | 105.8364 | 201.1876 | 110.2288 | 222.6637 | 256.3507 | 285.863 | 294.5928 |  | 10 | 52.3788 | 35.4661 | 37.2746 | 28.0367 | 31.4316 | 21.301 | 21.2909 | 29.262 | 27.0036 | 57.1647 | 58.9559 | 74.0927 | 39.2859 | 10 | 67.6424 | 55.9437 | 51.2636 | 47.3708 | 42.7328 | 33.9161 | 28.3361 | 47.6383 | 37.8536 | 68.1353 | 72.6884 | 91.2069 | 57.6903 | 443.4302
4 | 2015-01-07 04:00 | 0 | 19.6234 | 1% | 7% | 8.2945 | 103.4506 | 1% | 7% | 11.8945 | 123.074 | 0 | 0 | 1.979e-05 | 1.8566e-08 | 1 |  | 11 | 222.4038 | 314.7492 | 287.9714 | 277.9369 | 97.4708 | 168.1799 | 131.8852 | 160.1874 | 204.9306 | 257.8873 | 278.2582 | 296.9281 | 314.7492 |  | 11 | 38.0454 | 46.0927 | 34.0937 | 31.406 | 12.29 | 20.4446 | 19.2186 | 25.788 | 31.241 | 57.0564 | 58.4109 | 67.1032 | 36.537 | 11 | 51.3087 | 77.0348 | 71.5454 | 63.0867 | 26.2575 | 36.3256 | 33.408 | 40.7928 | 51.824 | 63.5534 | 78.8449 | 93.0227 | 61.5182 | 314.7492
5 | 2015-01-07 05:00 | 3.1302 | 0 | 2% | 6% | 13.4588 | 105.492 | 2% | 6% | 20.189 | 105.492 | 0 | 0 | 1.1175e-05 | 0.00012837 | 1 |  | 12 | 172.661 | 196.485 | 208.3516 | 110.2712 | 76.2884 | 207.098 | 225.1813 | 172.3957 | 187.9292 | 306.8572 | 240.3719 | 246.6719 | 306.8572 |  | 12 | 25.4007 | 30.4829 | 30.2144 | 15.8294 | 7.8074 | 27.6777 | 18.7355 | 24.4701 | 27.6573 | 42.451 | 51.5724 | 62.7974 | 30.3324 | 12 | 37.182 | 59.1535 | 52.4844 | 31.1944 | 18.8777 | 52.9274 | 42.3969 | 41.6951 | 52.4894 | 71.337 | 67.2165 | 80.1666 | 54.367 | 314.7492
6 | 2015-01-07 06:00 | 0 | 0 | 2% | 7% | 16.589 | 123.074 | 2% | 7% | 20.189 | 123.074 | 0 | 0 | 5.0648e-05 | 0.00012763 | 1 |  | 13 | 233.7096 | 247.9304 | 115.7764 | 167.5442 | 163.4953 | 180.1264 | 173.5708 | 152.3554 | 149.6808 | 224.0297 | 277.463 | 264.6419 | 277.463 |  | 13 | 33.2674 | 24.2069 | 14.8279 | 23.9463 | 16.8182 | 19.4509 | 24.13 | 11.4196 | 19.2577 | 36.0584 | 54.87 | 69.5988 | 28.9112 | 13 | 64.1269 | 58.6322 | 32.2971 | 38.895 | 39.8354 | 40.4663 | 41.412 | 29.2064 | 36.1416 | 59.6904 | 71.8428 | 82.8492 | 53.9553 | 306.8572
7 | 2015-01-07 07:00 | 0 | 0 | 1% | 8% | 8.2945 | 140.656 | 1% | 8% | 11.8945 | 140.656 | 0 | 0 | 1.979e-05 | 0.00020838 | 1 |  | 14 | 185.748 | 189.1154 | 111.7926 | 192.9563 | 216.6456 | 147.0694 | 125.86 | 62.595 | 165.5261 | 151.1926 | 257.6989 | 288.0994 | 288.0994 |  | 14 | 30.59 | 35.9781 | 22.593 | 25.3185 | 24.8947 | 13.9746 | 18.4994 | 8.0333 | 15.1077 | 33.2229 | 65.8953 | 81.3553 | 31.2633 | 14 | 52.1886 | 53.8374 | 37.9394 | 50.7245 | 48.9824 | 31.7817 | 34.7903 | 17.961 | 36.6144 | 44.8693 | 69.2381 | 87.0859 | 53.6725 | 368.103
8 | 2015-01-07 08:00 | 0 | 0 | 1% | 6% | 8.2945 | 105.492 | 1% | 6% | 11.8945 | 105.492 | 0 | 0 | 1.979e-05 | 0.00012837 | 1 |  | 15 | 331.8607 | 313.338 | 199.2514 | 331.0852 | 262.5739 | 275.6323 | 203.1235 | 83.3167 | 143.5903 | 134.2721 | 326.0114 | 368.103 | 368.103 |  | 15 | 38.1731 | 56.004 | 18.6337 | 44.4387 | 27.111 | 15.487 | 36.2722 | 8.6888 | 19.2891 | 24.5611 | 78.2652 | 71.9858 | 36.2705 | 15 | 75.7717 | 82.6114 | 43.3663 | 76.8023 | 55.3782 | 51.9931 | 63.0438 | 19.8763 | 33.9981 | 38.422 | 82.9342 | 79.8926 | 64.5589 | 445.2338
9 | 2015-01-07 09:00 | 3.497 | 0 | 1% | 9% | 4.7975 | 158.238 | 1% | 9% | 11.8945 | 158.238 | 0 | 0 | 5.4078e-08 | 0.00021667 | 1 |  | 16 | 361.0384 | 279.6937 | 146.3023 | 297.626 | 239.5404 | 290.9677 | 337.4706 | 121.0142 | 106.8365 | 119.2108 | 445.2338 | 381.8977 | 445.2338 |  | 16 | 36.7464 | 71.8468 | 18.8808 | 46.2391 | 59.1292 | 27.955 | 43.1557 | 19.7457 | 18.5156 | 34.9083 | 71.5531 | 52.6724 | 41.4526 | 16 | 84.7678 | 79.2711 | 36.1631 | 71.2579 | 78.751 | 66.0442 | 81.404 | 34.7917 | 29.8954 | 42.2668 | 110.8201 | 85.0456 | 71.9362 | 445.2338
10 | 2015-01-07 10:00 | 6.3442 | 59.0714 | 1% | 8% | 1.9503 | 81.5846 | 1% | 8% | 11.8945 | 140.656 | 0 | 0 | 1.024e-05 | 0.0003672 | 1 |  | 17 | 234.746 | 268.5602 | 258.0397 | 254.8909 | 386.692 | 184.6106 | 291.8522 | 216.0685 | 288.2708 | 277.9734 | 440.5164 | 242.93 | 440.5164 |  | 17 | 39.2937 | 59.2805 | 64.3441 | 46.6473 | 72.4526 | 35.3961 | 58.1411 | 45.7174 | 53.3937 | 55.3866 | 77.4465 | 54.4469 | 55.2265 | 17 | 67.2725 | 78.2969 | 82.177 | 61.6839 | 103.524 | 55.3682 | 89.5375 | 66.0406 | 76.896 | 67.1932 | 107.6417 | 70.4085 | 78.5221 | 445.2338
11 | 2015-01-07 11:00 | 0.7326 | 39.4241 | 1% | 7% | 7.5619 | 83.6499 | 1% | 7% | 11.8945 | 123.074 | 0 | 0 | 1.2712e-05 | 0.00012378 | 1 |  | 18 | 330.7738 | 357.4004 | 292.2397 | 322.3546 | 268.4852 | 347.2894 | 271.1218 | 313.62 | 430.0398 | 288.6738 | 373.1671 | 226.231 | 430.0398 |  | 18 | 53.7145 | 47.4326 | 93.0355 | 76.7943 | 64.1422 | 67.4738 | 71.0874 | 93.7903 | 112.983 | 38.5127 | 77.7818 | 53.4633 | 70.6373 | 18 | 89.7357 | 85.8088 | 99.7808 | 93.6669 | 80.6456 | 102.1467 | 85.7402 | 97.5046 | 124.1654 | 68.6774 | 98.01 | 66.0513 | 92.8096 | 440.5164
12 | 2015-01-07 12:00 | 0.7326 | 37.1476 | 0% | 7% | -0.7326 | 85.9264 | 0% | 7% | 3.6 | 123.074 | 0 | 0 | 0.00063836 | 9.6646e-05 | 1 |  | 19 | 306.0017 | 254.792 | 307.6568 | 352.3553 | 352.6922 | 213.034 | 392.6778 | 307.2866 | 263.1476 | 299.5219 | 336.3742 | 212.1635 | 392.6778 |  | 19 | 57.8878 | 47.5162 | 85.5131 | 91.8418 | 73.2617 | 46.8986 | 86.7751 | 97.475 | 62.0425 | 40.5668 | 77.962 | 51.4503 | 68.3996 | 19 | 81.2225 | 66.8159 | 93.627 | 97.3076 | 100.3384 | 64.7048 | 110.9507 | 108.2473 | 92.886 | 73.447 | 93.0685 | 67.4852 | 89.6767 | 430.0398
13 | 2015-01-07 13:00 | 3.0203 | 37.6022 | 0% | 6% | -3.0203 | 67.8898 | 0% | 6% | 3.6 | 105.492 | 0 | 0 | 0.0005066 | 0.00010114 | 1 |  | 20 | 222.137 | 148.0835 | 230.4023 | 268.8565 | 289.6931 | 174.9655 | 353.2264 | 205.05 | 271.6966 | 203.3246 | 418.1147 | 294.23 | 418.1147 |  | 20 | 41.8139 | 38.2638 | 48.1 | 57.7253 | 55.2357 | 26.859 | 69.1729 | 45.2157 | 51.4249 | 31.4016 | 77.1157 | 55.3058 | 49.8285 | 20 | 58.3431 | 44.4966 | 67.5962 | 75.0659 | 81.9789 | 41.7643 | 94.7233 | 61.9164 | 78.9811 | 49.037 | 102.5715 | 81.7104 | 72.5807 | 418.1147
14 | 2015-01-07 14:00 | 0 | 0 | 0% | 6% | 0 | 105.492 | 0% | 6% | 3.6 | 105.492 | 0 | 0 | 0.00068377 | 0.00012837 | 1 |  | 21 | 165.4096 | 250.6991 | 325.9339 | 258.0182 | 265.9643 | 185.228 | 369.7774 | 307.3722 | 218.8712 | 253.502 | 370.1016 | 297.5125 | 370.1016 |  | 21 | 39.9737 | 72.9206 | 43.3421 | 46.6881 | 62.0154 | 33.42 | 59.0554 | 53.9797 | 39.0451 | 43.7099 | 84.5623 | 68.532 | 53.8135 | 21 | 49.226 | 77.7832 | 85.3329 | 69.575 | 83.3215 | 51.4261 | 86.5519 | 77.8918 | 57.8851 | 63.6532 | 106.0195 | 86.5106 | 76.6199 | 419.2626
15 | 2015-01-07 15:00 | 0 | 0 | 0% | 8% | 0 | 140.656 | 0% | 8% | 3.6 | 140.656 | 0 | 0 | 0.00068377 | 0.00020838 | 1 |  | 22 | 150.4576 | 183.9283 | 374.1374 | 343.003 | 244.8572 | 306.322 | 160.7376 | 153.6062 | 248.3278 | 226.4491 | 419.2626 | 291.6847 | 419.2626 |  | 22 | 30.9106 | 53.8141 | 44.8717 | 47.8585 | 85.276 | 72.0535 | 51.1999 | 38.6844 | 29.6076 | 51.1289 | 91.5463 | 56.734 | 54.4962 | 22 | 48.7419 | 60.3729 | 91.3279 | 76.2934 | 82.8817 | 91.9751 | 55.0794 | 50.0676 | 53.8126 | 66.89 | 110.203 | 76.6994 | 75.728 | 419.2626
16 | 2015-01-07 16:00 | 1.2258 | 0 | 0% | 14% | -1.2258 | 246.148 | 0% | 14% | 3.6 | 246.148 | 0 | 0 | 0.00060866 | 0.00039837 | 1 |  | 23 | 172.3898 | 229.3675 | 380.3849 | 240.4476 | 224.0554 | 333.6689 | 297.1968 | 208.5686 | 225.914 | 169.5325 | 303.7316 | 228.0559 | 380.3849 |  | 23 | 32.598 | 46.0484 | 42.9469 | 47.7972 | 60.0248 | 95.9402 | 39.6493 | 41.4695 | 38.022 | 41.0153 | 70.8774 | 62.5335 | 51.5191 | 23 | 44.9931 | 61.2976 | 84.2534 | 62.2391 | 78.0604 | 96.5879 | 61.2299 | 59.7311 | 69.4284 | 50.8828 | 90.9316 | 73.4813 | 72.0403 | 485.9442
17 | 2015-01-07 17:00 | 5.0711 | 0 | 1% | 25% | 3.2234 | 439.55 | 1% | 25% | 11.8945 | 312.9596 | 0 | 0 | 2.7727e-06 | 0.00049903 | 1 |  | Grand Total | 377.5224 | 366.3592 | 380.3849 | 363.7642 | 386.692 | 347.2894 | 392.6778 | 313.62 | 430.0398 | 306.8572 | 485.9442 | 389.77 | 485.9442 |  | Grand Total | 39.8403 | 41.7418 | 43.6865 | 42.8722 | 46.7554 | 42.666 | 40.0835 | 36.992 | 41.1113 | 40.038 | 75.2831 | 68.7115 | 46.5905 | Grand Total | 64.4564 | 62.6024 | 70.6184 | 65.5261 | 70.4409 | 65.3685 | 63.7915 | 58.7959 | 66.4275 | 58.3714 | 93.892 | 83.3327 | 70.2157
18 | 2015-01-07 18:00 | 3.991 | 0 | 0% | 38% | -3.991 | 668.116 | 0% | 38% | 3.6 | 312.9596 | 0.001 | 0 | 0.00045529 | 0.0012944 | 1
19 | 2015-01-07 19:00 | 1.6723 | 149.1944 | 0% | 47% | -1.6723 | 677.1596 | 0% | 47% | 3.6 | 312.9596 | 0 | 0 | 0.00058239 | 0.0021929 | 1
20 | 2015-01-07 20:00 | 0.5004 | 0 | 0% | 49% | -0.5004 | 861.518 | 0% | 49% | 3.6 | 312.9596 | 0 | 0 | 0.00065258 | 0.0016348 | 1
21 | 2015-01-07 21:00 | 0 | 14.6032 | 0% | 53% | 0 | 917.2428 | 0% | 53% | 3.6 | 312.9596 | 0 | 0 | 0.00068377 | 0.0010676 | 1
22 | 2015-01-07 22:00 | 0 | 0 | 1% | 50% | 8.2945 | 879.1 | 1% | 50% | 11.8945 | 312.9596 | 0 | 0 | 1.979e-05 | 0.0015923 | 1
23 | 2015-01-07 23:00 | 0 | 28.6555 | 1% | 62% | 8.2945 | 1061.4285 | 1% | 62% | 11.8945 | 312.9596 | 0 | 0 | 1.979e-05 | 0.00070968 | 1
0 | 2015-01-08 | 2.3681 | 86.5842 | 1% | 65% | 5.9264 | 1056.2458 | 1% | 65% | 11.8945 | 312.9596 | 0 | 0 | 2.5397e-06 | 0.00015352 | 1
1 | 2015-01-08 01:00 | 5.3003 | 133.8 | 1% | 64% | 2.9942 | 991.448 | 1% | 64% | 11.8945 | 312.9596 | 0 | 0 | 3.7693e-06 | 0.0012231 | 1
2 | 2015-01-08 02:00 | 3.1999 | Data Error | 0% | Data Error | -3.1999 | Data Error | 0% | Data Error | 3.6 | Data Error | 0 | Data Error | 0.00049689 | Data Error | 1
3 | 2015-01-08 03:00 | 2.1751 | Data Error | 0% | Data Error | -2.1751 | Data Error | 0% | Data Error | 3.6 | Data Error | 0 | Data Error | 0.0005535 | Data Error | 1
4 | 2015-01-08 04:00 | 1.1999 | Data Error | 0% | Data Error | -1.1999 | Data Error | 0% | Data Error | 3.6 | Data Error | 0 | Data Error | 0.00061021 | Data Error | 1
5 | 2015-01-08 05:00 | 1.2004 | 0 | 0% | 35% | -1.2004 | 615.37 | 0% | 35% | 3.6 | 312.9596 | 0 | 0 | 0.00061018 | 0.0010089 | 1
6 | 2015-01-08 06:00 | 1.215 | 154.3726 | 0% | 39% | -1.215 | 531.3254 | 0% | 39% | 3.6 | 312.9596 | 0 | 0 | 0.00060931 | 0.0024126 | 1
7 | 2015-01-08 07:00 | 1.238 | 147.9864 | 0% | 36% | -1.238 | 484.9656 | 0% | 36% | 3.6 | 312.9596 | 0 | 0 | 0.00060794 | 0.0029573 | 1
8 | 2015-01-08 08:00 | 1.048 | 28.7672 | 0% | 27% | -1.048 | 445.9468 | 0% | 27% | 3.6 | 312.9596 | 0 | 0 | 0.00061929 | 0.00023898 | 1
9 | 2015-01-08 09:00 | 0.89796 | 0 | 0% | 26% | -0.89796 | 457.132 | 0% | 26% | 3.6 | 312.9596 | 0 | 0 | 0.00062832 | 0.0012292 | 1
10 | 2015-01-08 10:00 | 0.63936 | 0 | 0% | 26% | -0.63936 | 457.132 | 0% | 26% | 3.6 | 312.9596 | 0 | 0 | 0.00064405 | 0.0012292 | 1
11 | 2015-01-08 11:00 | 0.8748 | 0 | 0% | 31% | -0.8748 | 545.042 | 0% | 31% | 3.6 | 312.9596 | 0 | 0 | 0.00062972 | 0.00086046 | 1
12 | 2015-01-08 12:00 | 1.3441 | 0 | 0% | 33% | -1.3441 | 580.206 | 0% | 33% | 3.6 | 312.9596 | 0 | 0 | 0.00060165 | 0.00091083 | 1
13 | 2015-01-08 13:00 | 1.4849 | 0 | 0% | 40% | -1.4849 | 703.28 | 0% | 40% | 3.6 | 312.9596 | 0 | 0 | 0.00059335 | 0.0011315 | 1
14 | 2015-01-08 14:00 | 0.32484 | 0 | 1% | 42% | 7.9697 | 738.444 | 1% | 42% | 11.8945 | 312.9596 | 0 | 0 | 1.6459e-05 | 0.0013025 | 1
15 | 2015-01-08 15:00 | 0 | 331.8607 | 0% | 42% | 0 | 406.5833 | 0% | 42% | 3.6 | 312.9596 | 0 | 0.004 | 0.00068377 | 0.023305 | 1
16 | 2015-01-08 16:00 | 0 | 361.0384 | 1% | 41% | 8.2945 | 359.8236 | 1% | 41% | 11.8945 | 312.9596 | 0 | 0.01 | 1.979e-05 | 0.028056 | 1
17 | 2015-01-08 17:00 | 2.0501 | Data Error | 2% | Data Error | 14.5389 | Data Error | 2% | Data Error | 20.189 | Data Error | 0 | Data Error | 2.1577e-05 | Data Error | 1
18 | 2015-01-08 18:00 | 5.9982 | Data Error | 3% | Data Error | 18.8853 | Data Error | 3% | Data Error | 28.4835 | Data Error | 0 | Data Error | 2.1336e-05 | Data Error | 1
19 | 2015-01-08 19:00 | 12.5204 | 306.0017 | 2% | 28% | 4.0686 | 186.2943 | 2% | 28% | 20.189 | 312.9596 | 0 | 0 | 6.365e-05 | 0.022319 | 1
20 | 2015-01-08 20:00 | 12.3966 | 0 | 2% | 8% | 4.1924 | 140.656 | 2% | 8% | 20.189 | 140.656 | 0 | 0 | 6.129e-05 | 0.00020838 | 1
21 | 2015-01-08 21:00 | 21.8339 | 25.5569 | 3% | 10% | 3.0496 | 150.2631 | 3% | 10% | 28.4835 | 175.82 | 0 | 0 | 0.00020946 | 4.5791e-05 | 1
22 | 2015-01-08 22:00 | 13.37 | 139.2182 | 1% | 11% | -5.0755 | 54.1838 | 1% | 11% | 11.8945 | 193.402 | 0.001 | 0 | 0.0001362 | 0.0038197 | 1
23 | 2015-01-08 23:00 | 9.061 | Data Error | 1% | Data Error | -0.76646 | Data Error | 1% | Data Error | 11.8945 | Data Error | 0 | Data Error | 4.1931e-05 | Data Error | 1
0 | 2015-01-09 | 5.1967 | Data Error | 0% | Data Error | -5.1967 | Data Error | 0% | Data Error | 3.6 | Data Error | 0.001 | Data Error | 0.00039536 | Data Error | 1
1 | 2015-01-09 01:00 | 1.836 | 18.3254 | 0% | 3% | -1.836 | 34.4206 | 0% | 3% | 3.6 | 52.746 | 0 | 0 | 0.00057291 | 9.5828e-06 | 1
2 | 2015-01-09 02:00 | 2.068 | 12.7847 | 0% | 4% | -2.068 | 57.5433 | 0% | 4% | 3.6 | 70.328 | 0 | 0 | 0.0005596 | 5.034e-06 | 1
3 | 2015-01-09 03:00 | 1.7869 | 0 | 0% | 3% | -1.7869 | 52.746 | 0% | 3% | 3.6 | 52.746 | 0 | 0 | 0.00057574 | 5.3688e-05 | 1
4 | 2015-01-09 04:00 | 1.4538 | 0 | 0% | 4% | -1.4538 | 70.328 | 0% | 4% | 3.6 | 70.328 | 0 | 0 | 0.00059518 | 9.0538e-05 | 1
5 | 2015-01-09 05:00 | 0 | 0 | 0% | 5% | 0 | 87.91 | 0% | 5% | 3.6 | 87.91 | 0 | 0 | 0.00068377 | 0.00013567 | 1
6 | 2015-01-09 06:00 | 2.8 | 0 | 0% | 9% | -2.8 | 158.238 | 0% | 9% | 3.6 | 158.238 | 0 | 0 | 0.00051862 | 0.00021667 | 1
7 | 2015-01-09 07:00 | 3.15 | 0 | 0% | 12% | -3.15 | 210.984 | 0% | 12% | 3.6 | 210.984 | 0 | 0 | 0.00049958 | 0.00036614 | 1
8 | 2015-01-09 08:00 | 1.75 | 0 | 0% | 14% | -1.75 | 246.148 | 0% | 14% | 3.6 | 246.148 | 0 | 0 | 0.00057788 | 0.00039837 | 1
9 | 2015-01-09 09:00 | 0.35496 | 0 | 0% | 9% | -0.35496 | 158.238 | 0% | 9% | 3.6 | 158.238 | 0 | 0 | 0.00066157 | 0.00021667 | 1
10 | 2015-01-09 10:00 | 3.1399 | 100.2487 | 0% | 15% | -3.1399 | 163.4813 | 0% | 15% | 3.6 | 263.73 | 0 | 0 | 0.00050012 | 0.0010993 | 1
11 | 2015-01-09 11:00 | 4.5449 | 79.7579 | 1% | 12% | 3.7496 | 131.2261 | 1% | 12% | 11.8945 | 210.984 | 0 | 0 | 1.0624e-06 | 0.00068793 | 1
12 | 2015-01-09 12:00 | 2.3326 | 52.6039 | 0% | 9% | -2.3326 | 105.6341 | 0% | 9% | 3.6 | 158.238 | 0 | 0 | 0.00054461 | 0.00023102 | 1
13 | 2015-01-09 13:00 | 2.1695 | 24.5809 | 0% | 8% | -2.1695 | 116.0751 | 0% | 8% | 3.6 | 140.656 | 0 | 0 | 0.00055382 | 2.0657e-07 | 1
14 | 2015-01-09 14:00 | 0.10392 | 0 | 0% | 6% | -0.10392 | 105.492 | 0% | 6% | 3.6 | 105.492 | 0 | 0 | 0.00067723 | 0.00012837 | 1
15 | 2015-01-09 15:00 | 1.183 | 0 | 0% | 8% | -1.183 | 140.656 | 0% | 8% | 3.6 | 140.656 | 0 | 0 | 0.00061122 | 0.00020838 | 1
16 | 2015-01-09 16:00 | 1.1999 | 0 | 0% | 11% | -1.1999 | 193.402 | 0% | 11% | 3.6 | 193.402 | 0 | 0 | 0.00061021 | 0.00030201 | 1
17 | 2015-01-09 17:00 | 0.47496 | 0 | 0% | 16% | -0.47496 | 281.312 | 0% | 16% | 3.6 | 281.312 | 0 | 0 | 0.00065415 | 0.00047347 | 1
18 | 2015-01-09 18:00 | 1.3 | 0 | 0% | 22% | -1.3 | 386.804 | 0% | 22% | 3.6 | 312.9596 | 0 | 0 | 0.00060426 | 0.00052086 | 1
19 | 2015-01-09 19:00 | 1.0999 | 0 | 0% | 28% | -1.0999 | 492.296 | 0% | 28% | 3.6 | 312.9596 | 0 | 0 | 0.00061618 | 0.00060754 | 1
20 | 2015-01-09 20:00 | 0.99996 | 0 | 0% | 32% | -0.99996 | 562.624 | 0% | 32% | 3.6 | 312.9596 | 0 | 0 | 0.00062217 | 0.0012294 | 1
21 | 2015-01-09 21:00 | 1.3 | 0 | 0% | 39% | -1.3 | 685.698 | 0% | 39% | 3.6 | 312.9596 | 0 | 0 | 0.00060426 | 0.0014964 | 1
22 | 2015-01-09 22:00 | 0.5376 | 0 | 0% | 48% | -0.5376 | 843.936 | 0% | 48% | 3.6 | 312.9596 | 0 | 0 | 0.00065029 | 0.0016538 | 1
23 | 2015-01-09 23:00 | 1.306 | 0 | 0% | 55% | -1.306 | 967.01 | 0% | 55% | 3.6 | 312.9596 | 0 | 0 | 0.00060391 | 0.0015668 | 1
0 | 2015-01-10 | 0.423 | 0 | 0% | 58% | -0.423 | 1019.756 | 0% | 58% | 3.6 | 312.9596 | 0 | 0 | 0.00065736 | 0.0024262 | 1
1 | 2015-01-10 01:00 | 0.44796 | 298.6018 | 0% | 63% | -0.44796 | 809.0642 | 0% | 63% | 3.6 | 312.9596 | 0 | 0 | 0.00065582 | 0.014695 | 1
2 | 2015-01-10 02:00 | 0.49992 | 303.2806 | 0% | 63% | -0.49992 | 804.3854 | 0% | 63% | 3.6 | 312.9596 | 0 | 0 | 0.00065261 | 0.015347 | 1
3 | 2015-01-10 03:00 | 0.804 | 188.9898 | 0% | 62% | -0.804 | 901.0942 | 0% | 62% | 3.6 | 312.9596 | 0 | 0 | 0.00063402 | 0.004167 | 1
4 | 2015-01-10 04:00 | 0.92808 | 108.5506 | 0% | 58% | -0.92808 | 911.2054 | 0% | 58% | 3.6 | 312.9596 | 0 | 0 | 0.0006265 | 0.00015582 | 1
5 | 2015-01-10 05:00 | 3.029 | 77.028 | 0% | 54% | -3.029 | 872.4 | 0% | 54% | 3.6 | 312.9596 | 0 | 0 | 0.00050612 | 1.9422e-05 | 1
6 | 2015-01-10 06:00 | 0.93 | 152.7946 | 0% | 52% | -0.93 | 761.4694 | 0% | 52% | 3.6 | 312.9596 | 0 | 0 | 0.00062639 | 0.0021505 | 1
7 | 2015-01-10 07:00 | 1.934 | 129.0756 | 0% | 45% | -1.934 | 662.1144 | 0% | 45% | 3.6 | 312.9596 | 0 | 0 | 0.00056726 | 0.0016991 | 1
8 | 2015-01-10 08:00 | 1.0441 | 149.0305 | 0% | 41% | -1.0441 | 571.8315 | 0% | 41% | 3.6 | 312.9596 | 0 | 0 | 0.00061952 | 0.0022012 | 1
9 | 2015-01-10 09:00 | 1.0421 | 176.4152 | 0% | 40% | -1.0421 | 526.8648 | 0% | 40% | 3.6 | 312.9596 | 0 | 0 | 0.00061964 | 0.0044489 | 1
10 | 2015-01-10 10:00 | 0.43896 | 154.1686 | 0% | 34% | -0.43896 | 443.6194 | 0% | 34% | 3.6 | 312.9596 | 0 | 0 | 0.00065637 | 0.002552 | 1
11 | 2015-01-10 11:00 | 0.54396 | 100.5684 | 0% | 30% | -0.54396 | 426.8916 | 0% | 30% | 3.6 | 312.9596 | 0 | 0 | 0.0006499 | 0.00076326 | 1
12 | 2015-01-10 12:00 | 0.39348 | 0 | 0% | 27% | -0.39348 | 474.714 | 0% | 27% | 3.6 | 312.9596 | 0 | 0 | 0.00065918 | 0.0010126 | 1
13 | 2015-01-10 13:00 | 0.165 | 0 | 0% | 26% | -0.165 | 457.132 | 0% | 26% | 3.6 | 312.9596 | 0 | 0 | 0.00067341 | 0.0012292 | 1
14 | 2015-01-10 14:00 | 0.31896 | 0 | 0% | 30% | -0.31896 | 527.46 | 0% | 30% | 3.6 | 312.9596 | 0 | 0 | 0.00066381 | 0.00087453 | 1
15 | 2015-01-10 15:00 | 0.28152 | 1.6894 | 0% | 37% | -0.28152 | 648.8446 | 0% | 37% | 3.6 | 312.9596 | 0 | 0 | 0.00066613 | 0.0011756 | 1
16 | 2015-01-10 16:00 | 0.645 | 0 | 0% | 36% | -0.645 | 632.952 | 0% | 36% | 3.6 | 312.9596 | 0 | 0 | 0.00064371 | 0.00088734 | 1
17 | 2015-01-10 17:00 | 2.662 | 164.7982 | 0% | 37% | -2.662 | 485.7358 | 0% | 37% | 3.6 | 312.9596 | 0 | 0 | 0.00052623 | 0.0034203 | 1
18 | 2015-01-10 18:00 | 2.578 | 184.161 | 0% | 39% | -2.578 | 501.537 | 0% | 39% | 3.6 | 312.9596 | 0 | 0 | 0.00053089 | 0.0043641 | 1
19 | 2015-01-10 19:00 | 3.7931 | 21.617 | 0% | 34% | -3.7931 | 576.171 | 0% | 34% | 3.6 | 312.9596 | 0.001 | 0 | 0.00046552 | 0.00061868 | 1
20 | 2015-01-10 20:00 | 1.162 | 0 | 0% | 29% | -1.162 | 509.878 | 0% | 29% | 3.6 | 312.9596 | 0 | 0 | 0.00061247 | 0.0011622 | 1
21 | 2015-01-10 21:00 | 1.2109 | 0 | 0% | 37% | -1.2109 | 650.534 | 0% | 37% | 3.6 | 312.9596 | 0 | 0 | 0.00060955 | 0.0012424 | 1
22 | 2015-01-10 22:00 | 1.5299 | 0 | 0% | 41% | -1.5299 | 720.862 | 0% | 41% | 3.6 | 312.9596 | 0 | 0 | 0.00059071 | 0.0014323 | 1
23 | 2015-01-10 23:00 | 1.9069 | 89.272 | 0% | 45% | -1.9069 | 701.918 | 0% | 45% | 3.6 | 312.9596 | 0 | 0 | 0.00056882 | 0.00034526 | 1
0 | 2015-01-11 | 1.5215 | 65.8361 | 0% | 45% | -1.5215 | 725.3539 | 0% | 45% | 3.6 | 312.9596 | 0 | 0 | 0.0005912 | 2.7579e-05 | 1
1 | 2015-01-11 01:00 | 1.1726 | 32.7416 | 0% | 40% | -1.1726 | 670.5384 | 0% | 40% | 3.6 | 312.9596 | 0 | 0 | 0.00061183 | 0.00022549 | 1
2 | 2015-01-11 02:00 | 2.5999 | 89.1898 | 0% | 44% | -2.5999 | 684.4182 | 0% | 44% | 3.6 | 312.9596 | 0 | 0 | 0.00052967 | 0.00018464 | 1
3 | 2015-01-11 03:00 | 4.6 | 10.5605 | 1% | 38% | 3.6945 | 657.5555 | 1% | 38% | 11.8945 | 312.9596 | 0 | 0 | 1.2037e-06 | 0.00089825 | 1
4 | 2015-01-11 04:00 | 3.993 | 163.7989 | 0% | 37% | -3.993 | 486.7351 | 0% | 37% | 3.6 | 312.9596 | 0.001 | 0 | 0.00045518 | 0.0033541 | 1
5 | 2015-01-11 05:00 | 1.8499 | 253.4693 | 0% | 36% | -1.8499 | 379.4827 | 0% | 36% | 3.6 | 312.9596 | 0 | 0 | 0.0005721 | 0.013082 | 1
6 | 2015-01-11 06:00 | 1.1006 | 80.6915 | 0% | 26% | -1.1006 | 376.4405 | 0% | 26% | 3.6 | 312.9596 | 0 | 0 | 0.00061613 | 0.00011738 | 1
7 | 2015-01-11 07:00 | 1.4032 | 77.53 | 0% | 25% | -1.4032 | 362.02 | 0% | 25% | 3.6 | 312.9596 | 0 | 0 | 0.00059816 | 0.00047338 | 1
8 | 2015-01-11 08:00 | 0.40632 | 105.6608 | 0% | 21% | -0.40632 | 263.5612 | 0% | 21% | 3.6 | 312.9596 | 0 | 0 | 0.00065839 | 0.0012936 | 1
9 | 2015-01-11 09:00 | 2.4022 | 162.369 | 0% | 22% | -2.4022 | 224.435 | 0% | 22% | 3.6 | 312.9596 | 0 | 0 | 0.0005407 | 0.004834 | 1
10 | 2015-01-11 10:00 | 5.503 | 116.1628 | 1% | 18% | 2.7915 | 200.3132 | 1% | 18% | 11.8945 | 312.9596 | 0 | 0 | 4.7778e-06 | 0.0016871 | 1
11 | 2015-01-11 11:00 | 0.80772 | 58.947 | 0% | 14% | -0.80772 | 187.201 | 0% | 14% | 3.6 | 246.148 | 0 | 0 | 0.00063379 | 0.00018408 | 1
12 | 2015-01-11 12:00 | 1.5 | 9.2972 | 0% | 13% | -1.5 | 219.2688 | 0% | 13% | 3.6 | 228.566 | 0 | 0 | 0.00059246 | 0.0001692 | 1
13 | 2015-01-11 13:00 | 4.1536 | 0 | 1% | 13% | 4.1409 | 228.566 | 1% | 13% | 11.8945 | 228.566 | 0 | 0 | 3.1244e-07 | 0.00033473 | 1
14 | 2015-01-11 14:00 | 1.2858 | 0 | 0% | 13% | -1.2858 | 228.566 | 0% | 13% | 3.6 | 228.566 | 0 | 0 | 0.0006051 | 0.00033473 | 1
15 | 2015-01-11 15:00 | 4.9542 | 9.7328 | 1% | 14% | 3.3403 | 236.4152 | 1% | 14% | 11.8945 | 246.148 | 0 | 0 | 2.3233e-06 | 0.00020804 | 1
16 | 2015-01-11 16:00 | 3.9032 | 74.4805 | 0% | 13% | -3.9032 | 154.0855 | 0% | 13% | 3.6 | 228.566 | 0.001 | 0 | 0.00045981 | 0.00057918 | 1
17 | 2015-01-11 17:00 | 2.1553 | 55.7701 | 1% | 11% | 6.1392 | 137.6319 | 1% | 11% | 11.8945 | 193.402 | 0 | 0 | 3.423e-06 | 0.00020568 | 1
18 | 2015-01-11 18:00 | 1.6085 | 39.9216 | 0% | 9% | -1.6085 | 118.3164 | 0% | 9% | 3.6 | 158.238 | 0 | 0 | 0.00058611 | 6.3779e-05 | 1
19 | 2015-01-11 19:00 | 4.215 | 26.035 | 1% | 6% | 4.0795 | 79.457 | 1% | 6% | 11.8945 | 105.492 | 0 | 0 | 4.0074e-07 | 1.2094e-05 | 1
20 | 2015-01-11 20:00 | 4.9819 | 18.6318 | 1% | 6% | 3.3126 | 86.8602 | 1% | 6% | 11.8945 | 105.492 | 0 | 0 | 2.4263e-06 | 5.3726e-07 | 1
21 | 2015-01-11 21:00 | 3.0758 | 0 | 0% | 4% | -3.0758 | 70.328 | 0% | 4% | 3.6 | 70.328 | 0 | 0 | 0.00050358 | 9.0538e-05 | 1
22 | 2015-01-11 22:00 | 1.6938 | 0 | 0% | 3% | -1.6938 | 52.746 | 0% | 3% | 3.6 | 52.746 | 0 | 0 | 0.00058114 | 5.3688e-05 | 1
23 | 2015-01-11 23:00 | 1.1688 | 0 | 0% | 3% | -1.1688 | 52.746 | 0% | 3% | 3.6 | 52.746 | 0 | 0 | 0.00061206 | 5.3688e-05 | 1
0 | 2015-01-12 | 1.4329 | 0 | 0% | 3% | -1.4329 | 52.746 | 0% | 3% | 3.6 | 52.746 | 0 | 0 | 0.00059641 | 5.3688e-05 | 1
1 | 2015-01-12 01:00 | 1.2134 | 0 | 0% | 4% | -1.2134 | 70.328 | 0% | 4% | 3.6 | 70.328 | 0 | 0 | 0.0006094 | 9.0538e-05 | 1
2 | 2015-01-12 02:00 | 0.54948 | 0 | 0% | 5% | -0.54948 | 87.91 | 0% | 5% | 3.6 | 87.91 | 0 | 0 | 0.00064956 | 0.00013567 | 1
3 | 2015-01-12 03:00 | 1.0369 | 0 | 0% | 8% | -1.0369 | 140.656 | 0% | 8% | 3.6 | 140.656 | 0 | 0 | 0.00061995 | 0.00020838 | 1
4 | 2015-01-12 04:00 | 1.0744 | 5.7827 | 0% | 8% | -1.0744 | 134.8733 | 0% | 8% | 3.6 | 140.656 | 0 | 0 | 0.00061771 | 0.00012424 | 1
5 | 2015-01-12 05:00 | 0 | 9.4678 | 0% | 7% | 0 | 113.6062 | 0% | 7% | 3.6 | 123.074 | 0 | 0 | 0.00068377 | 3.4956e-05 | 1
6 | 2015-01-12 06:00 | 1.4304 | 0 | 0% | 8% | -1.4304 | 140.656 | 0% | 8% | 3.6 | 140.656 | 0 | 0 | 0.00059655 | 0.00020838 | 1
7 | 2015-01-12 07:00 | 0.12996 | 8.284 | 1% | 9% | 8.1645 | 149.954 | 1% | 9% | 11.8945 | 158.238 | 0 | 0 | 1.8421e-05 | 0.00010016 | 1
8 | 2015-01-12 08:00 | 0 | 14.466 | 0% | 9% | 0 | 143.772 | 0% | 9% | 3.6 | 158.238 | 0 | 0 | 0.00068377 | 4.2147e-05 | 1
9 | 2015-01-12 09:00 | 7.077 | 5.5969 | 1% | 9% | 1.2175 | 152.6411 | 1% | 9% | 11.8945 | 158.238 | 0 | 0 | 1.6675e-05 | 0.00013309 | 1
10 | 2015-01-12 10:00 | 0.8028 | 72.9032 | 0% | 9% | -0.8028 | 85.3348 | 0% | 9% | 3.6 | 158.238 | 0 | 0 | 0.00063409 | 0.00071529 | 1
11 | 2015-01-12 11:00 | 0 | 96.9721 | 0% | 9% | 0 | 61.2659 | 0% | 9% | 3.6 | 158.238 | 0 | 0 | 0.00068377 | 0.0016349 | 1
12 | 2015-01-12 12:00 | 0 | 48.0074 | 0% | 5% | 0 | 39.9026 | 0% | 5% | 3.6 | 87.91 | 0 | 0 | 0.00068377 | 0.00024514 | 1
13 | 2015-01-12 13:00 | 0 | 23.8678 | 1% | 4% | 8.2945 | 46.4602 | 1% | 4% | 11.8945 | 70.328 | 0 | 0 | 1.979e-05 | 1.6484e-05 | 1
14 | 2015-01-12 14:00 | 12.9052 | 17.5648 | 2% | 4% | 3.6838 | 52.7632 | 2% | 4% | 20.189 | 70.328 | 0 | 0 | 7.1266e-05 | 2.257e-07 | 1
15 | 2015-01-12 15:00 | 6.4499 | 23.8529 | 1% | 5% | 1.8446 | 64.0571 | 1% | 5% | 11.8945 | 87.91 | 0 | 0 | 1.1072e-05 | 3.6819e-06 | 1
16 | 2015-01-12 16:00 | 0.54996 | 6.7358 | 0% | 3% | -0.54996 | 46.0102 | 0% | 3% | 3.6 | 52.746 | 0 | 0 | 0.00064953 | 1.2223e-05 | 1
17 | 2015-01-12 17:00 | 1.3 | 26.4262 | 0% | 4% | -1.3 | 43.9018 | 0% | 4% | 3.6 | 70.328 | 0 | 0 | 0.00060426 | 3.0417e-05 | 1
18 | 2015-01-12 18:00 | 1.4 | 27.1943 | 0% | 4% | -1.4 | 43.1337 | 0% | 4% | 3.6 | 70.328 | 0 | 0 | 0.00059834 | 3.5426e-05 | 1
19 | 2015-01-12 19:00 | 1.5 | 0 | 0% | 2% | -1.5 | 35.164 | 0% | 2% | 3.6 | 35.164 | 0 | 0 | 0.00059246 | 3.8128e-05 | 1
20 | 2015-01-12 20:00 | 1.2 | 26.3315 | 0% | 3% | -1.2 | 26.4145 | 0% | 3% | 3.6 | 52.746 | 0 | 0 | 0.0006102 | 5.851e-05 | 1
21 | 2015-01-12 21:00 | 0.99996 | 26.5608 | 0% | 2% | -0.99996 | 8.6032 | 0% | 2% | 3.6 | 35.164 | 0 | 0 | 0.00062217 | 7.9782e-05 | 1
22 | 2015-01-12 22:00 | 0.99996 | 6.6127 | 0% | 1% | -0.99996 | 10.9693 | 0% | 1% | 3.6 | 17.582 | 0 | 0 | 0.00062217 | 8.7336e-08 | 1
23 | 2015-01-12 23:00 | 2 | 0 | 0% | 2% | -2 | 35.164 | 0% | 2% | 3.6 | 35.164 | 0 | 0 | 0.00056348 | 3.8128e-05 | 1
0 | 2015-01-13 | 0.6 | 0 | 0% | 2% | -0.6 | 35.164 | 0% | 2% | 3.6 | 35.164 | 0 | 0 | 0.00064646 | 3.8128e-05 | 1
1 | 2015-01-13 01:00 | 0.39996 | 0 | 0% | 2% | -0.39996 | 35.164 | 0% | 2% | 3.6 | 35.164 | 0 | 0 | 0.00065878 | 3.8128e-05 | 1
2 | 2015-01-13 02:00 | 0.20004 | 18.7524 | 0% | 5% | -0.20004 | 69.1576 | 0% | 5% | 3.6 | 87.91 | 0 | 0 | 0.00067121 | 9.6462e-07 | 1
3 | 2015-01-13 03:00 | 0.99996 | 14.2614 | 0% | 4% | -0.99996 | 56.0666 | 0% | 4% | 3.6 | 70.328 | 0 | 0 | 0.00062217 | 1.9705e-06 | 1
4 | 2015-01-13 04:00 | Data Error | 1.9302 | Data Error | 5% | Data Error | 85.9798 | Data Error | 5% | Data Error | 87.91 | Data Error | 0 | Data Error | 0.0001113 | 1
5 | 2015-01-13 05:00 | Data Error | 14.6257 | Data Error | 5% | Data Error | 73.2843 | Data Error | 5% | Data Error | 87.91 | Data Error | 0 | Data Error | 1.1084e-05 | 1
6 | 2015-01-13 06:00 | Data Error | 22.5667 | Data Error | 5% | Data Error | 65.3433 | Data Error | 5% | Data Error | 87.91 | Data Error | 0 | Data Error | 1.4097e-06 | 1
7 | 2015-01-13 07:00 | 1.1 | 26.4196 | 0% | 6% | -1.1 | 79.0724 | 0% | 6% | 3.6 | 105.492 | 0 | 0 | 0.00061617 | 1.3663e-05 | 1
8 | 2015-01-13 08:00 | 0.50004 | 0 | 0% | 4% | -0.50004 | 70.328 | 0% | 4% | 3.6 | 70.328 | 0 | 0 | 0.0006526 | 9.0538e-05 | 1
9 | 2015-01-13 09:00 | 1.1149 | 0 | 0% | 3% | -1.1149 | 52.746 | 0% | 3% | 3.6 | 52.746 | 0 | 0 | 0.00061528 | 5.3688e-05 | 1
10 | 2015-01-13 10:00 | 0.3666 | 13.839 | 0% | 5% | -0.3666 | 74.071 | 0% | 5% | 3.6 | 87.91 | 0 | 0 | 0.00066085 | 1.4264e-05 | 1
11 | 2015-01-13 11:00 | 0.86544 | 19.3288 | 0% | 4% | -0.86544 | 50.9992 | 0% | 4% | 3.6 | 70.328 | 0 | 0 | 0.00063029 | 2.1856e-06 | 1
12 | 2015-01-13 12:00 | 0.39684 | 19.13 | 0% | 4% | -0.39684 | 51.198 | 0% | 4% | 3.6 | 70.328 | 0 | 0 | 0.00065898 | 1.8642e-06 | 1
13 | 2015-01-13 13:00 | 1.0496 | 0 | 0% | 3% | -1.0496 | 52.746 | 0% | 3% | 3.6 | 52.746 | 0 | 0 | 0.00061919 | 5.3688e-05 | 1
14 | 2015-01-13 14:00 | 1.457 | 34.5157 | 0% | 4% | -1.457 | 35.8123 | 0% | 4% | 3.6 | 70.328 | 0 | 0 | 0.00059499 | 0.00010234 | 1
15 | 2015-01-13 15:00 | 1.2086 | 27.4573 | 0% | 3% | -1.2086 | 25.2887 | 0% | 3% | 3.6 | 52.746 | 0 | 0 | 0.00060969 | 6.8716e-05 | 1
16 | 2015-01-13 16:00 | 0 | 0 | 1% | 2% | 8.2945 | 35.164 | 1% | 2% | 11.8945 | 35.164 | 0 | 0 | 1.979e-05 | 3.8128e-05 | 1
17 | 2015-01-13 17:00 | 0 | 0 | 1% | 2% | 8.2945 | 35.164 | 1% | 2% | 11.8945 | 35.164 | 0 | 0 | 1.979e-05 | 3.8128e-05 | 1
18 | 2015-01-13 18:00 | 0 | 0 | 1% | 3% | 8.2945 | 52.746 | 1% | 3% | 11.8945 | 52.746 | 0 | 0 | 1.979e-05 | 5.3688e-05 | 1
19 | 2015-01-13 19:00 | 0 | 0 | 2% | 3% | 16.589 | 52.746 | 2% | 3% | 20.189 | 52.746 | 0 | 0 | 5.0648e-05 | 5.3688e-05 | 1
20 | 2015-01-13 20:00 | 0 | 0 | 2% | 4% | 16.589 | 70.328 | 2% | 4% | 20.189 | 70.328 | 0 | 0 | 5.0648e-05 | 9.0538e-05 | 1
21 | 2015-01-13 21:00 | 0 | 0 | 2% | 5% | 16.589 | 87.91 | 2% | 5% | 20.189 | 87.91 | 0 | 0 | 5.0648e-05 | 0.00013567 | 1
22 | 2015-01-13 22:00 | 0 | 0 | 2% | 6% | 16.589 | 105.492 | 2% | 6% | 20.189 | 105.492 | 0 | 0 | 5.0648e-05 | 0.00012837 | 1
23 | 2015-01-13 23:00 | 4.746 | 0 | 3% | 7% | 20.1375 | 123.074 | 3% | 7% | 28.4835 | 123.074 | 0 | 0 | 3.7562e-05 | 0.00012763 | 1
0 | 2015-01-14 | 0.6168 | 0 | 2% | 9% | 15.9722 | 158.238 | 2% | 9% | 20.189 | 158.238 | 0 | 0 | 4.0617e-05 | 0.00021667 | 1
1 | 2015-01-14 01:00 | 0.60312 | 0 | 2% | 12% | 15.9859 | 210.984 | 2% | 12% | 20.189 | 210.984 | 0 | 0 | 4.0827e-05 | 0.00036614 | 1
2 | 2015-01-14 02:00 | 1.3308 | 0 | 2% | 17% | 15.2582 | 298.894 | 2% | 17% | 20.189 | 298.894 | 0 | 0 | 3.0386e-05 | 0.00072044 | 1
3 | 2015-01-14 03:00 | 0 | 0 | 2% | 17% | 16.589 | 298.894 | 2% | 17% | 20.189 | 298.894 | 0 | 0 | 5.0648e-05 | 0.00072044 | 1
4 | 2015-01-14 04:00 | 0 | 5.6978 | 1% | 20% | 8.2945 | 345.9422 | 1% | 20% | 11.8945 | 312.9596 | 0 | 0 | 1.979e-05 | 0.00043125 | 1
5 | 2015-01-14 05:00 | 4.2368 | 0 | 2% | 20% | 12.3522 | 351.64 | 2% | 20% | 20.189 | 312.9596 | 0 | 0 | 4.0351e-06 | 0.00057635 | 1
6 | 2015-01-14 06:00 | 6.3652 | 0 | 2% | 21% | 10.2238 | 369.222 | 2% | 21% | 20.189 | 312.9596 | 0 | 0 | 3.1047e-07 | 0.00058222 | 1
7 | 2015-01-14 07:00 | 6.664 | 0 | 1% | 26% | 1.6305 | 457.132 | 1% | 26% | 11.8945 | 312.9596 | 0 | 0 | 1.2856e-05 | 0.0012292 | 1
8 | 2015-01-14 08:00 | 5.0623 | 0 | 1% | 27% | 3.2322 | 474.714 | 1% | 27% | 11.8945 | 312.9596 | 0 | 0 | 2.7376e-06 | 0.0010126 | 1
9 | 2015-01-14 09:00 | 0 | 0 | 1% | 29% | 8.2945 | 509.878 | 1% | 29% | 11.8945 | 312.9596 | 0 | 0 | 1.979e-05 | 0.0011622 | 1
10 | 2015-01-14 10:00 | 0 | 0 | 1% | 28% | 8.2945 | 492.296 | 1% | 28% | 11.8945 | 312.9596 | 0 | 0 | 1.979e-05 | 0.00060754 | 1
11 | 2015-01-14 11:00 | 0 | 0 | 1% | 33% | 8.2945 | 580.206 | 1% | 33% | 11.8945 | 312.9596 | 0 | 0 | 1.979e-05 | 0.00091083 | 1
12 | 2015-01-14 12:00 | 0 | 0 | 2% | 34% | 16.589 | 597.788 | 2% | 34% | 20.189 | 312.9596 | 0 | 0 | 5.0648e-05 | 0.0013815 | 1
13 | 2015-01-14 13:00 | 10.0358 | 0 | 3% | 33% | 14.8477 | 580.206 | 3% | 33% | 28.4835 | 312.9596 | 0 | 0 | 6.1889e-08 | 0.00091083 | 1
14 | 2015-01-14 14:00 | 16.3687 | 0 | 2% | 32% | 0.22028 | 562.624 | 2% | 32% | 20.189 | 312.9596 | 0 | 0 | 0.00015921 | 0.0012294 | 1
15 | 2015-01-14 15:00 | 10.9339 | 0 | 1% | 35% | -2.6394 | 615.37 | 1% | 35% | 11.8945 | 312.9596 | 0 | 0 | 7.6274e-05 | 0.0010089 | 1
16 | 2015-01-14 16:00 | 1.9571 | 0 | 0% | 37% | -1.9571 | 650.534 | 0% | 37% | 3.6 | 312.9596 | 0 | 0 | 0.00056594 | 0.0012424 | 1
17 | 2015-01-14 17:00 | 1.2551 | 20.0032 | 0% | 40% | -1.2551 | 683.2768 | 0% | 40% | 3.6 | 312.9596 | 0 | 0 | 0.00060692 | 0.00049557 | 1
18 | 2015-01-14 18:00 | 0.69072 | 20.0032 | 0% | 41% | -0.69072 | 700.8588 | 0% | 41% | 3.6 | 312.9596 | 0 | 0 | 0.00064091 | 0.0007006 | 1
19 | 2015-01-14 19:00 | 2.5018 | 0 | 1% | 37% | 5.7927 | 650.534 | 1% | 37% | 11.8945 | 312.9596 | 0 | 0 | 2.052e-06 | 0.0012424 | 1
20 | 2015-01-14 20:00 | 3.7762 | 0 | 0% | 37% | -3.7762 | 650.534 | 0% | 37% | 3.6 | 312.9596 | 0.001 | 0 | 0.0004664 | 0.0012424 | 1
21 | 2015-01-14 21:00 | 2.6532 | 0 | 0% | 39% | -2.6532 | 685.698 | 0% | 39% | 3.6 | 312.9596 | 0 | 0 | 0.00052671 | 0.0014964 | 1
22 | 2015-01-14 22:00 | 2.0224 | 26.5858 | 0% | 39% | -2.0224 | 659.1122 | 0% | 39% | 3.6 | 312.9596 | 0 | 0 | 0.0005622 | 0.00055516 | 1
23 | 2015-01-14 23:00 | 1.6728 | 0 | 0% | 40% | -1.6728 | 703.28 | 0% | 40% | 3.6 | 312.9596 | 0 | 0 | 0.00058236 | 0.0011315 | 1
0 | 2015-01-15 | 1.5028 | 0 | 0% | 38% | -1.5028 | 668.116 | 0% | 38% | 3.6 | 312.9596 | 0 | 0 | 0.0005923 | 0.0012944 | 1
1 | 2015-01-15 01:00 | 1.408 | 0 | 0% | 40% | -1.408 | 703.28 | 0% | 40% | 3.6 | 312.9596 | 0 | 0 | 0.00059788 | 0.0011315 | 1
2 | 2015-01-15 02:00 | 1.311 | 0 | 0% | 38% | -1.311 | 668.116 | 0% | 38% | 3.6 | 312.9596 | 0 | 0 | 0.00060361 | 0.0012944 | 1
3 | 2015-01-15 03:00 | 1.2361 | 0 | 0% | 40% | -1.2361 | 703.28 | 0% | 40% | 3.6 | 312.9596 | 0 | 0 | 0.00060805 | 0.0011315 | 1
4 | 2015-01-15 04:00 | 0.53964 | 0 | 0% | 39% | -0.53964 | 685.698 | 0% | 39% | 3.6 | 312.9596 | 0 | 0 | 0.00065017 | 0.0014964 | 1
5 | 2015-01-15 05:00 | 2.4746 | 0 | 0% | 40% | -2.4746 | 703.28 | 0% | 40% | 3.6 | 312.9596 | 0 | 0 | 0.00053664 | 0.0011315 | 1
6 | 2015-01-15 06:00 | 2.662 | 0 | 0% | 40% | -2.662 | 703.28 | 0% | 40% | 3.6 | 312.9596 | 0 | 0 | 0.00052623 | 0.0011315 | 1
7 | 2015-01-15 07:00 | 5.0498 | 42.8674 | 1% | 40% | 3.2447 | 660.4126 | 1% | 40% | 11.8945 | 312.9596 | 0 | 0 | 2.6881e-06 | 8.5692e-05 | 1
8 | 2015-01-15 08:00 | 4.9123 | 0 | 1% | 36% | 3.3822 | 632.952 | 1% | 36% | 11.8945 | 312.9596 | 0 | 0 | 2.1719e-06 | 0.00088734 | 1
9 | 2015-01-15 09:00 | 0 | 0 | 1% | 34% | 8.2945 | 597.788 | 1% | 34% | 11.8945 | 312.9596 | 0 | 0 | 1.979e-05 | 0.0013815 | 1
10 | 2015-01-15 10:00 | 0.62784 | 44.9407 | 1% | 37% | 7.6667 | 605.5933 | 1% | 37% | 11.8945 | 312.9596 | 0 | 0 | 1.3629e-05 | 9.385e-05 | 1
11 | 2015-01-15 11:00 | 7.6488 | 0 | 1% | 34% | 0.6457 | 597.788 | 1% | 34% | 11.8945 | 312.9596 | 0 | 0 | 2.278e-05 | 0.0013815 | 1
12 | 2015-01-15 12:00 | 11.4016 | 0 | 1% | 34% | -3.1071 | 597.788 | 1% | 34% | 11.8945 | 312.9596 | 0 | 0 | 8.644e-05 | 0.0013815 | 1
13 | 2015-01-15 13:00 | 3.2066 | 35.5136 | 1% | 39% | 5.0879 | 650.1844 | 1% | 39% | 11.8945 | 312.9596 | 0 | 0 | 3.3949e-07 | 0.00034166 | 1
14 | 2015-01-15 14:00 | 0.66984 | 46.5547 | 0% | 40% | -0.66984 | 656.7253 | 0% | 40% | 3.6 | 312.9596 | 0 | 0 | 0.00064219 | 5.1262e-05 | 1
15 | 2015-01-15 15:00 | 2.3455 | 0 | 1% | 40% | 5.949 | 703.28 | 1% | 40% | 11.8945 | 312.9596 | 0 | 0 | 2.6271e-06 | 0.0011315 | 1
16 | 2015-01-15 16:00 | 0.51324 | 0 | 2% | 44% | 16.0758 | 773.608 | 2% | 44% | 20.189 | 312.9596 | 0 | 0 | 4.2224e-05 | 0.0013793 | 1
17 | 2015-01-15 17:00 | 0 | 0 | 4% | 49% | 33.178 | 861.518 | 4% | 49% | 36.778 | 312.9596 | 0 | 0 | 0.00019673 | 0.0016348 | 1
18 | 2015-01-15 18:00 | 0 | 0 | 7% | 57% | 58.0615 | 1002.174 | 7% | 57% | 61.6615 | 312.9596 | 0 | 0 | 0.0004356 | 0.0010699 | 1
19 | 2015-01-15 19:00 | 0 | 5.8222 | 14% | 59% | 116.123 | 1031.5158 | 14% | 59% | 119.723 | 312.9596 | 0 | 0 | 0.00093117 | 0.0010514 | 1
20 | 2015-01-15 20:00 | 0 | 0 | 25% | 59% | 207.3625 | 1037.338 | 25% | 59% | 210.9625 | 312.9596 | 0 | 0 | 0.0019633 | 0.0012771 | 1
21 | 2015-01-15 21:00 | 0 | 45.5327 | 24% | 62% | 199.068 | 1044.5513 | 24% | 62% | 202.668 | 312.9596 | 0 | 0 | 0.0023597 | 0.00029039 | 1
22 | 2015-01-15 22:00 | 0 | 0 | 27% | 60% | 223.9515 | 1054.92 | 27% | 60% | 227.5515 | 312.9596 | 0 | 0 | 0.0016626 | 0.00090215 | 1
23 | 2015-01-15 23:00 | 0 | 110.5057 | 31% | 64% | 257.1295 | 1014.7423 | 31% | 64% | 247.1761 | 312.9596 | 0 | 0 | 0.0011007 | 0.00047193 | 1
0 | 2015-01-16 | 0 | 73.1414 | 32% | 61% | 265.424 | 999.3606 | 32% | 61% | 247.1761 | 312.9596 | 0 | 0 | 0.0023953 | 5.1586e-05 | 1
1 | 2015-01-16 01:00 | 0 | 27.7034 | 36% | 61% | 298.602 | 1044.7986 | 36% | 61% | 247.1761 | 312.9596 | 0 | 0 | 0.0017602 | 0.00034824 | 1
2 | 2015-01-16 02:00 | 0 | 0 | 39% | 65% | 323.4855 | 1142.83 | 39% | 65% | 247.1761 | 312.9596 | 0 | 0 | 0.0012092 | 0.0013583 | 1
3 | 2015-01-16 03:00 | 36.2262 | 0.39564 | 46% | 65% | 345.3208 | 1142.4344 | 46% | 65% | 247.1761 | 312.9596 | 0 | 0 | 1.3175e-05 | 0.0013418 | 1
4 | 2015-01-16 04:00 | 0 | 117.9721 | 50% | 71% | 414.725 | 1130.3499 | 50% | 71% | 247.1761 | 312.9596 | 0 | 0 | 0.0027122 | 0.0017427 | 1
5 | 2015-01-16 05:00 | 0 | 76.4287 | 49% | 67% | 406.4305 | 1101.5653 | 49% | 67% | 247.1761 | 312.9596 | 0 | 0 | 0.0019382 | 0.00019521 | 1
6 | 2015-01-16 06:00 | 0 | 37.1555 | 62% | 68% | 514.259 | 1158.4205 | 62% | 68% | 247.1761 | 312.9596 | 0 | 0 | 0.0019041 | 0.00029941 | 1
7 | 2015-01-16 07:00 | 0 | 0 | 54% | 64% | 447.903 | 1125.248 | 54% | 64% | 247.1761 | 312.9596 | 0 | 0 | 0.0020799 | 0.0016915 | 1
8 | 2015-01-16 08:00 | 0 | 237.4417 | 70% | 82% | 580.615 | 1204.2823 | 70% | 82% | 247.1761 | 312.9596 | 0 | 0 | 0.0015872 | 0.010794 | 1
9 | 2015-01-16 09:00 | 0 | 193.7642 | 66% | 80% | 547.437 | 1212.7958 | 66% | 80% | 247.1761 | 312.9596 | 0 | 0 | 0.0017394 | 0.0039233 | 1
10 | 2015-01-16 10:00 | 0 | 10.4504 | 67% | 66% | 555.7315 | 1149.9616 | 67% | 66% | 247.1761 | 312.9596 | 0 | 0 | 0.0014395 | 0.00091353 | 1
11 | 2015-01-16 11:00 | 0 | 0 | 79% | 70% | 655.2655 | 1230.74 | 79% | 70% | 247.1761 | 312.9596 | 0 | 0 | 0.00040229 | 0.00066243 | 1
12 | 2015-01-16 12:00 | 3.6542 | 0 | 81% | 73% | 668.2003 | 1283.486 | 81% | 73% | 247.1761 | 312.9596 | 0 | 0 | 0.0018603 | 0.00054088 | 1
13 | 2015-01-16 13:00 | 19.849 | 0 | 82% | 76% | 660.3 | 1336.232 | 82% | 76% | 247.1761 | 312.9596 | 0 | 0 | 0.00024807 | 0.0024961 | 1
14 | 2015-01-16 14:00 | 89.0015 | 0 | 80% | 73% | 574.5585 | 1283.486 | 80% | 73% | 247.1761 | 312.9596 | 0 | 0 | 0.0030377 | 0.00054088 | 1
15 | 2015-01-16 15:00 | 309.8172 | 0 | 80% | 83% | 353.7428 | 1459.306 | 80% | 83% | 247.1761 | 312.9596 | 0.061 | 0 | 0.10326 | 0.00038597 | 1
16 | 2015-01-16 16:00 | 286.3394 | 0 | 60% | 79% | 211.3306 | 1388.978 | 60% | 79% | 247.1761 | 312.9596 | 0.02 | 0 | 0.091913 | 0.0013819 | 1
17 | 2015-01-16 17:00 | 178.4394 | 0 | 45% | 83% | 194.8131 | 1459.306 | 45% | 83% | 247.1761 | 312.9596 | 0 | 0 | 0.032686 | 0.00038597 | 1
18 | 2015-01-16 18:00 | 57.3085 | 0 | 32% | 83% | 208.1155 | 1459.306 | 32% | 83% | 247.1761 | 312.9596 | 0 | 0 | 0.00040605 | 0.00038597 | 1
19 | 2015-01-16 19:00 | 67.8296 | 48.4813 | 29% | 87% | 172.7109 | 1481.1527 | 29% | 87% | 244.1405 | 312.9596 | 0 | 0 | 0.0010015 | 4.3938e-06 | 1
20 | 2015-01-16 20:00 | 77.8312 | 49.7838 | 29% | 84% | 162.7093 | 1427.1042 | 29% | 84% | 244.1405 | 312.9596 | 0 | 0 | 0.0019101 | 0.00016827 | 1
21 | 2015-01-16 21:00 | 28.6262 | 142.7806 | 25% | 83% | 178.7363 | 1316.5254 | 25% | 83% | 210.9625 | 312.9596 | 0 | 0 | 9.5982e-05 | 0.0037899 | 1
22 | 2015-01-16 22:00 | 83.4149 | 139.672 | 20% | 80% | 82.4751 | 1266.888 | 20% | 80% | 169.49 | 312.9596 | 0 | 0 | 0.0029202 | 0.0010157 | 1
23 | 2015-01-16 23:00 | 76.4064 | 85.3235 | 19% | 74% | 81.1891 | 1215.7445 | 19% | 74% | 161.1955 | 312.9596 | 0 | 0 | 0.0032525 | 0.00042309 | 1
0 | 2015-01-17 | 0 | 192.0412 | 10% | 75% | 82.945 | 1126.6088 | 10% | 75% | 86.545 | 312.9596 | 0 | 0 | 0.00057035 | 0.0045936 | 1
1 | 2015-01-17 01:00 | 0 | 259.6842 | 10% | 72% | 82.945 | 1006.2198 | 10% | 72% | 86.545 | 312.9596 | 0 | 0 | 0.00057035 | 0.0094047 | 1
2 | 2015-01-17 02:00 | 0 | 206.8196 | 13% | 62% | 107.8285 | 883.2644 | 13% | 62% | 111.4285 | 312.9596 | 0 | 0 | 0.0007203 | 0.0055791 | 1
3 | 2015-01-17 03:00 | 0 | 169.2155 | 17% | 59% | 141.0065 | 868.1225 | 17% | 59% | 144.6065 | 312.9596 | 0 | 0 | 0.0012803 | 0.003661 | 1
4 | 2015-01-17 04:00 | 31.2348 | 0 | 17% | 53% | 109.7717 | 931.846 | 17% | 53% | 144.6065 | 312.9596 | 0 | 0 | 3.5208e-06 | 0.0016794 | 1
5 | 2015-01-17 05:00 | 22.6952 | 0 | 15% | 55% | 101.7223 | 967.01 | 15% | 55% | 128.0175 | 312.9596 | 0 | 0 | 2.4645e-07 | 0.0015668 | 1
6 | 2015-01-17 06:00 | 37.9824 | 0 | 12% | 61% | 61.5516 | 1072.502 | 12% | 61% | 103.134 | 312.9596 | 0 | 0 | 0.00017268 | 0.0011846 | 1
7 | 2015-01-17 07:00 | 0 | 0 | 12% | 60% | 99.534 | 1054.92 | 12% | 60% | 103.134 | 312.9596 | 0 | 0 | 0.0010661 | 0.00090215 | 1
8 | 2015-01-17 08:00 | 0 | 0 | 11% | 62% | 91.2395 | 1090.084 | 11% | 62% | 94.8395 | 312.9596 | 0 | 0 | 0.00082546 | 0.0018437 | 1
9 | 2015-01-17 09:00 | 15.0098 | 0 | 19% | 62% | 142.5857 | 1090.084 | 19% | 62% | 161.1955 | 312.9596 | 0 | 0 | 0.00028867 | 0.0018437 | 1
10 | 2015-01-17 10:00 | 0 | 37.6033 | 13% | 63% | 107.8285 | 1070.0627 | 13% | 63% | 111.4285 | 312.9596 | 0 | 0 | 0.0007203 | 0.00074107 | 1
11 | 2015-01-17 11:00 | 0 | 20.434 | 17% | 65% | 141.0065 | 1122.396 | 17% | 65% | 144.6065 | 312.9596 | 0 | 0 | 0.0012803 | 0.00063672 | 1
12 | 2015-01-17 12:00 | 6.0052 | 0 | 20% | 61% | 159.8848 | 1072.502 | 20% | 61% | 169.49 | 312.9596 | 0 | 0 | 0.0015435 | 0.0011846 | 1
13 | 2015-01-17 13:00 | 100.712 | 0 | 22% | 63% | 81.767 | 1107.666 | 22% | 63% | 186.079 | 312.9596 | 0 | 0 | 0.0069046 | 0.0023629 | 1
14 | 2015-01-17 14:00 | 57.3905 | 0 | 15% | 63% | 67.027 | 1107.666 | 15% | 63% | 128.0175 | 312.9596 | 0 | 0 | 0.0017084 | 0.0023629 | 1
15 | 2015-01-17 15:00 | 28.3016 | 0 | 12% | 69% | 71.2324 | 1213.158 | 12% | 69% | 103.134 | 312.9596 | 0 | 0 | 2.1589e-06 | 0.00057284 | 1
16 | 2015-01-17 16:00 | 0 | 32.4598 | 11% | 69% | 91.2395 | 1180.6982 | 11% | 69% | 94.8395 | 312.9596 | 0 | 0 | 0.00082546 | 2.9944e-05 | 1
17 | 2015-01-17 17:00 | 0 | 10.9526 | 15% | 70% | 124.4175 | 1219.7874 | 15% | 70% | 128.0175 | 312.9596 | 0 | 0 | 0.00077608 | 0.00038057 | 1
18 | 2015-01-17 18:00 | 14.4451 | 0 | 22% | 70% | 168.0339 | 1230.74 | 22% | 70% | 186.079 | 312.9596 | 0 | 0 | 0.00043728 | 0.00066243 | 1
19 | 2015-01-17 19:00 | 0 | 0 | 17% | 69% | 141.0065 | 1213.158 | 17% | 69% | 144.6065 | 312.9596 | 0 | 0 | 0.0012803 | 0.00057284 | 1
20 | 2015-01-17 20:00 | 0 | 0 | 28% | 81% | 232.246 | 1424.142 | 28% | 81% | 235.846 | 312.9596 | 0 | 0 | 0.0010544 | 0.0018145 | 1
21 | 2015-01-17 21:00 | 41.9168 | 66.3553 | 33% | 82% | 231.8017 | 1375.3687 | 33% | 82% | 247.1761 | 312.9596 | 0 | 0 | 6.3265e-05 | 4.3413e-05 | 1
22 | 2015-01-17 22:00 | 42.1092 | 68.8417 | 34% | 82% | 239.9038 | 1372.8823 | 34% | 82% | 247.1761 | 312.9596 | 0 | 0 | 7.7539e-05 | 6.4049e-05 | 1
23 | 2015-01-17 23:00 | 0 | 0 | 32% | 76% | 265.424 | 1336.232 | 32% | 76% | 247.1761 | 312.9596 | 0 | 0 | 0.0023953 | 0.0024961 | 1
0 | 2015-01-18 | 0 | 106.7219 | 37% | 83% | 306.8965 | 1352.5841 | 37% | 83% | 247.1761 | 312.9596 | 0 | 0 | 0.002807 | 0.0016854 | 1
1 | 2015-01-18 01:00 | 60.7301 | 113.0558 | 48% | 80% | 337.4059 | 1293.5042 | 48% | 80% | 247.1761 | 312.9596 | 0 | 0 | 0.0010442 | 0.00027996 | 1
2 | 2015-01-18 02:00 | 16.8848 | 106.5769 | 55% | 81% | 439.3127 | 1317.5651 | 55% | 81% | 247.1761 | 312.9596 | 0 | 0 | 0.0013183 | 0.00032473 | 1
3 | 2015-01-18 03:00 | 0 | 0 | 47% | 77% | 389.8415 | 1353.814 | 47% | 77% | 247.1761 | 312.9596 | 0 | 0 | 0.0028582 | 0.00085625 | 1
4 | 2015-01-18 04:00 | 0 | 0 | 65% | 81% | 539.1425 | 1424.142 | 65% | 81% | 247.1761 | 312.9596 | 0 | 0 | 0.0016107 | 0.0018145 | 1
5 | 2015-01-18 05:00 | 0 | 160.1197 | 67% | 83% | 555.7315 | 1299.1863 | 67% | 83% | 247.1761 | 312.9596 | 0 | 0 | 0.0014395 | 0.0051014 | 1
6 | 2015-01-18 06:00 | 81.939 | 0 | 90% | 81% | 664.566 | 1424.142 | 90% | 81% | 247.1761 | 312.9596 | 0 | 0 | 0 | 0.0018145 | 1
7 | 2015-01-18 07:00 | 110.097 | 0 | 88% | 77% | 619.819 | 1353.814 | 88% | 77% | 247.1761 | 312.9596 | 0 | 0 | 0.0018562 | 0.00085625 | 1
8 | 2015-01-18 08:00 | 120.0616 | 10.6894 | 87% | 84% | 601.5599 | 1466.1986 | 87% | 84% | 247.1761 | 312.9596 | 0 | 0 | 0.0085899 | 0.0012396 | 1
9 | 2015-01-18 09:00 | 72.453 | 102.6888 | 78% | 86% | 574.518 | 1409.3632 | 78% | 86% | 247.1761 | 312.9596 | 0 | 0 | 0.0017738 | 0.00056059 | 1
10 | 2015-01-18 10:00 | 13.2241 | 81.0827 | 72% | 83% | 583.9799 | 1378.2233 | 72% | 83% | 247.1761 | 312.9596 | 0 | 0 | 0.00073373 | 0.0007007 | 1
11 | 2015-01-18 11:00 | 0 | 44.8453 | 71% | 83% | 588.9095 | 1414.4607 | 71% | 83% | 247.1761 | 312.9596 | 0 | 0 | 0.0011088 | 3.4343e-05 | 1
12 | 2015-01-18 12:00 | 37.2574 | 23.9024 | 79% | 83% | 618.0081 | 1435.4036 | 79% | 83% | 247.1761 | 312.9596 | 0 | 0 | 0.00061807 | 3.6618e-05 | 1
13 | 2015-01-18 13:00 | 29.7048 | 0 | 79% | 80% | 625.5607 | 1406.56 | 79% | 80% | 247.1761 | 312.9596 | 0 | 0 | 0.00024824 | 0.0022629 | 1
14 | 2015-01-18 14:00 | 109.9771 | 0 | 78% | 83% | 536.9939 | 1459.306 | 78% | 83% | 247.1761 | 312.9596 | 0 | 0 | 0.007631 | 0.00038597 | 1
15 | 2015-01-18 15:00 | 161.1922 | 0 | 86% | 84% | 552.1348 | 1476.888 | 86% | 84% | 247.1761 | 312.9596 | 0 | 0 | 0.022001 | 0.0017046 | 1
16 | 2015-01-18 16:00 | 117.3401 | 0 | 74% | 82% | 496.4529 | 1441.724 | 74% | 82% | 247.1761 | 312.9596 | 0 | 0 | 0.0059918 | 0.00097042 | 1
17 | 2015-01-18 17:00 | 83.8267 | 0 | 73% | 83% | 521.6718 | 1459.306 | 73% | 83% | 247.1761 | 312.9596 | 0 | 0 | 0.0033972 | 0.00038597 | 1
18 | 2015-01-18 18:00 | 41.4265 | 0 | 69% | 85% | 530.894 | 1494.47 | 69% | 85% | 247.1761 | 312.9596 | 0 | 0 | 0.00011075 | 0.0025722 | 1
19 | 2015-01-18 19:00 | 16.6926 | 0 | 72% | 84% | 580.5114 | 1476.888 | 72% | 84% | 247.1761 | 312.9596 | 0 | 0 | 0.00052468 | 0.0017046 | 1
20 | 2015-01-18 20:00 | 23.6814 | 0 | 72% | 87% | 573.5226 | 1529.634 | 72% | 87% | 247.1761 | 312.9596 | 0 | 0 | 0.00020967 | 0.00088034 | 1
21 | 2015-01-18 21:00 | 0 | 19.879 | 72% | 88% | 597.204 | 1527.337 | 72% | 88% | 247.1761 | 312.9596 | 0 | 0 | 0.0018516 | 0.00046999 | 1
22 | 2015-01-18 22:00 | 98.4058 | 0 | 81% | 84% | 573.4487 | 1476.888 | 81% | 84% | 247.1761 | 312.9596 | 0 | 0 | 0.0050557 | 0.0017046 | 1
23 | 2015-01-18 23:00 | 78.7022 | 0 | 70% | 82% | 501.9128 | 1441.724 | 70% | 82% | 247.1761 | 312.9596 | 0 | 0 | 0.00303 | 0.00097042 | 1
0 | 2015-01-19 | 130.2659 | 0 | 72% | 83% | 466.9381 | 1459.306 | 72% | 83% | 247.1761 | 312.9596 | 0 | 0 | 0.013001 | 0.00038597 | 1
1 | 2015-01-19 01:00 | 169.2355 | 0 | 69% | 84% | 403.085 | 1476.888 | 69% | 84% | 247.1761 | 312.9596 | 0 | 0 | 0.020611 | 0.0017046 | 1
2 | 2015-01-19 02:00 | 97.1408 | 55.3847 | 60% | 85% | 400.5292 | 1439.0853 | 60% | 85% | 247.1761 | 312.9596 | 0 | 0 | 0.0056354 | 0.00036924 | 1
3 | 2015-01-19 03:00 | 63.6358 | Data Error | 56% | Data Error | 400.8562 | Data Error | 56% | Data Error | 247.1761 | Data Error | 0 | Data Error | 0.00051744 | Data Error | 1
4 | 2015-01-19 04:00 | 0 | Data Error | 57% | Data Error | 472.7865 | Data Error | 57% | Data Error | 247.1761 | Data Error | 0 | Data Error | 0.0016916 | Data Error | 1
5 | 2015-01-19 05:00 | 0 | Data Error | 58% | Data Error | 481.081 | Data Error | 58% | Data Error | 247.1761 | Data Error | 0 | Data Error | 0.0013642 | Data Error | 1
6 | 2015-01-19 06:00 | 0 | 36.7729 | 67% | 44% | 555.7315 | 736.8351 | 67% | 44% | 247.1761 | 312.9596 | 0 | 0 | 0.0014395 | 0.00026323 | 1
7 | 2015-01-19 07:00 | 0 | 39.6912 | 70% | 45% | 580.615 | 751.4988 | 70% | 45% | 247.1761 | 312.9596 | 0 | 0 | 0.0015872 | 9.2519e-05 | 1
8 | 2015-01-19 08:00 | 0 | 8.9544 | 77% | 45% | 638.6765 | 782.2356 | 77% | 45% | 247.1761 | 312.9596 | 0 | 0 | 0.0012085 | 0.00073444 | 1
9 | 2015-01-19 09:00 | 9.2832 | 0 | 76% | 47% | 621.0988 | 826.354 | 76% | 47% | 247.1761 | 312.9596 | 0 | 0 | 0.00013706 | 0.0014461 | 1
10 | 2015-01-19 10:00 | 0 | 58.5852 | 73% | 52% | 605.4985 | 855.6788 | 73% | 52% | 247.1761 | 312.9596 | 0 | 0 | 0.0018299 | 5.1979e-05 | 1
11 | 2015-01-19 11:00 | 6.5194 | 0 | 75% | 48% | 615.5681 | 843.936 | 75% | 48% | 247.1761 | 312.9596 | 0 | 0 | 0.00093454 | 0.0016538 | 1
12 | 2015-01-19 12:00 | 0 | 37.8116 | 72% | 53% | 597.204 | 894.0344 | 72% | 53% | 247.1761 | 312.9596 | 0 | 0 | 0.0018516 | 0.00037925 | 1
13 | 2015-01-19 13:00 | 0 | 148.5829 | 70% | 49% | 580.615 | 712.9351 | 70% | 49% | 247.1761 | 312.9596 | 0 | 0 | 0.0015872 | 0.0019427 | 1
14 | 2015-01-19 14:00 | 0 | 139.3993 | 68% | 48% | 564.026 | 704.5367 | 68% | 48% | 247.1761 | 312.9596 | 0 | 0 | 0.0026884 | 0.0014914 | 1
15 | 2015-01-19 15:00 | 125.5024 | 0 | 68% | 39% | 438.5236 | 685.698 | 68% | 39% | 247.1761 | 312.9596 | 0 | 0 | 0.0098918 | 0.0014964 | 1
16 | 2015-01-19 16:00 | 95.9862 | 0 | 61% | 42% | 409.9783 | 738.444 | 61% | 42% | 247.1761 | 312.9596 | 0 | 0 | 0.0054987 | 0.0013025 | 1
17 | 2015-01-19 17:00 | 0 | 0 | 47% | 42% | 389.8415 | 738.444 | 47% | 42% | 247.1761 | 312.9596 | 0 | 0 | 0.0028582 | 0.0013025 | 1
18 | 2015-01-19 18:00 | 13.2527 | 157.9734 | 45% | 40% | 359.9998 | 545.3066 | 45% | 40% | 247.1761 | 312.9596 | 0 | 0 | 0.00033703 | 0.0031597 | 1
19 | 2015-01-19 19:00 | 73.5554 | 122.9065 | 44% | 36% | 291.4026 | 510.0455 | 44% | 36% | 247.1761 | 312.9596 | 0 | 0 | 0.0012162 | 0.0016093 | 1
20 | 2015-01-19 20:00 | 39.8574 | 157.8263 | 40% | 31% | 291.9226 | 387.2157 | 40% | 31% | 247.1761 | 312.9596 | 0 | 0 | 6.2618e-05 | 0.0036521 | 1
21 | 2015-01-19 21:00 | 32.7714 | 119.9834 | 33% | 24% | 240.9471 | 301.9846 | 33% | 24% | 247.1761 | 312.9596 | 0 | 0 | 9.437e-06 | 0.0018722 | 1
22 | 2015-01-19 22:00 | 38.388 | 10.3805 | 36% | 21% | 260.214 | 358.8415 | 36% | 21% | 247.1761 | 312.9596 | 0 | 0 | 1.8717e-05 | 0.00033216 | 1
23 | 2015-01-19 23:00 | 0 | 98.1694 | 24% | 25% | 199.068 | 341.3806 | 24% | 25% | 202.668 | 312.9596 | 0 | 0 | 0.0023597 | 0.001122 | 1
0 | 2015-01-20 | 6.7898 | 43.6291 | 25% | 23% | 200.5727 | 360.7569 | 25% | 23% | 210.9625 | 312.9596 | 0 | 0 | 0.0013049 | 7.7569e-07 | 1
1 | 2015-01-20 01:00 | 98.8668 | 0 | 23% | 22% | 91.9067 | 386.804 | 23% | 22% | 194.3735 | 312.9596 | 0 | 0 | 0.0059158 | 0.00052086 | 1
2 | 2015-01-20 02:00 | 107.4776 | 0 | 21% | 24% | 66.7069 | 421.968 | 21% | 24% | 177.7845 | 312.9596 | 0 | 0 | 0.0060331 | 0.00062366 | 1
3 | 2015-01-20 03:00 | 34.5954 | 0 | 10% | 24% | 48.3496 | 421.968 | 10% | 24% | 86.545 | 312.9596 | 0 | 0 | 0.0003178 | 0.00062366 | 1
4 | 2015-01-20 04:00 | 56.9484 | 4.0793 | 12% | 27% | 42.5856 | 470.6347 | 12% | 27% | 103.134 | 312.9596 | 0 | 0 | 0.0012965 | 0.00087029 | 1
5 | 2015-01-20 05:00 | 21.4634 | 11.1574 | 7% | 24% | 36.5981 | 410.8106 | 7% | 24% | 61.6615 | 312.9596 | 0 | 0 | 2.5057e-05 | 0.00034698 | 1
6 | 2015-01-20 06:00 | 56.4961 | 70.5821 | 7% | 25% | 1.5654 | 368.9679 | 7% | 25% | 61.6615 | 312.9596 | 0 | 0 | 0.0022318 | 0.00031704 | 1
7 | 2015-01-20 07:00 | 39.3376 | 82.497 | 5% | 22% | 2.1349 | 304.307 | 5% | 22% | 45.0725 | 312.9596 | 0 | 0 | 0.0011082 | 0.00058076 | 1
8 | 2015-01-20 08:00 | 6.743 | 99.432 | 0% | 21% | -6.743 | 269.79 | 0% | 21% | 3.6 | 312.9596 | 0.001 | 0 | 0.0003247 | 0.0010513 | 1
9 | 2015-01-20 09:00 | 0.80916 | 6.1093 | 0% | 18% | -0.80916 | 310.3667 | 0% | 18% | 3.6 | 312.9596 | 0 | 0 | 0.0006337 | 0.00046313 | 1
10 | 2015-01-20 10:00 | 2.9107 | 0 | 1% | 17% | 5.3838 | 298.894 | 1% | 17% | 11.8945 | 298.894 | 0 | 0 | 8.8252e-07 | 0.00072044 | 1
11 | 2015-01-20 11:00 | 3.9826 | 0 | 1% | 27% | 4.3119 | 474.714 | 1% | 27% | 11.8945 | 312.9596 | 0 | 0 | 1.2447e-07 | 0.0010126 | 1
12 | 2015-01-20 12:00 | 2.4236 | 0 | 0% | 26% | -2.4236 | 457.132 | 0% | 26% | 3.6 | 312.9596 | 0 | 0 | 0.00053949 | 0.0012292 | 1
13 | 2015-01-20 13:00 | 0 | 0 | 1% | 30% | 8.2945 | 527.46 | 1% | 30% | 11.8945 | 312.9596 | 0 | 0 | 1.979e-05 | 0.00087453 | 1
14 | 2015-01-20 14:00 | 1.7026 | 0 | 2% | 33% | 14.8864 | 580.206 | 2% | 33% | 20.189 | 312.9596 | 0 | 0 | 2.5645e-05 | 0.00091083 | 1
15 | 2015-01-20 15:00 | 5.0701 | 142.8769 | 2% | 34% | 11.5189 | 454.9111 | 2% | 34% | 20.189 | 312.9596 | 0 | 0 | 1.0083e-06 | 0.0019444 | 1
16 | 2015-01-20 16:00 | 0 | 310.694 | 2% | 30% | 16.589 | 216.766 | 2% | 30% | 20.189 | 312.9596 | 0 | 0 | 5.0648e-05 | 0.02165 | 1
17 | 2015-01-20 17:00 | 0 | 234.746 | 3% | 22% | 24.8835 | 152.058 | 3% | 22% | 28.4835 | 312.9596 | 0 | 0 | 0.00014044 | 0.012253 | 1
18 | 2015-01-20 18:00 | 0 | 80.4076 | 5% | 11% | 41.4725 | 112.9944 | 5% | 11% | 45.0725 | 193.402 | 0 | 0 | 0.00019983 | 0.00080397 | 1
19 | 2015-01-20 19:00 | 21.7092 | 127.0986 | 6% | 10% | 28.0578 | 48.7214 | 6% | 10% | 53.367 | 175.82 | 0 | 0 | 2.6387e-05 | 0.0025996 | 1
20 | 2015-01-20 20:00 | 20.748 | 88.6438 | 6% | 6% | 29.019 | 16.8482 | 6% | 6% | 53.367 | 105.492 | 0 | 0 | 1.5824e-05 | 0.0015278 | 1
21 | 2015-01-20 21:00 | 13.1446 | 24.7235 | 4% | 3% | 20.0334 | 28.0225 | 4% | 3% | 36.778 | 52.746 | 0 | 0 | 3.3168e-06 | 4.5355e-05 | 1
22 | 2015-01-20 22:00 | 14.0201 | 1.2961 | 3% | 2% | 10.8634 | 33.8679 | 3% | 2% | 28.4835 | 35.164 | 0 | 0 | 2.5525e-05 | 2.9567e-05 | 1
23 | 2015-01-20 23:00 | 14.43 | 12.2017 | 2% | 3% | 2.159 | 40.5443 | 2% | 3% | 20.189 | 52.746 | 0 | 0 | 0.00010568 | 1.5003e-07 | 1
0 | 2015-01-21 | 8.8387 | 4.8485 | 1% | 3% | -0.54422 | 47.8975 | 1% | 3% | 11.8945 | 52.746 | 0 | 0 | 3.8533e-05 | 2.0881e-05 | 1
1 | 2015-01-21 01:00 | 6.5122 | 0 | 1% | 3% | 1.7823 | 52.746 | 1% | 3% | 11.8945 | 52.746 | 0 | 0 | 1.1577e-05 | 5.3688e-05 | 1
2 | 2015-01-21 02:00 | 5.1625 | 1.3607 | 1% | 9% | 3.132 | 156.8773 | 1% | 9% | 11.8945 | 158.238 | 0 | 0 | 3.152e-06 | 0.00019449 | 1
3 | 2015-01-21 03:00 | 0 | 45.2514 | 1% | 8% | 8.2945 | 95.4046 | 1% | 8% | 11.8945 | 140.656 | 0 | 0 | 1.979e-05 | 0.00012774 | 1
4 | 2015-01-21 04:00 | 0.11556 | 75.8767 | 1% | 8% | 8.1789 | 64.7793 | 1% | 8% | 11.8945 | 140.656 | 0 | 0 | 1.857e-05 | 0.00082488 | 1
5 | 2015-01-21 05:00 | 17.7673 | 2.5614 | 2% | 4% | -1.1783 | 67.7666 | 2% | 4% | 20.189 | 70.328 | 0 | 0 | 0.0002046 | 6.4936e-05 | 1
6 | 2015-01-21 06:00 | 13.0999 | 3.0943 | 1% | 4% | -4.8054 | 67.2337 | 1% | 4% | 11.8945 | 70.328 | 0.001 | 0 | 0.00012871 | 6.0143e-05 | 1
7 | 2015-01-21 07:00 | 8.4054 | 10.4244 | 1% | 5% | -0.1109 | 77.4856 | 1% | 5% | 11.8945 | 87.91 | 0 | 0 | 3.232e-05 | 3.2705e-05 | 1
8 | 2015-01-21 08:00 | 6.4254 | 34.2916 | 1% | 4% | 1.8691 | 36.0364 | 1% | 4% | 11.8945 | 70.328 | 0 | 0 | 1.0876e-05 | 9.9773e-05 | 1
9 | 2015-01-21 09:00 | 5.9383 | 21.4836 | 1% | 3% | 2.3562 | 31.2624 | 1% | 3% | 11.8945 | 52.746 | 0 | 0 | 7.3479e-06 | 2.393e-05 | 1
10 | 2015-01-21 10:00 | 3.8884 | 3.0775 | 0% | 2% | -3.8884 | 32.0865 | 0% | 2% | 3.6 | 35.164 | 0.001 | 0 | 0.00046058 | 1.9575e-05 | 1
11 | 2015-01-21 11:00 | 4.513 | 0 | 1% | 3% | 3.7815 | 52.746 | 1% | 3% | 11.8945 | 52.746 | 0 | 0 | 9.8459e-07 | 5.3688e-05 | 1
12 | 2015-01-21 12:00 | 2.1485 | 0.69756 | 0% | 3% | -2.1485 | 52.0484 | 0% | 3% | 3.6 | 52.746 | 0 | 0 | 0.00055501 | 4.8032e-05 | 1
13 | 2015-01-21 13:00 | 1.4989 | 0 | 0% | 3% | -1.4989 | 52.746 | 0% | 3% | 3.6 | 52.746 | 0 | 0 | 0.00059253 | 5.3688e-05 | 1
14 | 2015-01-21 14:00 | 3.5008 | 0 | 0% | 3% | -3.5008 | 52.746 | 0% | 3% | 3.6 | 52.746 | 0 | 0 | 0.00048085 | 5.3688e-05 | 1
15 | 2015-01-21 15:00 | 4.0324 | 6.3728 | 0% | 5% | -4.0324 | 81.5372 | 0% | 5% | 3.6 | 87.91 | 0.001 | 0 | 0.00045316 | 6.4372e-05 | 1
16 | 2015-01-21 16:00 | 9.238 | 0 | 1% | 4% | -0.94346 | 70.328 | 1% | 4% | 11.8945 | 70.328 | 0 | 0 | 4.474e-05 | 9.0538e-05 | 1
17 | 2015-01-21 17:00 | 7.6358 | 0 | 1% | 5% | 0.65866 | 87.91 | 1% | 5% | 11.8945 | 87.91 | 0 | 0 | 2.2632e-05 | 0.00013567 | 1
18 | 2015-01-21 18:00 | 6.8486 | 0 | 1% | 6% | 1.4459 | 105.492 | 1% | 6% | 11.8945 | 105.492 | 0 | 0 | 1.4502e-05 | 0.00012837 | 1
19 | 2015-01-21 19:00 | 6.5184 | 15.0138 | 1% | 8% | 1.7761 | 125.6422 | 1% | 8% | 11.8945 | 140.656 | 0 | 0 | 1.1629e-05 | 3.4762e-05 | 1
20 | 2015-01-21 20:00 | 5.4149 | 0 | 1% | 7% | 2.8796 | 123.074 | 1% | 7% | 11.8945 | 123.074 | 0 | 0 | 4.3249e-06 | 0.00012763 | 1
21 | 2015-01-21 21:00 | 4.7479 | 0 | 1% | 9% | 3.5466 | 158.238 | 1% | 9% | 11.8945 | 158.238 | 0 | 0 | 1.627e-06 | 0.00021667 | 1
22 | 2015-01-21 22:00 | 4.728 | 0 | 1% | 10% | 3.5665 | 175.82 | 1% | 10% | 11.8945 | 175.82 | 0 | 0 | 1.5663e-06 | 0.00045381 | 1
23 | 2015-01-21 23:00 | 4.148 | 0 | 0% | 15% | -4.148 | 263.73 | 0% | 15% | 3.6 | 263.73 | 0.001 | 0 | 0.00044724 | 0.00056942 | 1
0 | 2015-01-22 | 3.71 | 0 | 0% | 17% | -3.71 | 298.894 | 0% | 17% | 3.6 | 298.894 | 0.001 | 0 | 0.00046985 | 0.00072044 | 1
1 | 2015-01-22 01:00 | 3.332 | 0 | 0% | 19% | -3.332 | 334.058 | 0% | 19% | 3.6 | 312.9596 | 0 | 0 | 0.00048982 | 0.00062468 | 1
2 | 2015-01-22 02:00 | 3.9889 | 0 | 0% | 32% | -3.9889 | 562.624 | 0% | 32% | 3.6 | 312.9596 | 0.001 | 0 | 0.00045539 | 0.0012294 | 1
3 | 2015-01-22 03:00 | 3.4375 | 0 | 0% | 40% | -3.4375 | 703.28 | 0% | 40% | 3.6 | 312.9596 | 0 | 0 | 0.0004842 | 0.0011315 | 1
4 | 2015-01-22 04:00 | 3.0248 | 0 | 0% | 41% | -3.0248 | 720.862 | 0% | 41% | 3.6 | 312.9596 | 0 | 0 | 0.00050635 | 0.0014323 | 1
5 | 2015-01-22 05:00 | 3.3239 | 0 | 0% | 47% | -3.3239 | 826.354 | 0% | 47% | 3.6 | 312.9596 | 0 | 0 | 0.00049025 | 0.0014461 | 1
6 | 2015-01-22 06:00 | 3.128 | 0 | 0% | 46% | -3.128 | 808.772 | 0% | 46% | 3.6 | 312.9596 | 0 | 0 | 0.00050076 | 0.0021141 | 1
7 | 2015-01-22 07:00 | 2.2824 | 0 | 0% | 44% | -2.2824 | 773.608 | 0% | 44% | 3.6 | 312.9596 | 0 | 0 | 0.00054743 | 0.0013793 | 1
8 | 2015-01-22 08:00 | 2.9741 | 0 | 0% | 45% | -2.9741 | 791.19 | 0% | 45% | 3.6 | 312.9596 | 0 | 0 | 0.00050911 | 0.0010364 | 1
9 | 2015-01-22 09:00 | 2.222 | 70.2158 | 0% | 44% | -2.222 | 703.3922 | 0% | 44% | 3.6 | 312.9596 | 0 | 0 | 0.00055084 | 7.8211e-06 | 1
10 | 2015-01-22 10:00 | 2.144 | 89.6813 | 0% | 43% | -2.144 | 666.3447 | 0% | 43% | 3.6 | 312.9596 | 0 | 0 | 0.00055527 | 2.7813e-06 | 1
11 | 2015-01-22 11:00 | 3.1541 | 0 | 0% | 40% | -3.1541 | 703.28 | 0% | 40% | 3.6 | 312.9596 | 0 | 0 | 0.00049936 | 0.0011315 | 1
12 | 2015-01-22 12:00 | 1.709 | 0 | 0% | 42% | -1.709 | 738.444 | 0% | 42% | 3.6 | 312.9596 | 0 | 0 | 0.00058026 | 0.0013025 | 1
13 | 2015-01-22 13:00 | 1.1189 | 0 | 0% | 44% | -1.1189 | 773.608 | 0% | 44% | 3.6 | 312.9596 | 0 | 0 | 0.00061504 | 0.0013793 | 1
14 | 2015-01-22 14:00 | 1.52 | 0 | 0% | 51% | -1.52 | 896.682 | 0% | 51% | 3.6 | 312.9596 | 0 | 0 | 0.00059129 | 0.0011758 | 1
15 | 2015-01-22 15:00 | 2.2116 | 0 | 0% | 53% | -2.2116 | 931.846 | 0% | 53% | 3.6 | 312.9596 | 0 | 0 | 0.00055143 | 0.0016794 | 1
16 | 2015-01-22 16:00 | 0 | 0 | 0% | 50% | 0 | 879.1 | 0% | 50% | 3.6 | 312.9596 | 0 | 0 | 0.00068377 | 0.0015923 | 1
17 | 2015-01-22 17:00 | 2.2622 | 0 | 2% | 51% | 14.3268 | 896.682 | 2% | 51% | 20.189 | 312.9596 | 0 | 0 | 1.9266e-05 | 0.0011758 | 1
18 | 2015-01-22 18:00 | 7.1978 | 0 | 2% | 52% | 9.3912 | 914.264 | 2% | 52% | 20.189 | 312.9596 | 0 | 0 | 2.437e-06 | 0.0016427 | 1
19 | 2015-01-22 19:00 | 13.6928 | 0 | 2% | 56% | 2.8962 | 984.592 | 2% | 56% | 20.189 | 312.9596 | 0 | 0 | 8.8202e-05 | 0.001107 | 1
20 | 2015-01-22 20:00 | 11.8175 | 0 | 2% | 57% | 4.7715 | 1002.174 | 2% | 57% | 20.189 | 312.9596 | 0 | 0 | 5.0846e-05 | 0.0010699 | 1
21 | 2015-01-22 21:00 | 17.9003 | 0 | 2% | 53% | -1.3113 | 931.846 | 2% | 53% | 20.189 | 312.9596 | 0 | 0 | 0.00020921 | 0.0016794 | 1
22 | 2015-01-22 22:00 | 15.3504 | 0 | 2% | 51% | 1.2386 | 896.682 | 2% | 51% | 20.189 | 312.9596 | 0 | 0 | 0.00012973 | 0.0011758 | 1
23 | 2015-01-22 23:00 | 12.6868 | 44.3725 | 2% | 53% | 3.9022 | 887.4735 | 2% | 53% | 20.189 | 312.9596 | 0 | 0 | 6.689e-05 | 0.00024783 | 1
0 | 2015-01-23 | 22.8911 | 17.062 | 3% | 50% | 1.9924 | 862.038 | 3% | 50% | 28.4835 | 312.9596 | 0 | 0 | 0.00024798 | 0.00091204 | 1
1 | 2015-01-23 01:00 | 22.968 | 0.73836 | 3% | 49% | 1.9155 | 860.7796 | 3% | 49% | 28.4835 | 312.9596 | 0 | 0 | 0.00025091 | 0.001601 | 1
2 | 2015-01-23 02:00 | 20.7649 | 71.4796 | 2% | 46% | -4.1759 | 737.2924 | 2% | 46% | 20.189 | 312.9596 | 0.001 | 0 | 0.00032105 | 2.8343e-05 | 1
3 | 2015-01-23 03:00 | 19.1899 | 165.962 | 3% | 48% | 5.6936 | 677.974 | 3% | 48% | 28.4835 | 312.9596 | 0 | 0 | 0.00012735 | 0.0028865 | 1
4 | 2015-01-23 04:00 | 17.8979 | 64.0912 | 2% | 40% | -1.3089 | 639.1888 | 2% | 40% | 20.189 | 312.9596 | 0 | 0 | 0.00020913 | 7.9203e-06 | 1
5 | 2015-01-23 05:00 | 24.2892 | 51.2999 | 3% | 38% | 0.5943 | 616.8161 | 3% | 38% | 28.4835 | 312.9596 | 0 | 0 | 0.00030391 | 4.6236e-05 | 1
6 | 2015-01-23 06:00 | 25.648 | 66.0624 | 3% | 34% | -0.76446 | 531.7256 | 3% | 34% | 28.4835 | 312.9596 | 0 | 0 | 0.0003637 | 1.6458e-07 | 1
7 | 2015-01-23 07:00 | 34.97 | 98.6938 | 4% | 33% | -1.792 | 481.5122 | 4% | 33% | 36.778 | 312.9596 | 0 | 0 | 0.00079154 | 0.00067358 | 1
8 | 2015-01-23 08:00 | 30.1526 | 0 | 4% | 28% | 3.0254 | 492.296 | 4% | 28% | 36.778 | 312.9596 | 0 | 0 | 0.00049847 | 0.00060754 | 1
9 | 2015-01-23 09:00 | 33.2824 | 0 | 4% | 32% | -0.10436 | 562.624 | 4% | 32% | 36.778 | 312.9596 | 0 | 0 | 0.00068119 | 0.0012294 | 1
10 | 2015-01-23 10:00 | 30.8501 | 0 | 4% | 30% | 2.3279 | 527.46 | 4% | 30% | 36.778 | 312.9596 | 0 | 0 | 0.00053672 | 0.00087453 | 1
11 | 2015-01-23 11:00 | 29.7774 | 0 | 4% | 32% | 3.4006 | 562.624 | 4% | 32% | 36.778 | 312.9596 | 0 | 0 | 0.00047847 | 0.0012294 | 1
12 | 2015-01-23 12:00 | 24.0948 | 0 | 3% | 31% | 0.7887 | 545.042 | 3% | 31% | 28.4835 | 312.9596 | 0 | 0 | 0.00029579 | 0.00086046 | 1
13 | 2015-01-23 13:00 | 5.0705 | 0 | 1% | 36% | 3.224 | 632.952 | 1% | 36% | 11.8945 | 312.9596 | 0 | 0 | 2.7703e-06 | 0.00088734 | 1
14 | 2015-01-23 14:00 | 29.404 | 39.9095 | 5% | 36% | 12.0685 | 593.0425 | 5% | 36% | 45.0725 | 312.9596 | 0 | 0 | 0.00045427 | 5.0257e-05 | 1
15 | 2015-01-23 15:00 | 0 | 73.0999 | 2% | 35% | 16.589 | 542.2701 | 2% | 35% | 20.189 | 312.9596 | 0 | 0 | 5.0648e-05 | 9.6301e-05 | 1
16 | 2015-01-23 16:00 | 8.8308 | 66.8471 | 7% | 31% | 49.2307 | 478.1949 | 7% | 31% | 61.6615 | 312.9596 | 0 | 0 | 0.00010454 | 7.5457e-05 | 1
17 | 2015-01-23 17:00 | 0 | 0 | 7% | 28% | 58.0615 | 492.296 | 7% | 28% | 61.6615 | 312.9596 | 0 | 0 | 0.0004356 | 0.00060754 | 1
18 | 2015-01-23 18:00 | 0 | 0 | 8% | 34% | 66.356 | 597.788 | 8% | 34% | 69.956 | 312.9596 | 0 | 0 | 0.00043663 | 0.0013815 | 1
19 | 2015-01-23 19:00 | 0 | 0 | 20% | 38% | 165.89 | 668.116 | 20% | 38% | 169.49 | 312.9596 | 0 | 0 | 0.0021648 | 0.0012944 | 1
20 | 2015-01-23 20:00 | 0 | 0 | 29% | 42% | 240.5405 | 738.444 | 29% | 42% | 244.1405 | 312.9596 | 0 | 0 | 0.002513 | 0.0013025 | 1
21 | 2015-01-23 21:00 | 0 | 0 | 52% | 49% | 431.314 | 861.518 | 52% | 49% | 247.1761 | 312.9596 | 0 | 0 | 0.002146 | 0.0016348 | 1
22 | 2015-01-23 22:00 | 11.4664 | 0 | 49% | 50% | 394.9641 | 879.1 | 49% | 50% | 247.1761 | 312.9596 | 0 | 0 | 0.00091208 | 0.0015923 | 1
23 | 2015-01-23 23:00 | 0 | 36.3206 | 53% | 55% | 439.6085 | 930.6894 | 53% | 55% | 247.1761 | 312.9596 | 0 | 0 | 0.0021906 | 0.00035817 | 1
0 | 2015-01-24 | 0 | 0 | 62% | 57% | 514.259 | 1002.174 | 62% | 57% | 247.1761 | 312.9596 | 0 | 0 | 0.0019041 | 0.0010699 | 1
1 | 2015-01-24 01:00 | 0 | 0 | 72% | 58% | 597.204 | 1019.756 | 72% | 58% | 247.1761 | 312.9596 | 0 | 0 | 0.0018516 | 0.0024262 | 1
2 | 2015-01-24 02:00 | 0 | 0 | 72% | 61% | 597.204 | 1072.502 | 72% | 61% | 247.1761 | 312.9596 | 0 | 0 | 0.0018516 | 0.0011846 | 1
3 | 2015-01-24 03:00 | 70.889 | 0 | 73% | 66% | 534.6095 | 1160.412 | 73% | 66% | 247.1761 | 312.9596 | 0 | 0 | 0.0018222 | 0.0013082 | 1
4 | 2015-01-24 04:00 | 113.8864 | 0 | 73% | 71% | 491.6121 | 1248.322 | 73% | 71% | 247.1761 | 312.9596 | 0 | 0 | 0.0089351 | 0.00064273 | 1
5 | 2015-01-24 05:00 | 60.4223 | 18.2704 | 69% | 71% | 511.8982 | 1230.0516 | 69% | 71% | 247.1761 | 312.9596 | 0 | 0 | 0.00015321 | 0.00022382 | 1
6 | 2015-01-24 06:00 | 0 | 25.6382 | 62% | 71% | 514.259 | 1222.6838 | 62% | 71% | 247.1761 | 312.9596 | 0 | 0 | 0.0019041 | 0.000116 | 1
7 | 2015-01-24 07:00 | 40.9216 | 0 | 61% | 68% | 465.0429 | 1195.576 | 61% | 68% | 247.1761 | 312.9596 | 0 | 0 | 6.0314e-05 | 0.0014773 | 1
8 | 2015-01-24 08:00 | 115.7581 | 75.3329 | 61% | 73% | 390.2064 | 1208.1531 | 61% | 73% | 247.1761 | 312.9596 | 0 | 0 | 0.0096021 | 0.00038376 | 1
9 | 2015-01-24 09:00 | 126.5894 | 68.0317 | 56% | 71% | 337.9026 | 1180.2903 | 56% | 71% | 247.1761 | 312.9596 | 0 | 0 | 0.0097309 | 0.000178 | 1
10 | 2015-01-24 10:00 | 0 | 0 | 48% | 67% | 398.136 | 1177.994 | 48% | 67% | 247.1761 | 312.9596 | 0 | 0 | 0.0016731 | 0.00087013 | 1
11 | 2015-01-24 11:00 | 74.7257 | 0 | 46% | 68% | 306.8213 | 1195.576 | 46% | 68% | 247.1761 | 312.9596 | 0 | 0 | 0.0018306 | 0.0014773 | 1
12 | 2015-01-24 12:00 | 112.2403 | 0 | 47% | 66% | 277.6012 | 1160.412 | 47% | 66% | 247.1761 | 312.9596 | 0 | 0 | 0.0067006 | 0.0013082 | 1
13 | 2015-01-24 13:00 | 54.6926 | 0 | 32% | 67% | 210.7314 | 1177.994 | 32% | 67% | 247.1761 | 312.9596 | 0 | 0 | 0.0002889 | 0.00087013 | 1
14 | 2015-01-24 14:00 | 1.3408 | 0 | 25% | 64% | 206.0217 | 1125.248 | 25% | 64% | 210.9625 | 312.9596 | 0 | 0 | 0.0018227 | 0.0016915 | 1
15 | 2015-01-24 15:00 | 41.7379 | 0.3102 | 23% | 65% | 149.0356 | 1142.5198 | 23% | 65% | 194.3735 | 312.9596 | 0 | 0 | 6.4618e-05 | 0.0013454 | 1
16 | 2015-01-24 16:00 | 53.3311 | 43.8371 | 23% | 65% | 137.4424 | 1098.9929 | 23% | 65% | 194.3735 | 312.9596 | 0 | 0 | 0.00048468 | 0.00014215 | 1
17 | 2015-01-24 17:00 | 62.7636 | 0 | 20% | 62% | 103.1264 | 1090.084 | 20% | 62% | 169.49 | 312.9596 | 0 | 0 | 0.00084922 | 0.0018437 | 1
18 | 2015-01-24 18:00 | 85.2419 | 0 | 16% | 62% | 47.4701 | 1090.084 | 16% | 62% | 136.312 | 312.9596 | 0 | 0 | 0.0040367 | 0.0018437 | 1
19 | 2015-01-24 19:00 | 0 | 132.1874 | 12% | 61% | 99.534 | 940.3146 | 12% | 61% | 103.134 | 312.9596 | 0 | 0 | 0.0010661 | 0.0016618 | 1
20 | 2015-01-24 20:00 | 0 | 222.137 | 15% | 58% | 124.4175 | 797.619 | 15% | 58% | 128.0175 | 312.9596 | 0 | 0 | 0.00077608 | 0.0059423 | 1
21 | 2015-01-24 21:00 | 0 | 165.4096 | 19% | 50% | 157.5955 | 713.6904 | 19% | 50% | 161.1955 | 312.9596 | 0 | 0 | 0.001231 | 0.0029349 | 1
22 | 2015-01-24 22:00 | 0 | 54.6565 | 19% | 47% | 157.5955 | 771.6975 | 19% | 47% | 161.1955 | 312.9596 | 0 | 0 | 0.001231 | 4.8184e-05 | 1
23 | 2015-01-24 23:00 | 0 | 20.007 | 19% | 48% | 157.5955 | 823.929 | 19% | 48% | 161.1955 | 312.9596 | 0 | 0 | 0.001231 | 0.00085778 | 1
0 | 2015-01-25 | 0 | 0 | 17% | 46% | 141.0065 | 808.772 | 17% | 46% | 144.6065 | 312.9596 | 0 | 0 | 0.0012803 | 0.0021141 | 1
1 | 2015-01-25 01:00 | 3.2167 | 0 | 19% | 46% | 154.3788 | 808.772 | 19% | 46% | 161.1955 | 312.9596 | 0 | 0 | 0.00097395 | 0.0021141 | 1
2 | 2015-01-25 02:00 | 0 | 0 | 16% | 48% | 132.712 | 843.936 | 16% | 48% | 136.312 | 312.9596 | 0 | 0 | 0.0015393 | 0.0016538 | 1
3 | 2015-01-25 03:00 | 0 | 0 | 19% | 53% | 157.5955 | 931.846 | 19% | 53% | 161.1955 | 312.9596 | 0 | 0 | 0.001231 | 0.0016794 | 1
4 | 2015-01-25 04:00 | 0 | 0 | 23% | 58% | 190.7735 | 1019.756 | 23% | 58% | 194.3735 | 312.9596 | 0 | 0 | 0.0017877 | 0.0024262 | 1
5 | 2015-01-25 05:00 | 28.1994 | 33.4324 | 21% | 59% | 145.9851 | 1003.9056 | 21% | 59% | 177.7845 | 312.9596 | 0 | 0 | 0.00032064 | 0.00027963 | 1
6 | 2015-01-25 06:00 | 43.4966 | 38.5886 | 25% | 59% | 163.8659 | 998.7494 | 25% | 59% | 210.9625 | 312.9596 | 0 | 0 | 6.6113e-05 | 0.00019015 | 1
7 | 2015-01-25 07:00 | 0 | 0 | 15% | 56% | 124.4175 | 984.592 | 15% | 56% | 128.0175 | 312.9596 | 0 | 0 | 0.00077608 | 0.001107 | 1
8 | 2015-01-25 08:00 | 44.3346 | 21.604 | 14% | 57% | 71.7884 | 980.57 | 14% | 57% | 119.723 | 312.9596 | 0 | 0 | 0.00052604 | 0.00041707 | 1
9 | 2015-01-25 09:00 | 12.6696 | 31.2005 | 12% | 55% | 86.8644 | 935.8095 | 12% | 55% | 103.134 | 312.9596 | 0 | 0 | 0.00030196 | 0.00047688 | 1
10 | 2015-01-25 10:00 | 0 | 45.0948 | 5% | 54% | 41.4725 | 904.3332 | 5% | 54% | 45.0725 | 312.9596 | 0 | 0 | 0.00019983 | 0.00050938 | 1
11 | 2015-01-25 11:00 | 71.73 | 58.247 | 12% | 55% | 27.804 | 908.763 | 12% | 55% | 103.134 | 312.9596 | 0 | 0 | 0.0028974 | 4.1661e-05 | 1
12 | 2015-01-25 12:00 | 39.656 | 13.9451 | 6% | 51% | 10.111 | 882.7369 | 6% | 51% | 53.367 | 312.9596 | 0 | 0 | 0.00071684 | 0.00069477 | 1
13 | 2015-01-25 13:00 | 9.4072 | 0 | 2% | 51% | 7.1818 | 896.682 | 2% | 51% | 20.189 | 312.9596 | 0 | 0 | 1.7848e-05 | 0.0011758 | 1
14 | 2015-01-25 14:00 | 0 | 37.2467 | 3% | 52% | 24.8835 | 877.0173 | 3% | 52% | 28.4835 | 312.9596 | 0 | 0 | 0.00014044 | 0.00037427 | 1
15 | 2015-01-25 15:00 | 7.8365 | 66.1775 | 3% | 52% | 17.047 | 848.0865 | 3% | 52% | 28.4835 | 312.9596 | 0 | 0 | 5.7735e-06 | 8.3602e-06 | 1
16 | 2015-01-25 16:00 | 14.6542 | 72.9023 | 3% | 51% | 10.2293 | 823.7797 | 3% | 51% | 28.4835 | 312.9596 | 0 | 0 | 3.3834e-05 | 5.147e-05 | 1
17 | 2015-01-25 17:00 | 9.4703 | 0 | 3% | 48% | 15.4132 | 843.936 | 3% | 48% | 28.4835 | 312.9596 | 0 | 0 | 1.8755e-07 | 0.0016538 | 1
18 | 2015-01-25 18:00 | 12.2419 | 0 | 3% | 51% | 12.6416 | 896.682 | 3% | 51% | 28.4835 | 312.9596 | 0 | 0 | 8.4592e-06 | 0.0011758 | 1
19 | 2015-01-25 19:00 | 0 | 0 | 4% | 52% | 33.178 | 914.264 | 4% | 52% | 36.778 | 312.9596 | 0 | 0 | 0.00019673 | 0.0016427 | 1
20 | 2015-01-25 20:00 | 0 | 23.1445 | 4% | 52% | 33.178 | 891.1195 | 4% | 52% | 36.778 | 312.9596 | 0 | 0 | 0.00019673 | 0.00074895 | 1
21 | 2015-01-25 21:00 | 26.1094 | 27.4808 | 6% | 52% | 23.6576 | 886.7832 | 6% | 52% | 53.367 | 312.9596 | 0 | 0 | 0.00010903 | 0.00062004 | 1
22 | 2015-01-25 22:00 | 25.3493 | 0 | 5% | 52% | 16.1232 | 914.264 | 5% | 52% | 45.0725 | 312.9596 | 0 | 0 | 0.00026979 | 0.0016427 | 1
23 | 2015-01-25 23:00 | 3.4148 | 15.7687 | 5% | 53% | 38.0577 | 916.0773 | 5% | 53% | 45.0725 | 312.9596 | 0 | 0 | 0.00010039 | 0.0010247 | 1
0 | 2015-01-26 | 0 | 0 | 6% | 50% | 49.767 | 879.1 | 6% | 50% | 53.367 | 312.9596 | 0 | 0 | 0.00044252 | 0.0015923 | 1
1 | 2015-01-26 01:00 | 8.4439 | 41.4443 | 7% | 52% | 49.6176 | 872.8197 | 7% | 52% | 61.6615 | 312.9596 | 0 | 0 | 0.00011429 | 0.0002876 | 1
2 | 2015-01-26 02:00 | 11.2646 | 18.0784 | 8% | 53% | 55.0914 | 913.7676 | 8% | 53% | 69.956 | 312.9596 | 0 | 0 | 5.3507e-05 | 0.00094236 | 1
3 | 2015-01-26 03:00 | 55.558 | 0 | 8% | 51% | 10.798 | 896.682 | 8% | 51% | 69.956 | 312.9596 | 0 | 0 | 0.0021239 | 0.0011758 | 1
4 | 2015-01-26 04:00 | 39.0659 | 36.6698 | 5% | 56% | 2.4066 | 947.9222 | 5% | 56% | 45.0725 | 312.9596 | 0 | 0 | 0.0010865 | 0.00015414 | 1
5 | 2015-01-26 05:00 | 30.5978 | 0 | 5% | 54% | 10.8747 | 949.428 | 5% | 54% | 45.0725 | 312.9596 | 0 | 0 | 0.0005177 | 0.0023249 | 1
6 | 2015-01-26 06:00 | 23.0999 | 41.0719 | 7% | 56% | 34.9616 | 943.5201 | 7% | 56% | 61.6615 | 312.9596 | 0 | 0 | 4.8701e-05 | 9.8243e-05 | 1
7 | 2015-01-26 07:00 | 0 | 43.5941 | 4% | 56% | 33.178 | 940.9979 | 4% | 56% | 36.778 | 312.9596 | 0 | 0 | 0.00019673 | 7.1863e-05 | 1
8 | 2015-01-26 08:00 | 0 | 4.936 | 4% | 54% | 33.178 | 944.492 | 4% | 54% | 36.778 | 312.9596 | 0 | 0 | 0.00019673 | 0.0020621 | 1
9 | 2015-01-26 09:00 | 0 | 114.7778 | 4% | 53% | 33.178 | 817.0682 | 4% | 53% | 36.778 | 312.9596 | 0 | 0 | 0.00019673 | 0.00059055 | 1
10 | 2015-01-26 10:00 | 39.2376 | 191.0513 | 7% | 51% | 18.8239 | 705.6307 | 7% | 51% | 61.6615 | 312.9596 | 0 | 0 | 0.00069878 | 0.0055314 | 1
11 | 2015-01-26 11:00 | 28.1357 | 125.283 | 4% | 45% | 5.0423 | 665.907 | 4% | 45% | 36.778 | 312.9596 | 0 | 0 | 0.0003958 | 0.0015259 | 1
12 | 2015-01-26 12:00 | 22.5533 | 73.8347 | 3% | 40% | 2.3302 | 629.4453 | 3% | 40% | 28.4835 | 312.9596 | 0 | 0 | 0.00023532 | 6.9824e-05 | 1
13 | 2015-01-26 13:00 | 1.9252 | 27.9854 | 1% | 37% | 6.3693 | 622.5486 | 1% | 37% | 11.8945 | 312.9596 | 0 | 0 | 4.5268e-06 | 0.00037369 | 1
14 | 2015-01-26 14:00 | 9.5255 | 0 | 2% | 36% | 7.0635 | 632.952 | 2% | 36% | 20.189 | 312.9596 | 0 | 0 | 1.9074e-05 | 0.00088734 | 1
15 | 2015-01-26 15:00 | 6.1946 | 71.0044 | 1% | 36% | 2.0999 | 561.9476 | 1% | 36% | 11.8945 | 312.9596 | 0 | 0 | 9.1188e-06 | 0.00011228 | 1
16 | 2015-01-26 16:00 | 0 | 0 | 1% | 30% | 8.2945 | 527.46 | 1% | 30% | 11.8945 | 312.9596 | 0 | 0 | 1.979e-05 | 0.00087453 | 1
17 | 2015-01-26 17:00 | 0 | 107.9011 | 2% | 35% | 16.589 | 507.4689 | 2% | 35% | 20.189 | 312.9596 | 0 | 0 | 5.0648e-05 | 0.00087657 | 1
18 | 2015-01-26 18:00 | 0 | 0 | 3% | 31% | 24.8835 | 545.042 | 3% | 31% | 28.4835 | 312.9596 | 0 | 0 | 0.00014044 | 0.00086046 | 1
19 | 2015-01-26 19:00 | 0 | 0 | 5% | 32% | 41.4725 | 562.624 | 5% | 32% | 45.0725 | 312.9596 | 0 | 0 | 0.00019983 | 0.0012294 | 1
20 | 2015-01-26 20:00 | 0 | 0 | 5% | 35% | 41.4725 | 615.37 | 5% | 35% | 45.0725 | 312.9596 | 0 | 0 | 0.00019983 | 0.0010089 | 1
21 | 2015-01-26 21:00 | 7.2774 | 84.482 | 4% | 38% | 25.9006 | 583.634 | 4% | 38% | 36.778 | 312.9596 | 0 | 0 | 2.7587e-05 | 0.00014576 | 1
22 | 2015-01-26 22:00 | 7.7724 | 18.5972 | 3% | 34% | 17.1111 | 579.1908 | 3% | 34% | 28.4835 | 312.9596 | 0 | 0 | 6.1507e-06 | 0.00070707 | 1
23 | 2015-01-26 23:00 | 2.5764 | 0 | 3% | 32% | 22.3071 | 562.624 | 3% | 32% | 28.4835 | 312.9596 | 0 | 0 | 7.6466e-05 | 0.0012294 | 1
0 | 2015-01-27 | 0 | 0 | 3% | 39% | 24.8835 | 685.698 | 3% | 39% | 28.4835 | 312.9596 | 0 | 0 | 0.00014044 | 0.0014964 | 1
1 | 2015-01-27 01:00 | 0 | 0 | 2% | 36% | 16.589 | 632.952 | 2% | 36% | 20.189 | 312.9596 | 0 | 0 | 5.0648e-05 | 0.00088734 | 1
2 | 2015-01-27 02:00 | 6.1117 | 0 | 2% | 38% | 10.4773 | 668.116 | 2% | 38% | 20.189 | 312.9596 | 0 | 0 | 6.3325e-08 | 0.0012944 | 1
3 | 2015-01-27 03:00 | 5.5277 | 0 | 2% | 42% | 11.0613 | 738.444 | 2% | 42% | 20.189 | 312.9596 | 0 | 0 | 2.0474e-07 | 0.0013025 | 1
4 | 2015-01-27 04:00 | 0 | 51.5374 | 1% | 42% | 8.2945 | 686.9066 | 1% | 42% | 11.8945 | 312.9596 | 0 | 0 | 1.979e-05 | 4.5933e-05 | 1
5 | 2015-01-27 05:00 | 0 | 94.3778 | 2% | 40% | 16.589 | 608.9022 | 2% | 40% | 20.189 | 312.9596 | 0 | 0 | 5.0648e-05 | 0.00040161 | 1
6 | 2015-01-27 06:00 | 0 | 75.3708 | 2% | 39% | 16.589 | 610.3272 | 2% | 39% | 20.189 | 312.9596 | 0 | 0 | 5.0648e-05 | 1.7517e-05 | 1
7 | 2015-01-27 07:00 | 0 | 0 | 2% | 39% | 16.589 | 685.698 | 2% | 39% | 20.189 | 312.9596 | 0 | 0 | 5.0648e-05 | 0.0014964 | 1
8 | 2015-01-27 08:00 | 0 | 0 | 2% | 40% | 16.589 | 703.28 | 2% | 40% | 20.189 | 312.9596 | 0 | 0 | 5.0648e-05 | 0.0011315 | 1
9 | 2015-01-27 09:00 | 0 | 31.3988 | 2% | 47% | 16.589 | 794.9552 | 2% | 47% | 20.189 | 312.9596 | 0 | 0 | 5.0648e-05 | 0.00040681 | 1
10 | 2015-01-27 10:00 | 4.8402 | 0 | 4% | 49% | 28.3378 | 861.518 | 4% | 49% | 36.778 | 312.9596 | 0 | 0 | 6.7087e-05 | 0.0016348 | 1
11 | 2015-01-27 11:00 | 6.4932 | 42.6054 | 4% | 57% | 26.6848 | 959.5686 | 4% | 57% | 36.778 | 312.9596 | 0 | 0 | 3.8413e-05 | 7.1867e-05 | 1
12 | 2015-01-27 12:00 | 0 | 50.2769 | 4% | 57% | 33.178 | 951.8971 | 4% | 57% | 36.778 | 312.9596 | 0 | 0 | 0.00019673 | 1.6926e-05 | 1
13 | 2015-01-27 13:00 | 0 | 12.6424 | 8% | 57% | 66.356 | 989.5316 | 8% | 57% | 69.956 | 312.9596 | 0 | 0 | 0.00043663 | 0.00065123 | 1
14 | 2015-01-27 14:00 | 0 | 86.8346 | 10% | 60% | 82.945 | 968.0854 | 10% | 60% | 86.545 | 312.9596 | 0 | 0 | 0.00057035 | 0.00037452 | 1
15 | 2015-01-27 15:00 | 0 | 0 | 16% | 57% | 132.712 | 1002.174 | 16% | 57% | 136.312 | 312.9596 | 0 | 0 | 0.0015393 | 0.0010699 | 1
16 | 2015-01-27 16:00 | 0 | 105.4788 | 18% | 63% | 149.301 | 1002.1872 | 18% | 63% | 152.901 | 312.9596 | 0 | 0 | 0.00098752 | 0.00012956 | 1
17 | 2015-01-27 17:00 | 0 | 143.3502 | 29% | 63% | 240.5405 | 964.3158 | 29% | 63% | 244.1405 | 312.9596 | 0 | 0 | 0.002513 | 0.0010839 | 1
18 | 2015-01-27 18:00 | 0 | 143.3502 | 25% | 61% | 207.3625 | 929.1518 | 25% | 61% | 210.9625 | 312.9596 | 0 | 0 | 0.0019633 | 0.0022198 | 1
19 | 2015-01-27 19:00 | 0 | 36.4042 | 34% | 61% | 282.013 | 1036.0978 | 34% | 61% | 247.1761 | 312.9596 | 0 | 0 | 0.0017608 | 0.00018803 | 1
20 | 2015-01-27 20:00 | 0 | 115.3166 | 49% | 65% | 406.4305 | 1027.5134 | 49% | 65% | 247.1761 | 312.9596 | 0 | 0 | 0.0019382 | 0.00082555 | 1
21 | 2015-01-27 21:00 | 0 | 0 | 46% | 61% | 381.547 | 1072.502 | 46% | 61% | 247.1761 | 312.9596 | 0 | 0 | 0.0022377 | 0.0011846 | 1
22 | 2015-01-27 22:00 | 26.4979 | 25.5713 | 47% | 63% | 363.3436 | 1082.0947 | 47% | 63% | 247.1761 | 312.9596 | 0 | 0 | 0.00046291 | 0.0011605 | 1
23 | 2015-01-27 23:00 | 0 | 0 | 40% | 53% | 331.78 | 931.846 | 40% | 53% | 247.1761 | 312.9596 | 0 | 0 | 0.0016112 | 0.0016794 | 1
0 | 2015-01-28 | 79.5846 | 42.5984 | 46% | 65% | 301.9624 | 1100.2316 | 46% | 65% | 247.1761 | 312.9596 | 0 | 0 | 0.0023662 | 0.00015944 | 1
1 | 2015-01-28 01:00 | 102.2281 | 42.5984 | 40% | 67% | 229.5519 | 1135.3956 | 40% | 67% | 247.1761 | 312.9596 | 0 | 0 | 0.006907 | 2.7768e-05 | 1
2 | 2015-01-28 02:00 | 51.9908 | 0 | 30% | 57% | 196.8442 | 1002.174 | 30% | 57% | 247.1761 | 312.9596 | 0 | 0 | 3.8905e-05 | 0.0010699 | 1
3 | 2015-01-28 03:00 | 55.2984 | 0 | 27% | 69% | 168.6531 | 1213.158 | 27% | 69% | 227.5515 | 312.9596 | 0 | 0 | 0.00067047 | 0.00057284 | 1
4 | 2015-01-28 04:00 | 44.4229 | 0 | 21% | 78% | 129.7616 | 1371.396 | 21% | 78% | 177.7845 | 312.9596 | 0 | 0 | 2.7319e-06 | 0.00054175 | 1
5 | 2015-01-28 05:00 | 39.8351 | 0 | 16% | 80% | 92.8769 | 1406.56 | 16% | 80% | 136.312 | 312.9596 | 0 | 0 | 7.7298e-05 | 0.0022629 | 1
6 | 2015-01-28 06:00 | 81.1354 | 0 | 15% | 80% | 43.2821 | 1406.56 | 15% | 80% | 128.0175 | 312.9596 | 0 | 0 | 0.0048944 | 0.0022629 | 1
7 | 2015-01-28 07:00 | 47.9098 | 0 | 8% | 80% | 18.4462 | 1406.56 | 8% | 80% | 69.956 | 312.9596 | 0 | 0 | 0.001359 | 0.0022629 | 1
8 | 2015-01-28 08:00 | 0 | 204.7746 | 4% | 80% | 33.178 | 1201.7854 | 4% | 80% | 36.778 | 312.9596 | 0 | 0 | 0.00019673 | 0.004747 | 1
9 | 2015-01-28 09:00 | 0 | Data Error | 2% | Data Error | 16.589 | Data Error | 2% | Data Error | 20.189 | Data Error | 0 | Data Error | 5.0648e-05 | Data Error | 1
10 | 2015-01-28 10:00 | 36.4435 | Data Error | 7% | Data Error | 21.618 | Data Error | 7% | Data Error | 61.6615 | Data Error | 0 | Data Error | 0.00053204 | Data Error | 1
11 | 2015-01-28 11:00 | 0 | 0 | 2% | 48% | 16.589 | 843.936 | 2% | 48% | 20.189 | 312.9596 | 0 | 0 | 5.0648e-05 | 0.0016538 | 1
12 | 2015-01-28 12:00 | 16.6862 | 33.0805 | 3% | 49% | 8.1973 | 828.4375 | 3% | 49% | 28.4835 | 312.9596 | 0 | 0 | 6.8337e-05 | 0.00046733 | 1
13 | 2015-01-28 13:00 | 3.5203 | 146.2438 | 2% | 48% | 13.0687 | 697.6922 | 2% | 48% | 20.189 | 312.9596 | 0 | 0 | 8.2518e-06 | 0.0018072 | 1
14 | 2015-01-28 14:00 | 0 | 185.748 | 1% | 42% | 8.2945 | 552.696 | 1% | 42% | 11.8945 | 312.9596 | 0 | 0 | 1.979e-05 | 0.0048381 | 1
15 | 2015-01-28 15:00 | 0 | 222.8856 | 2% | 37% | 16.589 | 427.6484 | 2% | 37% | 20.189 | 312.9596 | 0 | 0 | 5.0648e-05 | 0.0083761 | 1
16 | 2015-01-28 16:00 | 0 | 1.0405 | 2% | 25% | 16.589 | 438.5095 | 2% | 25% | 20.189 | 312.9596 | 0 | 0 | 5.0648e-05 | 0.00047294 | 1
17 | 2015-01-28 17:00 | 0 | 116.725 | 2% | 26% | 16.589 | 340.407 | 2% | 26% | 20.189 | 312.9596 | 0 | 0 | 5.0648e-05 | 0.00098148 | 1
18 | 2015-01-28 18:00 | 0 | 271.3105 | 3% | 27% | 24.8835 | 203.4035 | 3% | 27% | 28.4835 | 312.9596 | 0 | 0 | 0.00014044 | 0.015004 | 1
19 | 2015-01-28 19:00 | 5.9729 | 165.0923 | 4% | 15% | 27.2051 | 98.6377 | 4% | 15% | 36.778 | 263.73 | 0 | 0 | 4.6582e-05 | 0.004905 | 1
20 | 2015-01-28 20:00 | 3.735 | 49.2911 | 4% | 9% | 29.443 | 108.9469 | 4% | 9% | 36.778 | 158.238 | 0 | 0 | 9.069e-05 | 0.00017729 | 1
21 | 2015-01-28 21:00 | 9.7871 | 90.1886 | 3% | 8% | 15.0964 | 50.4674 | 3% | 8% | 28.4835 | 140.656 | 0 | 0 | 2.6147e-09 | 0.0013587 | 1
22 | 2015-01-28 22:00 | 19.0664 | 0.08568 | 4% | 4% | 14.1116 | 70.2423 | 4% | 4% | 36.778 | 70.328 | 0 | 0 | 8.0295e-05 | 8.9613e-05 | 1
23 | 2015-01-28 23:00 | 14.0899 | 52.5463 | 4% | 5% | 19.0881 | 35.3637 | 4% | 5% | 36.778 | 87.91 | 0 | 0 | 8.7672e-06 | 0.00033265 | 1
0 | 2015-01-29 | 5.4443 | 51.9964 | 2% | 5% | 11.1447 | 35.9136 | 2% | 5% | 20.189 | 87.91 | 0 | 0 | 3.0585e-07 | 0.00032133 | 1
1 | 2015-01-29 01:00 | 6.721 | 26.0366 | 1% | 2% | 1.5735 | 9.1274 | 1% | 2% | 11.8945 | 35.164 | 0 | 0 | 1.3354e-05 | 7.4545e-05 | 1
2 | 2015-01-29 02:00 | 5.5103 | 17.5181 | 1% | 2% | 2.7842 | 17.6459 | 1% | 2% | 11.8945 | 35.164 | 0 | 0 | 4.8165e-06 | 1.4356e-05 | 1
3 | 2015-01-29 03:00 | 5.7668 | 17.0384 | 1% | 1% | 2.5277 | 0.54356 | 1% | 1% | 11.8945 | 17.582 | 0 | 0 | 6.2698e-06 | 3.8754e-05 | 1
4 | 2015-01-29 04:00 | 5.4668 | 13.2996 | 1% | 2% | 2.8277 | 21.8644 | 1% | 2% | 11.8945 | 35.164 | 0 | 0 | 4.5894e-06 | 1.9309e-06 | 1
5 | 2015-01-29 05:00 | 5.0365 | 16.4282 | 1% | 2% | 3.258 | 18.7358 | 1% | 2% | 11.8945 | 35.164 | 0 | 0 | 2.6357e-06 | 1.0043e-05 | 1
6 | 2015-01-29 06:00 | 4.3961 | 13.4216 | 1% | 2% | 3.8984 | 21.7424 | 1% | 2% | 11.8945 | 35.164 | 0 | 0 | 7.248e-07 | 2.1286e-06 | 1
7 | 2015-01-29 07:00 | 3.8441 | 4.0414 | 0% | 2% | -3.8441 | 31.1226 | 0% | 2% | 3.6 | 35.164 | 0.001 | 0 | 0.00046287 | 1.5025e-05 | 1
8 | 2015-01-29 08:00 | 1.891 | 19.8522 | 0% | 3% | -1.891 | 32.8938 | 0% | 3% | 3.6 | 52.746 | 0 | 0 | 0.00056974 | 1.5713e-05 | 1
9 | 2015-01-29 09:00 | 0.2934 | 7.0048 | 0% | 2% | -0.2934 | 28.1592 | 0% | 2% | 3.6 | 35.164 | 0 | 0 | 0.0006654 | 4.7992e-06 | 1
10 | 2015-01-29 10:00 | 0.24888 | 7.6922 | 0% | 2% | -0.24888 | 27.4718 | 0% | 2% | 3.6 | 35.164 | 0 | 0 | 0.00066817 | 3.2389e-06 | 1
11 | 2015-01-29 11:00 | 1.452 | 20.7209 | 0% | 2% | -1.452 | 14.4431 | 0% | 2% | 3.6 | 35.164 | 0 | 0 | 0.00059528 | 3.1478e-05 | 1
12 | 2015-01-29 12:00 | 0.61692 | 5.5013 | 0% | 2% | -0.61692 | 29.6627 | 0% | 2% | 3.6 | 35.164 | 0 | 0 | 0.00064542 | 9.2771e-06 | 1
13 | 2015-01-29 13:00 | 0.24396 | 0 | 0% | 2% | -0.24396 | 35.164 | 0% | 2% | 3.6 | 35.164 | 0 | 0 | 0.00066847 | 3.8128e-05 | 1
14 | 2015-01-29 14:00 | 0.32592 | 3.9618 | 0% | 3% | -0.32592 | 48.7842 | 0% | 3% | 3.6 | 52.746 | 0 | 0 | 0.00066337 | 2.5744e-05 | 1
15 | 2015-01-29 15:00 | 0.4098 | 5.3347 | 0% | 2% | -0.4098 | 29.8293 | 0% | 2% | 3.6 | 35.164 | 0 | 0 | 0.00065817 | 9.8631e-06 | 1
16 | 2015-01-29 16:00 | 0.3102 | 0 | 0% | 3% | -0.3102 | 52.746 | 0% | 3% | 3.6 | 52.746 | 0 | 0 | 0.00066435 | 5.3688e-05 | 1
17 | 2015-01-29 17:00 | 1.2193 | 0 | 0% | 3% | -1.2193 | 52.746 | 0% | 3% | 3.6 | 52.746 | 0 | 0 | 0.00060905 | 5.3688e-05 | 1
18 | 2015-01-29 18:00 | 1.3301 | 10.1209 | 0% | 5% | -1.3301 | 77.7891 | 0% | 5% | 3.6 | 87.91 | 0 | 0 | 0.00060248 | 3.4709e-05 | 1
19 | 2015-01-29 19:00 | 1.2378 | 37.7299 | 0% | 5% | -1.2378 | 50.1801 | 0% | 5% | 3.6 | 87.91 | 0 | 0 | 0.00060795 | 9.6267e-05 | 1
20 | 2015-01-29 20:00 | 1.9319 | 3.9138 | 0% | 3% | -1.9319 | 48.8322 | 0% | 3% | 3.6 | 52.746 | 0 | 0 | 0.00056739 | 2.6022e-05 | 1
21 | 2015-01-29 21:00 | 0.91392 | 0 | 0% | 3% | -0.91392 | 52.746 | 0% | 3% | 3.6 | 52.746 | 0 | 0 | 0.00062736 | 5.3688e-05 | 1
22 | 2015-01-29 22:00 | 1.2019 | 7.1143 | 0% | 4% | -1.2019 | 63.2137 | 0% | 4% | 3.6 | 70.328 | 0 | 0 | 0.00061009 | 2.9907e-05 | 1
23 | 2015-01-29 23:00 | 0.471 | 9.2406 | 0% | 4% | -0.471 | 61.0874 | 0% | 4% | 3.6 | 70.328 | 0 | 0 | 0.00065439 | 1.8143e-05 | 1
0 | 2015-01-30 | 0.63996 | 0 | 0% | 4% | -0.63996 | 70.328 | 0% | 4% | 3.6 | 70.328 | 0 | 0 | 0.00064401 | 9.0538e-05 | 1
1 | 2015-01-30 01:00 | 0.309 | 4.1922 | 0% | 4% | -0.309 | 66.1358 | 0% | 4% | 3.6 | 70.328 | 0 | 0 | 0.00066443 | 5.0848e-05 | 1
2 | 2015-01-30 02:00 | 0.546 | 0 | 0% | 4% | -0.546 | 70.328 | 0% | 4% | 3.6 | 70.328 | 0 | 0 | 0.00064978 | 9.0538e-05 | 1
3 | 2015-01-30 03:00 | 1.02 | 0 | 0% | 5% | -1.02 | 87.91 | 0% | 5% | 3.6 | 87.91 | 0 | 0 | 0.00062097 | 0.00013567 | 1
4 | 2015-01-30 04:00 | 0.86292 | 0 | 0% | 12% | -0.86292 | 210.984 | 0% | 12% | 3.6 | 210.984 | 0 | 0 | 0.00063044 | 0.00036614 | 1
5 | 2015-01-30 05:00 | 0.702 | 0 | 0% | 14% | -0.702 | 246.148 | 0% | 14% | 3.6 | 246.148 | 0 | 0 | 0.00064022 | 0.00039837 | 1
6 | 2015-01-30 06:00 | 0.99996 | 0 | 0% | 14% | -0.99996 | 246.148 | 0% | 14% | 3.6 | 246.148 | 0 | 0 | 0.00062217 | 0.00039837 | 1
7 | 2015-01-30 07:00 | 0.69996 | 124.4498 | 0% | 16% | -0.69996 | 156.8622 | 0% | 16% | 3.6 | 281.312 | 0 | 0 | 0.00064035 | 0.0024033 | 1
8 | 2015-01-30 08:00 | 0.99996 | 207.1511 | 0% | 14% | -0.99996 | 38.9969 | 0% | 14% | 3.6 | 246.148 | 0 | 0 | 0.00062217 | 0.0095767 | 1
9 | 2015-01-30 09:00 | 1.009 | 92.906 | 0% | 5% | -1.009 | -4.996 | 0% | 5% | 3.6 | 87.91 | 0 | 0.001 | 0.00062163 | 0.0016969 | 1
10 | 2015-01-30 10:00 | 0.12492 | 0 | 0% | 2% | -0.12492 | 35.164 | 0% | 2% | 3.6 | 35.164 | 0 | 0 | 0.00067592 | 3.8128e-05 | 1
11 | 2015-01-30 11:00 | 1.015 | 28.0757 | 0% | 3% | -1.015 | 24.6703 | 0% | 3% | 3.6 | 52.746 | 0 | 0 | 0.00062127 | 7.467e-05 | 1
12 | 2015-01-30 12:00 | 0.09996 | 28.0757 | 0% | 3% | -0.09996 | 24.6703 | 0% | 3% | 3.6 | 52.746 | 0 | 0 | 0.00067748 | 7.467e-05 | 1
13 | 2015-01-30 13:00 | 0.99996 | 0 | 0% | 2% | -0.99996 | 35.164 | 0% | 2% | 3.6 | 35.164 | 0 | 0 | 0.00062217 | 3.8128e-05 | 1
14 | 2015-01-30 14:00 | 0.80004 | 0 | 0% | 4% | -0.80004 | 70.328 | 0% | 4% | 3.6 | 70.328 | 0 | 0 | 0.00063426 | 9.0538e-05 | 1
15 | 2015-01-30 15:00 | 0.99996 | 26.345 | 0% | 5% | -0.99996 | 61.565 | 0% | 5% | 3.6 | 87.91 | 0 | 0 | 0.00062217 | 1.1131e-05 | 1
16 | 2015-01-30 16:00 | 1.021 | 14.4872 | 0% | 5% | -1.021 | 73.4228 | 0% | 5% | 3.6 | 87.91 | 0 | 0 | 0.00062091 | 1.1615e-05 | 1
17 | 2015-01-30 17:00 | 0.45492 | 0 | 0% | 5% | -0.45492 | 87.91 | 0% | 5% | 3.6 | 87.91 | 0 | 0 | 0.00065539 | 0.00013567 | 1
18 | 2015-01-30 18:00 | 6.89 | 0 | 1% | 6% | 1.4045 | 105.492 | 1% | 6% | 11.8945 | 105.492 | 0 | 0 | 1.4885e-05 | 0.00012837 | 1
19 | 2015-01-30 19:00 | 1.1239 | 0 | 0% | 8% | -1.1239 | 140.656 | 0% | 8% | 3.6 | 140.656 | 0 | 0 | 0.00061474 | 0.00020838 | 1
20 | 2015-01-30 20:00 | 1.1239 | 6.684 | 0% | 11% | -1.1239 | 186.718 | 0% | 11% | 3.6 | 193.402 | 0 | 0 | 0.00061474 | 0.00018433 | 1
21 | 2015-01-30 21:00 | 0 | 0 | 0% | 9% | 0 | 158.238 | 0% | 9% | 3.6 | 158.238 | 0 | 0 | 0.00068377 | 0.00021667 | 1
22 | 2015-01-30 22:00 | 0 | 103.6717 | 0% | 13% | 0 | 124.8943 | 0% | 13% | 3.6 | 228.566 | 0 | 0 | 0.00068377 | 0.001654 | 1
23 | 2015-01-30 23:00 | 0 | 72.6168 | 1% | 10% | 8.2945 | 103.2032 | 1% | 10% | 11.8945 | 175.82 | 0 | 0 | 1.979e-05 | 0.00039996 | 1
0 | 2015-01-31 | 0 | 34.2091 | 1% | 7% | 8.2945 | 88.8649 | 1% | 7% | 11.8945 | 123.074 | 0 | 0 | 1.979e-05 | 6.6579e-05 | 1
1 | 2015-01-31 01:00 | 4.7154 | 0 | 1% | 6% | 3.5791 | 105.492 | 1% | 6% | 11.8945 | 105.492 | 0 | 0 | 1.5285e-06 | 0.00012837 | 1
2 | 2015-01-31 02:00 | 28.5312 | 33.2344 | 4% | 7% | 4.6468 | 89.8396 | 4% | 7% | 36.778 | 123.074 | 0 | 0 | 0.000415 | 5.7839e-05 | 1
3 | 2015-01-31 03:00 | 7.3069 | 79.4755 | 1% | 6% | 0.98758 | 26.0165 | 1% | 6% | 11.8945 | 105.492 | 0 | 0 | 1.9016e-05 | 0.0011474 | 1
4 | 2015-01-31 04:00 | 3.2274 | 41.0506 | 0% | 4% | -3.2274 | 29.2774 | 0% | 4% | 3.6 | 70.328 | 0 | 0 | 0.00049542 | 0.00019135 | 1
5 | 2015-01-31 05:00 | 0 | 5.4827 | 0% | 2% | 0 | 29.6813 | 0% | 2% | 3.6 | 35.164 | 0 | 0 | 0.00068377 | 9.3416e-06 | 1
6 | 2015-01-31 06:00 | 0 | 5.3842 | 1% | 2% | 8.2945 | 29.7798 | 1% | 2% | 11.8945 | 35.164 | 0 | 0 | 1.979e-05 | 9.6873e-06 | 1
7 | 2015-01-31 07:00 | 0 | 0 | 1% | 2% | 8.2945 | 35.164 | 1% | 2% | 11.8945 | 35.164 | 0 | 0 | 1.979e-05 | 3.8128e-05 | 1
8 | 2015-01-31 08:00 | 4.9028 | 0 | 1% | 2% | 3.3917 | 35.164 | 1% | 2% | 11.8945 | 35.164 | 0 | 0 | 2.1384e-06 | 3.8128e-05 | 1
9 | 2015-01-31 09:00 | 3.075 | 0 | 1% | 3% | 5.2195 | 52.746 | 1% | 3% | 11.8945 | 52.746 | 0 | 0 | 5.4962e-07 | 5.3688e-05 | 1
10 | 2015-01-31 10:00 | 6.4088 | 0 | 1% | 4% | 1.8857 | 70.328 | 1% | 4% | 11.8945 | 70.328 | 0 | 0 | 1.0745e-05 | 9.0538e-05 | 1
11 | 2015-01-31 11:00 | 5.0293 | 0 | 1% | 5% | 3.2652 | 87.91 | 1% | 5% | 11.8945 | 87.91 | 0 | 0 | 2.6076e-06 | 0.00013567 | 1
12 | 2015-01-31 12:00 | 3.9793 | 0 | 0% | 13% | -3.9793 | 228.566 | 0% | 13% | 3.6 | 228.566 | 0.001 | 0 | 0.00045588 | 0.00033473 | 1
13 | 2015-01-31 13:00 | 0.41292 | 0 | 0% | 17% | -0.41292 | 298.894 | 0% | 17% | 3.6 | 298.894 | 0 | 0 | 0.00065798 | 0.00072044 | 1
14 | 2015-01-31 14:00 | 1.359 | 0 | 0% | 29% | -1.359 | 509.878 | 0% | 29% | 3.6 | 312.9596 | 0 | 0 | 0.00060077 | 0.0011622 | 1
15 | 2015-01-31 15:00 | 1.1176 | 0 | 0% | 35% | -1.1176 | 615.37 | 0% | 35% | 3.6 | 312.9596 | 0 | 0 | 0.00061512 | 0.0010089 | 1
16 | 2015-01-31 16:00 | 1.6367 | 0 | 0% | 34% | -1.6367 | 597.788 | 0% | 34% | 3.6 | 312.9596 | 0 | 0 | 0.00058447 | 0.0013815 | 1
17 | 2015-01-31 17:00 | 3.8966 | 0 | 1% | 39% | 4.3979 | 685.698 | 1% | 39% | 11.8945 | 312.9596 | 0 | 0 | 6.211e-08 | 0.0014964 | 1
18 | 2015-01-31 18:00 | 2.623 | 0 | 0% | 40% | -2.623 | 703.28 | 0% | 40% | 3.6 | 312.9596 | 0 | 0 | 0.00052839 | 0.0011315 | 1
19 | 2015-01-31 19:00 | 0 | 0 | 0% | 40% | 0 | 703.28 | 0% | 40% | 3.6 | 312.9596 | 0 | 0 | 0.00068377 | 0.0011315 | 1
20 | 2015-01-31 20:00 | 0 | 129.7529 | 1% | 39% | 8.2945 | 555.9451 | 1% | 39% | 11.8945 | 312.9596 | 0 | 0 | 1.979e-05 | 0.0012331 | 1
21 | 2015-01-31 21:00 | 1.5301 | 142.1072 | 1% | 36% | 6.7644 | 490.8448 | 1% | 36% | 11.8945 | 312.9596 | 0 | 0 | 6.7803e-06 | 0.0026048 | 1
22 | 2015-01-31 22:00 | 6.4936 | 150.4576 | 1% | 28% | 1.8009 | 341.8384 | 1% | 28% | 11.8945 | 312.9596 | 0 | 0 | 1.1425e-05 | 0.003712 | 1
23 | 2015-01-31 23:00 | 0 | 172.3898 | 1% | 28% | 8.2945 | 319.9062 | 1% | 28% | 11.8945 | 312.9596 | 0 | 0 | 1.979e-05 | 0.0053877 | 1
0 | 2015-02-01 | 8.629 | 63.3876 | 1% | 20% | -0.33446 | 288.2524 | 1% | 20% | 11.8945 | 312.9596 | 0 | 0 | 3.5457e-05 | 0.00014509 | 2
1 | 2015-02-01 01:00 | 14.6239 | 54.2621 | 2% | 22% | 1.9651 | 332.5419 | 2% | 22% | 20.189 | 312.9596 | 0 | 0 | 0.00011055 | 6.4641e-05 | 2
2 | 2015-02-01 02:00 | 5.4919 | 0 | 1% | 18% | 2.8026 | 316.476 | 1% | 18% | 11.8945 | 312.9596 | 0 | 0 | 4.7198e-06 | 0.00062476 | 2
3 | 2015-02-01 03:00 | 8.58 | 0 | 1% | 26% | -0.2855 | 457.132 | 1% | 26% | 11.8945 | 312.9596 | 0 | 0 | 3.4758e-05 | 0.0012292 | 2
4 | 2015-02-01 04:00 | 4.2845 | 0 | 1% | 25% | 4.01 | 439.55 | 1% | 25% | 11.8945 | 312.9596 | 0 | 0 | 5.1381e-07 | 0.00049903 | 2
5 | 2015-02-01 05:00 | 0 | 0 | 0% | 28% | 0 | 492.296 | 0% | 28% | 3.6 | 312.9596 | 0 | 0 | 0.00068377 | 0.00060754 | 2
6 | 2015-02-01 06:00 | 0 | 0 | 1% | 31% | 8.2945 | 545.042 | 1% | 31% | 11.8945 | 312.9596 | 0 | 0 | 1.979e-05 | 0.00086046 | 2
7 | 2015-02-01 07:00 | 0 | 0 | 3% | 29% | 24.8835 | 509.878 | 3% | 29% | 28.4835 | 312.9596 | 0 | 0 | 0.00014044 | 0.0011622 | 2
8 | 2015-02-01 08:00 | 0 | 0 | 4% | 31% | 33.178 | 545.042 | 4% | 31% | 36.778 | 312.9596 | 0 | 0 | 0.00019673 | 0.00086046 | 2
9 | 2015-02-01 09:00 | 44.1647 | 18.6713 | 8% | 30% | 22.1913 | 508.7887 | 8% | 30% | 69.956 | 312.9596 | 0 | 0 | 0.0010465 | 0.00035921 | 2
10 | 2015-02-01 10:00 | 32.889 | 127.3346 | 5% | 29% | 8.5835 | 382.5434 | 5% | 29% | 45.0725 | 312.9596 | 0 | 0 | 0.00065103 | 0.0014694 | 2
11 | 2015-02-01 11:00 | 13.2784 | 136.3549 | 2% | 26% | 3.3106 | 320.7771 | 2% | 26% | 20.189 | 312.9596 | 0 | 0 | 7.9065e-05 | 0.0018057 | 2
12 | 2015-02-01 12:00 | 4.5101 | 66.2408 | 1% | 23% | 3.7844 | 338.1452 | 1% | 23% | 11.8945 | 312.9596 | 0 | 0 | 9.7771e-07 | 0.00014352 | 2
13 | 2015-02-01 13:00 | 5.2601 | 3.7583 | 1% | 24% | 3.0344 | 418.2097 | 1% | 24% | 11.8945 | 312.9596 | 0 | 0 | 3.5835e-06 | 0.00052147 | 2
14 | 2015-02-01 14:00 | 0 | 0 | 2% | 27% | 16.589 | 474.714 | 2% | 27% | 20.189 | 312.9596 | 0 | 0 | 5.0648e-05 | 0.0010126 | 2
15 | 2015-02-01 15:00 | 0 | 50.9753 | 2% | 30% | 16.589 | 476.4847 | 2% | 30% | 20.189 | 312.9596 | 0 | 0 | 5.0648e-05 | 3.3587e-07 | 2
16 | 2015-02-01 16:00 | 0 | 107.7848 | 17% | 36% | 141.0065 | 525.1672 | 17% | 36% | 144.6065 | 312.9596 | 0 | 0 | 0.0012803 | 0.00099325 | 2
17 | 2015-02-01 17:00 | 86.5664 | 3.3841 | 33% | 35% | 187.1521 | 611.9859 | 33% | 35% | 247.1761 | 312.9596 | 0 | 0 | 0.0038173 | 0.00089034 | 2
18 | 2015-02-01 18:00 | 25.1494 | 0 | 29% | 36% | 215.3911 | 632.952 | 29% | 36% | 244.1405 | 312.9596 | 0 | 0 | 0.00039241 | 0.00088734 | 2
19 | 2015-02-01 19:00 | 0 | 0 | 29% | 44% | 240.5405 | 773.608 | 29% | 44% | 244.1405 | 312.9596 | 0 | 0 | 0.002513 | 0.0013793 | 2
20 | 2015-02-01 20:00 | 0 | 0 | 37% | 47% | 306.8965 | 826.354 | 37% | 47% | 247.1761 | 312.9596 | 0 | 0 | 0.002807 | 0.0014461 | 2
21 | 2015-02-01 21:00 | 0 | 0 | 40% | 49% | 331.78 | 861.518 | 40% | 49% | 247.1761 | 312.9596 | 0 | 0 | 0.0016112 | 0.0016348 | 2
22 | 2015-02-01 22:00 | 0 | 0 | 51% | 59% | 423.0195 | 1037.338 | 51% | 59% | 247.1761 | 312.9596 | 0 | 0 | 0.0019704 | 0.0012771 | 2
23 | 2015-02-01 23:00 | 80.3287 | 0 | 47% | 58% | 309.5128 | 1019.756 | 47% | 58% | 247.1761 | 312.9596 | 0 | 0 | 0.0018822 | 0.0024262 | 2
0 | 2015-02-02 | 181.9232 | 0 | 54% | 66% | 265.9798 | 1160.412 | 54% | 66% | 247.1761 | 312.9596 | 0 | 0 | 0.03018 | 0.0013082 | 2
1 | 2015-02-02 01:00 | 68.6396 | 0 | 39% | 64% | 254.8459 | 1125.248 | 39% | 64% | 247.1761 | 312.9596 | 0 | 0 | 0.002302 | 0.0016915 | 2
2 | 2015-02-02 02:00 | 58.4634 | 0 | 35% | 70% | 231.8441 | 1230.74 | 35% | 70% | 247.1761 | 312.9596 | 0 | 0 | 0.00071218 | 0.00066243 | 2
3 | 2015-02-02 03:00 | 201.5672 | 160.7983 | 38% | 71% | 113.6238 | 1087.5237 | 38% | 71% | 247.1761 | 312.9596 | 0 | 0 | 0.039615 | 0.0043697 | 2
4 | 2015-02-02 04:00 | 141.0084 | 112.9913 | 26% | 68% | 74.6486 | 1082.5847 | 26% | 68% | 219.257 | 312.9596 | 0 | 0 | 0.014475 | 0.00066714 | 2
5 | 2015-02-02 05:00 | 91.8323 | 41.1629 | 17% | 66% | 49.1742 | 1119.2491 | 17% | 66% | 144.6065 | 312.9596 | 0 | 0 | 0.0056151 | 0.00016273 | 2
6 | 2015-02-02 06:00 | 93.7874 | 80.6304 | 16% | 67% | 38.9246 | 1097.3636 | 16% | 67% | 136.312 | 312.9596 | 0 | 0 | 0.005452 | 0.0002677 | 2
7 | 2015-02-02 07:00 | 74.0526 | 66.2843 | 12% | 64% | 25.4814 | 1058.9637 | 12% | 64% | 103.134 | 312.9596 | 0 | 0 | 0.0032067 | 1.1748e-05 | 2
8 | 2015-02-02 08:00 | 0 | 66.2843 | 9% | 64% | 74.6505 | 1058.9637 | 9% | 64% | 78.2505 | 312.9596 | 0 | 0 | 0.00070343 | 1.1748e-05 | 2
9 | 2015-02-02 09:00 | 0 | 28.4773 | 6% | 63% | 49.767 | 1079.1887 | 6% | 63% | 53.367 | 312.9596 | 0 | 0 | 0.00044252 | 0.0010506 | 2
10 | 2015-02-02 10:00 | 0 | 0 | 15% | 62% | 124.4175 | 1090.084 | 15% | 62% | 128.0175 | 312.9596 | 0 | 0 | 0.00077608 | 0.0018437 | 2
11 | 2015-02-02 11:00 | 36.8723 | 0 | 14% | 62% | 79.2507 | 1090.084 | 14% | 62% | 119.723 | 312.9596 | 0 | 0 | 0.00019429 | 0.0018437 | 2
12 | 2015-02-02 12:00 | 64.9343 | 46.78 | 11% | 64% | 26.3052 | 1078.468 | 11% | 64% | 94.8395 | 312.9596 | 0 | 0 | 0.0024557 | 0.00021086 | 2
13 | 2015-02-02 13:00 | 4.0079 | 150.63 | 12% | 67% | 95.5261 | 1027.364 | 12% | 67% | 103.134 | 312.9596 | 0 | 0 | 0.00077394 | 0.0031556 | 2
14 | 2015-02-02 14:00 | 0 | 59.1857 | 15% | 59% | 124.4175 | 978.1523 | 15% | 59% | 128.0175 | 312.9596 | 0 | 0 | 0.00077608 | 4.3034e-06 | 2
15 | 2015-02-02 15:00 | 0 | 261.381 | 36% | 57% | 298.602 | 740.793 | 36% | 57% | 247.1761 | 312.9596 | 0 | 0 | 0.0017602 | 0.013445 | 2
16 | 2015-02-02 16:00 | 0 | 264.2046 | 49% | 57% | 406.4305 | 737.9694 | 49% | 57% | 247.1761 | 312.9596 | 0 | 0 | 0.0019382 | 0.01382 | 2
17 | 2015-02-02 17:00 | 0 | 0 | 72% | 46% | 597.204 | 808.772 | 72% | 46% | 247.1761 | 312.9596 | 0 | 0 | 0.0018516 | 0.0021141 | 2
18 | 2015-02-02 18:00 | 0 | 0 | 85% | 56% | 705.0325 | 984.592 | 85% | 56% | 247.1761 | 312.9596 | 0 | 0 | 0.0040861 | 0.001107 | 2
19 | 2015-02-02 19:00 | 39.7177 | 0 | 88% | 59% | 690.1983 | 1037.338 | 88% | 59% | 247.1761 | 312.9596 | 0 | 0 | 0.0017445 | 0.0012771 | 2
20 | 2015-02-02 20:00 | 25.9249 | 0 | 84% | 85% | 670.8131 | 1494.47 | 84% | 85% | 247.1761 | 312.9596 | 0 | 0 | 1.9416e-05 | 0.0025722 | 2
21 | 2015-02-02 21:00 | 52.5853 | 0 | 86% | 83% | 660.7417 | 1459.306 | 86% | 83% | 247.1761 | 312.9596 | 0 | 0 | 0.00030242 | 0.00038597 | 2
22 | 2015-02-02 22:00 | 21.0234 | 0 | 83% | 83% | 667.4201 | 1459.306 | 83% | 83% | 247.1761 | 312.9596 | 0 | 0 | 2.2846e-05 | 0.00038597 | 2
23 | 2015-02-02 23:00 | 84.3749 | 0 | 85% | 82% | 620.6576 | 1441.724 | 85% | 82% | 247.1761 | 312.9596 | 0 | 0 | 0.001429 | 0.00097042 | 2
0 | 2015-02-03 | 106.3272 | 8.3056 | 84% | 89% | 590.4108 | 1556.4924 | 84% | 89% | 247.1761 | 312.9596 | 0 | 0 | 0.0085614 | 0.00070367 | 2
1 | 2015-02-03 01:00 | 32.0174 | 1.5476 | 79% | 88% | 623.2481 | 1545.6684 | 79% | 88% | 247.1761 | 312.9596 | 0 | 0 | 0.00034387 | 0.0010308 | 2
2 | 2015-02-03 02:00 | 62.9489 | 0 | 74% | 86% | 550.8441 | 1512.052 | 74% | 86% | 247.1761 | 312.9596 | 0 | 0 | 0.00013999 | 0.0012061 | 2
3 | 2015-02-03 03:00 | 164.1037 | 0 | 68% | 84% | 399.9223 | 1476.888 | 68% | 84% | 247.1761 | 312.9596 | 0 | 0 | 0.021315 | 0.0017046 | 2
4 | 2015-02-03 04:00 | 213.6523 | 0 | 56% | 83% | 250.8397 | 1459.306 | 56% | 83% | 247.1761 | 312.9596 | 0 | 0 | 0.041457 | 0.00038597 | 2
5 | 2015-02-03 05:00 | 214.9772 | 23.1247 | 46% | 83% | 166.5698 | 1436.1813 | 46% | 83% | 247.1761 | 312.9596 | 0 | 0 | 0.044891 | 4.2167e-05 | 2
6 | 2015-02-03 06:00 | 115.211 | 44.3711 | 29% | 85% | 125.3295 | 1450.0989 | 29% | 85% | 244.1405 | 312.9596 | 0 | 0 | 0.0078802 | 0.00064922 | 2
7 | 2015-02-03 07:00 | 69.7834 | 0 | 23% | 82% | 120.9901 | 1441.724 | 23% | 82% | 194.3735 | 312.9596 | 0 | 0 | 0.0017515 | 0.00097042 | 2
8 | 2015-02-03 08:00 | 0 | 12.9053 | 13% | 82% | 107.8285 | 1428.8187 | 13% | 82% | 111.4285 | 312.9596 | 0 | 0 | 0.0007203 | 0.00056699 | 2
9 | 2015-02-03 09:00 | 0 | 12.8117 | 15% | 80% | 124.4175 | 1393.7483 | 15% | 80% | 128.0175 | 312.9596 | 0 | 0 | 0.00077608 | 0.0016227 | 2
10 | 2015-02-03 10:00 | 56.9068 | 0 | 16% | 76% | 75.8052 | 1336.232 | 16% | 76% | 136.312 | 312.9596 | 0 | 0 | 0.00086282 | 0.0024961 | 2
11 | 2015-02-03 11:00 | 48.5189 | 187.6415 | 12% | 79% | 51.0151 | 1201.3365 | 12% | 79% | 103.134 | 312.9596 | 0 | 0 | 0.00066789 | 0.0048372 | 2
12 | 2015-02-03 12:00 | 40.5108 | 123.5106 | 9% | 74% | 34.1397 | 1177.5574 | 9% | 74% | 78.2505 | 312.9596 | 0 | 0 | 0.00049811 | 0.0017883 | 2
13 | 2015-02-03 13:00 | 11.6218 | 31.9804 | 4% | 66% | 21.5562 | 1128.4316 | 4% | 66% | 36.778 | 312.9596 | 0 | 0 | 2.1647e-10 | 0.00032325 | 2
14 | 2015-02-03 14:00 | 20.0304 | 107.2397 | 4% | 66% | 13.1476 | 1053.1723 | 4% | 66% | 36.778 | 312.9596 | 0 | 0 | 0.00010247 | 0.00061631 | 2
15 | 2015-02-03 15:00 | 14.6717 | 91.1936 | 3% | 61% | 10.2118 | 981.3084 | 3% | 61% | 28.4835 | 312.9596 | 0 | 0 | 3.408e-05 | 0.00030449 | 2
16 | 2015-02-03 16:00 | 7.6235 | 0 | 2% | 57% | 8.9655 | 1002.174 | 2% | 57% | 20.189 | 312.9596 | 0 | 0 | 4.3025e-06 | 0.0010699 | 2
17 | 2015-02-03 17:00 | 22.714 | 0 | 4% | 57% | 10.464 | 1002.174 | 4% | 57% | 36.778 | 312.9596 | 0 | 0 | 0.00017844 | 0.0010699 | 2
18 | 2015-02-03 18:00 | 22.0009 | 0 | 4% | 61% | 11.1771 | 1072.502 | 4% | 61% | 36.778 | 312.9596 | 0 | 0 | 0.00015621 | 0.0011846 | 2
19 | 2015-02-03 19:00 | 0 | 33.9198 | 2% | 63% | 16.589 | 1073.7462 | 2% | 63% | 20.189 | 312.9596 | 0 | 0 | 5.0648e-05 | 0.00085953 | 2
20 | 2015-02-03 20:00 | 0 | 111.4444 | 3% | 62% | 24.8835 | 978.6396 | 3% | 62% | 28.4835 | 312.9596 | 0 | 0 | 0.00014044 | 0.0004181 | 2
21 | 2015-02-03 21:00 | 29.5432 | 226.6018 | 5% | 63% | 11.9293 | 881.0642 | 5% | 63% | 45.0725 | 312.9596 | 0 | 0 | 0.00046146 | 0.0064437 | 2
22 | 2015-02-03 22:00 | 58.9177 | 150.1013 | 7% | 55% | -0.85622 | 816.9087 | 7% | 55% | 61.6615 | 312.9596 | 0 | 0 | 0.0025162 | 0.0020966 | 2
23 | 2015-02-03 23:00 | 50.7271 | 0 | 6% | 53% | -0.96012 | 931.846 | 6% | 53% | 53.367 | 312.9596 | 0 | 0 | 0.0016097 | 0.0016794 | 2
0 | 2015-02-04 | 4.2098 | 152.7216 | 0% | 66% | -4.2098 | 1007.6904 | 0% | 66% | 3.6 | 312.9596 | 0.001 | 0 | 0.00044409 | 0.0025699 | 2
1 | 2015-02-04 01:00 | 0.29664 | 366.3592 | 0% | 60% | -0.29664 | 688.5608 | 0% | 60% | 3.6 | 312.9596 | 0 | 0.011 | 0.00066519 | 0.031804 | 2
2 | 2015-02-04 02:00 | 2.026 | Data Error | 0% | Data Error | -2.026 | Data Error | 0% | Data Error | 3.6 | Data Error | 0 | Data Error | 0.000562 | Data Error | 2
3 | 2015-02-04 03:00 | 5.5412 | Data Error | 1% | Data Error | 2.7533 | Data Error | 1% | Data Error | 11.8945 | Data Error | 0 | Data Error | 4.9817e-06 | Data Error | 2
4 | 2015-02-04 04:00 | 3.4394 | 153.1952 | 1% | 20% | 4.8551 | 198.4448 | 1% | 20% | 11.8945 | 312.9596 | 0 | 0 | 9.1198e-08 | 0.0039847 | 2
5 | 2015-02-04 05:00 | 1.7624 | 105.3881 | 1% | 18% | 6.5321 | 211.0879 | 1% | 18% | 11.8945 | 312.9596 | 0 | 0 | 5.4001e-06 | 0.0012212 | 2
6 | 2015-02-04 06:00 | 0 | 97.0368 | 2% | 15% | 16.589 | 166.6932 | 2% | 15% | 20.189 | 263.73 | 0 | 0 | 5.0648e-05 | 0.00098148 | 2
7 | 2015-02-04 07:00 | 23.791 | 19.9043 | 4% | 13% | 9.387 | 208.6617 | 4% | 13% | 36.778 | 228.566 | 0 | 0 | 0.00021482 | 4.8648e-05 | 2
8 | 2015-02-04 08:00 | 22.7369 | 0 | 4% | 15% | 10.4411 | 263.73 | 4% | 15% | 36.778 | 263.73 | 0 | 0 | 0.00017918 | 0.00056942 | 2
9 | 2015-02-04 09:00 | 13.5854 | 0 | 2% | 18% | 3.0036 | 316.476 | 2% | 18% | 20.189 | 312.9596 | 0 | 0 | 8.5786e-05 | 0.00062476 | 2
10 | 2015-02-04 10:00 | 10.0475 | 0 | 1% | 22% | -1.753 | 386.804 | 1% | 22% | 11.8945 | 312.9596 | 0 | 0 | 5.8749e-05 | 0.00052086 | 2
11 | 2015-02-04 11:00 | 3.3528 | 0 | 0% | 21% | -3.3528 | 369.222 | 0% | 21% | 3.6 | 312.9596 | 0 | 0 | 0.00048871 | 0.00058222 | 2
12 | 2015-02-04 12:00 | 0.41664 | 0 | 0% | 22% | -0.41664 | 386.804 | 0% | 22% | 3.6 | 312.9596 | 0 | 0 | 0.00065775 | 0.00052086 | 2
13 | 2015-02-04 13:00 | 0.34104 | 0 | 0% | 22% | -0.34104 | 386.804 | 0% | 22% | 3.6 | 312.9596 | 0 | 0 | 0.00066244 | 0.00052086 | 2
14 | 2015-02-04 14:00 | 0.34104 | 0 | 0% | 22% | -0.34104 | 386.804 | 0% | 22% | 3.6 | 312.9596 | 0 | 0 | 0.00066244 | 0.00052086 | 2
15 | 2015-02-04 15:00 | 1.7525 | 35.2517 | 0% | 25% | -1.7525 | 404.2983 | 0% | 25% | 3.6 | 312.9596 | 0 | 0 | 0.00057774 | 5.2399e-06 | 2
16 | 2015-02-04 16:00 | 2.7122 | 102.9208 | 1% | 28% | 5.5823 | 389.3752 | 1% | 28% | 11.8945 | 312.9596 | 0 | 0 | 1.3894e-06 | 0.0011485 | 2
17 | 2015-02-04 17:00 | 21.9674 | 0 | 3% | 28% | 2.9161 | 492.296 | 3% | 28% | 28.4835 | 312.9596 | 0 | 0 | 0.00021415 | 0.00060754 | 2
18 | 2015-02-04 18:00 | 21.9674 | 0 | 3% | 29% | 2.9161 | 509.878 | 3% | 29% | 28.4835 | 312.9596 | 0 | 0 | 0.00021415 | 0.0011622 | 2
19 | 2015-02-04 19:00 | 6.0868 | 0 | 1% | 32% | 2.2077 | 562.624 | 1% | 32% | 11.8945 | 312.9596 | 0 | 0 | 8.3502e-06 | 0.0012294 | 2
20 | 2015-02-04 20:00 | 17.9146 | 0 | 2% | 44% | -1.3256 | 773.608 | 2% | 44% | 20.189 | 312.9596 | 0 | 0 | 0.00020971 | 0.0013793 | 2
21 | 2015-02-04 21:00 | 9.5018 | 0 | 2% | 54% | 7.0872 | 949.428 | 2% | 54% | 20.189 | 312.9596 | 0 | 0 | 1.8825e-05 | 0.0023249 | 2
22 | 2015-02-04 22:00 | 28.2275 | 0 | 5% | 56% | 13.245 | 984.592 | 5% | 56% | 45.0725 | 312.9596 | 0 | 0 | 0.00039582 | 0.001107 | 2
23 | 2015-02-04 23:00 | 28.2275 | 0 | 4% | 66% | 4.9505 | 1160.412 | 4% | 66% | 36.778 | 312.9596 | 0 | 0 | 0.00040022 | 0.0013082 | 2
0 | 2015-02-05 | 8.3838 | 2.1547 | 1% | 70% | -0.0893 | 1228.5853 | 1% | 70% | 11.8945 | 312.9596 | 0 | 0 | 3.2025e-05 | 0.00060084 | 2
1 | 2015-02-05 01:00 | 36.6013 | 3.4279 | 5% | 73% | 4.8712 | 1280.0581 | 5% | 73% | 45.0725 | 312.9596 | 0 | 0 | 0.00089946 | 0.00045399 | 2
2 | 2015-02-05 02:00 | 3.5347 | 78.3457 | 2% | 75% | 13.0543 | 1240.3043 | 2% | 75% | 20.189 | 312.9596 | 0 | 0 | 8.1524e-06 | 9.6729e-06 | 2
3 | 2015-02-05 03:00 | 4.4389 | 0 | 4% | 74% | 28.7391 | 1301.068 | 4% | 74% | 36.778 | 312.9596 | 0 | 0 | 7.5247e-05 | 0.00078175 | 2
4 | 2015-02-05 04:00 | 26.5104 | 11.847 | 4% | 75% | 6.6676 | 1306.803 | 4% | 75% | 36.778 | 312.9596 | 0 | 0 | 0.00032168 | 0.0012049 | 2
5 | 2015-02-05 05:00 | 35.3363 | 11.847 | 5% | 79% | 6.1362 | 1377.131 | 5% | 79% | 45.0725 | 312.9596 | 0 | 0 | 0.0008103 | 0.00092633 | 2
6 | 2015-02-05 06:00 | 16.365 | 0.165 | 2% | 77% | 0.224 | 1353.649 | 2% | 77% | 20.189 | 312.9596 | 0 | 0 | 0.00015909 | 0.00085077 | 2
7 | 2015-02-05 07:00 | 29.9424 | 63.1141 | 8% | 79% | 36.4136 | 1325.8639 | 8% | 79% | 69.956 | 312.9596 | 0 | 0 | 0.00023114 | 1.6304e-06 | 2
8 | 2015-02-05 08:00 | 0 | 10.2473 | 8% | 76% | 66.356 | 1325.9847 | 8% | 76% | 69.956 | 312.9596 | 0 | 0 | 0.00043663 | 0.0019477 | 2
9 | 2015-02-05 09:00 | 0 | 21.7014 | 8% | 75% | 66.356 | 1296.9486 | 8% | 75% | 69.956 | 312.9596 | 0 | 0 | 0.00043663 | 0.00084722 | 2
10 | 2015-02-05 10:00 | 61.3469 | 86.1572 | 29% | 76% | 179.1936 | 1250.0748 | 29% | 76% | 244.1405 | 312.9596 | 0 | 0 | 0.00056792 | 9.172e-07 | 2
11 | 2015-02-05 11:00 | 56.5637 | 195.6121 | 31% | 76% | 200.5658 | 1140.6199 | 31% | 76% | 247.1761 | 312.9596 | 0 | 0 | 0.0012262 | 0.0037572 | 2
12 | 2015-02-05 12:00 | 0 | 0 | 22% | 64% | 182.479 | 1125.248 | 22% | 64% | 186.079 | 312.9596 | 0 | 0 | 0.0014689 | 0.0016915 | 2
13 | 2015-02-05 13:00 | 0 | 0 | 30% | 71% | 248.835 | 1248.322 | 30% | 71% | 247.1761 | 312.9596 | 0 | 0 | 0.0031859 | 0.00064273 | 2
14 | 2015-02-05 14:00 | 0 | 11.2972 | 33% | 74% | 273.7185 | 1289.7708 | 33% | 74% | 247.1761 | 312.9596 | 0 | 0 | 0.0018132 | 0.00046373 | 2
15 | 2015-02-05 15:00 | 0 | 94.9391 | 31% | 75% | 257.1295 | 1223.7109 | 31% | 75% | 247.1761 | 312.9596 | 0 | 0 | 0.0011007 | 0.00015745 | 2
16 | 2015-02-05 16:00 | 7.4702 | 103.0904 | 40% | 73% | 324.3098 | 1180.3956 | 40% | 73% | 247.1761 | 312.9596 | 0 | 0 | 0.00096929 | 0.0012516 | 2
17 | 2015-02-05 17:00 | 0 | 54.1369 | 36% | 69% | 298.602 | 1159.0211 | 36% | 69% | 247.1761 | 312.9596 | 0 | 0 | 0.0017602 | 4.7019e-05 | 2
18 | 2015-02-05 18:00 | 62.5144 | 9.3485 | 43% | 70% | 294.1491 | 1221.3915 | 43% | 70% | 247.1761 | 312.9596 | 0 | 0 | 0.0004716 | 0.000417 | 2
19 | 2015-02-05 19:00 | 113.7611 | 0 | 49% | 71% | 292.6694 | 1248.322 | 49% | 71% | 247.1761 | 312.9596 | 0 | 0 | 0.0086728 | 0.00064273 | 2
20 | 2015-02-05 20:00 | 53.8733 | 24.0848 | 40% | 75% | 277.9067 | 1294.5652 | 40% | 75% | 247.1761 | 312.9596 | 0 | 0 | 0.00061558 | 0.00077014 | 2
21 | 2015-02-05 21:00 | 0 | 17.1002 | 36% | 73% | 298.602 | 1266.3858 | 36% | 73% | 247.1761 | 312.9596 | 0 | 0 | 0.0017602 | 0.00018308 | 2
22 | 2015-02-05 22:00 | 10.3471 | 0 | 48% | 73% | 387.7889 | 1283.486 | 48% | 73% | 247.1761 | 312.9596 | 0 | 0 | 0.00080822 | 0.00054088 | 2
23 | 2015-02-05 23:00 | 136.8468 | 0 | 58% | 74% | 344.2342 | 1301.068 | 58% | 74% | 247.1761 | 312.9596 | 0 | 0 | 0.016397 | 0.00078175 | 2
0 | 2015-02-06 | 0 | 0 | 45% | 76% | 373.2525 | 1336.232 | 45% | 76% | 247.1761 | 312.9596 | 0 | 0 | 0.001179 | 0.0024961 | 2
1 | 2015-02-06 01:00 | 0 | 0 | 51% | 79% | 423.0195 | 1388.978 | 51% | 79% | 247.1761 | 312.9596 | 0 | 0 | 0.0019704 | 0.0013819 | 2
2 | 2015-02-06 02:00 | 22.8157 | 0 | 61% | 77% | 483.1488 | 1353.814 | 61% | 77% | 247.1761 | 312.9596 | 0 | 0 | 0.00019775 | 0.00085625 | 2
3 | 2015-02-06 03:00 | 4.61 | 0 | 58% | 80% | 476.471 | 1406.56 | 58% | 80% | 247.1761 | 312.9596 | 0 | 0 | 0.00098455 | 0.0022629 | 2
4 | 2015-02-06 04:00 | 18.2238 | 0 | 61% | 81% | 487.7407 | 1424.142 | 61% | 81% | 247.1761 | 312.9596 | 0 | 0 | 0.0003841 | 0.0018145 | 2
5 | 2015-02-06 05:00 | 0 | 0 | 61% | 82% | 505.9645 | 1441.724 | 61% | 82% | 247.1761 | 312.9596 | 0 | 0 | 0.001728 | 0.00097042 | 2
6 | 2015-02-06 06:00 | 0 | 0 | 64% | 84% | 530.848 | 1476.888 | 64% | 84% | 247.1761 | 312.9596 | 0 | 0 | 0.0014193 | 0.0017046 | 2
7 | 2015-02-06 07:00 | 169.681 | 74.5232 | 63% | 87% | 352.8725 | 1455.1108 | 63% | 87% | 247.1761 | 312.9596 | 0 | 0 | 0.032347 | 0.00016169 | 2
8 | 2015-02-06 08:00 | 169.3322 | 36.5281 | 64% | 83% | 361.5158 | 1422.7779 | 64% | 83% | 247.1761 | 312.9596 | 0 | 0 | 0.027715 | 1.2764e-06 | 2
9 | 2015-02-06 09:00 | 39.4723 | 29.9676 | 48% | 83% | 358.6637 | 1429.3384 | 48% | 83% | 247.1761 | 312.9596 | 0 | 0 | 4.4685e-05 | 6.7684e-06 | 2
10 | 2015-02-06 10:00 | 39.774 | 14.9982 | 49% | 82% | 366.6565 | 1426.7258 | 49% | 82% | 247.1761 | 312.9596 | 0 | 0 | 1.5426e-05 | 0.00051172 | 2
11 | 2015-02-06 11:00 | 0 | 0 | 45% | 83% | 373.2525 | 1459.306 | 45% | 83% | 247.1761 | 312.9596 | 0 | 0 | 0.001179 | 0.00038597 | 2
12 | 2015-02-06 12:00 | 0 | 0 | 51% | 81% | 423.0195 | 1424.142 | 51% | 81% | 247.1761 | 312.9596 | 0 | 0 | 0.0019704 | 0.0018145 | 2
13 | 2015-02-06 13:00 | 0 | 59.2422 | 67% | 87% | 555.7315 | 1470.3918 | 67% | 87% | 247.1761 | 312.9596 | 0 | 0 | 0.0014395 | 1.6195e-05 | 2
14 | 2015-02-06 14:00 | 0 | 50.8265 | 50% | 84% | 414.725 | 1426.0615 | 50% | 84% | 247.1761 | 312.9596 | 0 | 0 | 0.0027122 | 0.00015324 | 2
15 | 2015-02-06 15:00 | 0 | 0 | 74% | 79% | 613.793 | 1388.978 | 74% | 79% | 247.1761 | 312.9596 | 0 | 0 | 0.0041038 | 0.0013819 | 2
16 | 2015-02-06 16:00 | 0 | 0 | 72% | 80% | 597.204 | 1406.56 | 72% | 80% | 247.1761 | 312.9596 | 0 | 0 | 0.0018516 | 0.0022629 | 2
17 | 2015-02-06 17:00 | 0 | 0 | 72% | 84% | 597.204 | 1476.888 | 72% | 84% | 247.1761 | 312.9596 | 0 | 0 | 0.0018516 | 0.0017046 | 2
18 | 2015-02-06 18:00 | 35.6497 | 0 | 81% | 86% | 636.2048 | 1512.052 | 81% | 86% | 247.1761 | 312.9596 | 0 | 0 | 2.076e-05 | 0.0012061 | 2
19 | 2015-02-06 19:00 | 305.039 | 26.9344 | 74% | 87% | 308.754 | 1502.6996 | 74% | 87% | 247.1761 | 312.9596 | 0.049 | 0 | 0.092234 | 0.00020596 | 2
20 | 2015-02-06 20:00 | Data Error | 37.2941 | Data Error | 84% | Data Error | 1439.5939 | Data Error | 84% | Data Error | 312.9596 | Data Error | 0 | Data Error | 0.00040303 | 2
21 | 2015-02-06 21:00 | Data Error | 34.169 | Data Error | 83% | Data Error | 1425.137 | Data Error | 83% | Data Error | 312.9596 | Data Error | 0 | Data Error | 4.4943e-08 | 2
22 | 2015-02-06 22:00 | 139.6421 | 82.1372 | 21% | 79% | 34.5424 | 1306.8408 | 21% | 79% | 177.7845 | 312.9596 | 0 | 0 | 0.013561 | 9.1065e-05 | 2
23 | 2015-02-06 23:00 | 28.851 | 229.3675 | 13% | 84% | 78.9775 | 1247.5205 | 13% | 84% | 111.4285 | 312.9596 | 0 | 0 | 6.3121e-05 | 0.007951 | 2
0 | 2015-02-07 | 24.95 | 0 | 12% | 74% | 74.584 | 1301.068 | 12% | 74% | 103.134 | 312.9596 | 0 | 0 | 6.6123e-06 | 0.00078175 | 2
1 | 2015-02-07 01:00 | 0 | 0 | 11% | 74% | 91.2395 | 1301.068 | 11% | 74% | 94.8395 | 312.9596 | 0 | 0 | 0.00082546 | 0.00078175 | 2
2 | 2015-02-07 02:00 | 0 | 0 | 18% | 79% | 149.301 | 1388.978 | 18% | 79% | 152.901 | 312.9596 | 0 | 0 | 0.00098752 | 0.0013819 | 2
3 | 2015-02-07 03:00 | 11.0958 | 46.9188 | 26% | 81% | 204.5612 | 1377.2232 | 26% | 81% | 219.257 | 312.9596 | 0 | 0 | 0.0013187 | 0.00025317 | 2
4 | 2015-02-07 04:00 | 0 | 16.0262 | 23% | 79% | 190.7735 | 1372.9518 | 23% | 79% | 194.3735 | 312.9596 | 0 | 0 | 0.0017877 | 0.00078729 | 2
5 | 2015-02-07 05:00 | 0 | 0 | 29% | 77% | 240.5405 | 1353.814 | 29% | 77% | 244.1405 | 312.9596 | 0 | 0 | 0.002513 | 0.00085625 | 2
6 | 2015-02-07 06:00 | 0 | 0 | 53% | 80% | 439.6085 | 1406.56 | 53% | 80% | 247.1761 | 312.9596 | 0 | 0 | 0.0021906 | 0.0022629 | 2
7 | 2015-02-07 07:00 | 0 | 109.6282 | 53% | 85% | 439.6085 | 1384.8418 | 53% | 85% | 247.1761 | 312.9596 | 0 | 0 | 0.0021906 | 0.0001354 | 2
8 | 2015-02-07 08:00 | 0 | 133.538 | 70% | 87% | 580.615 | 1396.096 | 70% | 87% | 247.1761 | 312.9596 | 0 | 0 | 0.0015872 | 0.0021419 | 2
9 | 2015-02-07 09:00 | 0 | 192.4562 | 66% | 85% | 547.437 | 1302.0138 | 66% | 85% | 247.1761 | 312.9596 | 0 | 0 | 0.0017394 | 0.003451 | 2
10 | 2015-02-07 10:00 | 0 | 203.6938 | 73% | 71% | 605.4985 | 1044.6282 | 73% | 71% | 247.1761 | 312.9596 | 0 | 0 | 0.0018299 | 0.0081905 | 2
11 | 2015-02-07 11:00 | 23.5025 | 314.7492 | 87% | 73% | 698.119 | 968.7368 | 87% | 73% | 247.1761 | 312.9596 | 0 | 0.001 | 0.00056318 | 0.024262 | 2
12 | 2015-02-07 12:00 | 125.5897 | 196.485 | 88% | 65% | 604.3263 | 946.345 | 88% | 65% | 247.1761 | 312.9596 | 0 | 0 | 0.0038145 | 0.0056097 | 2
13 | 2015-02-07 13:00 | 182.8918 | 0 | 87% | 59% | 538.7297 | 1037.338 | 87% | 59% | 247.1761 | 312.9596 | 0 | 0 | 0.028369 | 0.0012771 | 2
14 | 2015-02-07 14:00 | 93.3206 | 0 | 78% | 69% | 553.6504 | 1213.158 | 78% | 69% | 247.1761 | 312.9596 | 0 | 0 | 0.0045258 | 0.00057284 | 2
15 | 2015-02-07 15:00 | 0 | 0 | 77% | 75% | 638.6765 | 1318.65 | 77% | 75% | 247.1761 | 312.9596 | 0 | 0 | 0.0012085 | 0.0017181 | 2
16 | 2015-02-07 16:00 | 0 | 0 | 74% | 73% | 613.793 | 1283.486 | 74% | 73% | 247.1761 | 312.9596 | 0 | 0 | 0.0041038 | 0.00054088 | 2
17 | 2015-02-07 17:00 | 311.9536 | 0 | 83% | 75% | 376.4899 | 1318.65 | 83% | 75% | 247.1761 | 312.9596 | 0.066 | 0 | 0.1197 | 0.0017181 | 2
18 | 2015-02-07 18:00 | 323.7922 | 36.0383 | 74% | 76% | 290.0008 | 1300.1937 | 74% | 76% | 247.1761 | 312.9596 | 0.099 | 0 | 0.10648 | 0.0008681 | 2
19 | 2015-02-07 19:00 | 49.0639 | 93.0498 | 43% | 76% | 307.5996 | 1243.1822 | 43% | 76% | 247.1761 | 312.9596 | 0 | 0 | 3.0254e-05 | 8.7766e-06 | 2
20 | 2015-02-07 20:00 | 200.4228 | 117.4792 | 41% | 74% | 139.6517 | 1183.5888 | 41% | 74% | 247.1761 | 312.9596 | 0 | 0 | 0.038185 | 0.00151 | 2
21 | 2015-02-07 21:00 | 162.1433 | 153.2336 | 30% | 64% | 86.6917 | 972.0144 | 30% | 64% | 247.1761 | 312.9596 | 0 | 0 | 0.019332 | 0.0021184 | 2
22 | 2015-02-07 22:00 | 59.0436 | 120.9448 | 17% | 65% | 81.9629 | 1021.8852 | 17% | 65% | 144.6065 | 312.9596 | 0 | 0 | 0.0012534 | 0.0010197 | 2
23 | 2015-02-07 23:00 | 0 | 46.7939 | 15% | 62% | 124.4175 | 1043.2901 | 15% | 62% | 128.0175 | 312.9596 | 0 | 0 | 0.00077608 | 0.00026646 | 2
0 | 2015-02-08 | 0 | 0 | 26% | 56% | 215.657 | 984.592 | 26% | 56% | 219.257 | 312.9596 | 0 | 0 | 0.0024692 | 0.001107 | 2
1 | 2015-02-08 01:00 | 0 | 78.37 | 29% | 60% | 240.5405 | 976.55 | 29% | 60% | 244.1405 | 312.9596 | 0 | 0 | 0.002513 | 0.00021136 | 2
2 | 2015-02-08 02:00 | 61.933 | 9.8826 | 40% | 53% | 269.847 | 921.9634 | 40% | 53% | 247.1761 | 312.9596 | 0 | 0 | 0.0011922 | 0.0012503 | 2
3 | 2015-02-08 03:00 | 85.8122 | 0 | 38% | 55% | 229.3788 | 967.01 | 38% | 55% | 247.1761 | 312.9596 | 0 | 0 | 0.0035377 | 0.0015668 | 2
4 | 2015-02-08 04:00 | 176.8463 | 0 | 38% | 57% | 138.3447 | 1002.174 | 38% | 57% | 247.1761 | 312.9596 | 0 | 0 | 0.028639 | 0.0010699 | 2
5 | 2015-02-08 05:00 | 108.8158 | 0 | 27% | 56% | 115.1357 | 984.592 | 27% | 56% | 227.5515 | 312.9596 | 0 | 0 | 0.0081749 | 0.001107 | 2
6 | 2015-02-08 06:00 | 106.82 | 73.8228 | 19% | 65% | 50.7755 | 1069.0072 | 19% | 65% | 161.1955 | 312.9596 | 0 | 0 | 0.0087793 | 2.634e-05 | 2
7 | 2015-02-08 07:00 | 102.2016 | 16.1311 | 13% | 63% | 5.6269 | 1091.5349 | 13% | 63% | 111.4285 | 312.9596 | 0 | 0 | 0.0092887 | 0.0015551 | 2
8 | 2015-02-08 08:00 | 96.4745 | 162.9328 | 12% | 60% | 3.0595 | 891.9872 | 12% | 60% | 103.134 | 312.9596 | 0 | 0 | 0.0069989 | 0.0039231 | 2
9 | 2015-02-08 09:00 | 43.083 | 98.3071 | 6% | 54% | 6.684 | 851.1209 | 6% | 54% | 53.367 | 312.9596 | 0 | 0 | 0.00095515 | 5.9225e-05 | 2
10 | 2015-02-08 10:00 | 1.5464 | 71.0501 | 1% | 48% | 6.7481 | 772.8859 | 1% | 48% | 11.8945 | 312.9596 | 0 | 0 | 6.6782e-06 | 6.5764e-08 | 2
11 | 2015-02-08 11:00 | 4.8072 | 57.9757 | 1% | 49% | 3.4873 | 803.5423 | 1% | 49% | 11.8945 | 312.9596 | 0 | 0 | 1.8144e-06 | 5.5627e-05 | 2
12 | 2015-02-08 12:00 | 12.5844 | 0 | 3% | 41% | 12.2991 | 720.862 | 3% | 41% | 28.4835 | 312.9596 | 0 | 0 | 1.1031e-05 | 0.0014323 | 2
13 | 2015-02-08 13:00 | 11.0056 | 46.5227 | 3% | 46% | 13.8779 | 762.2493 | 3% | 46% | 28.4835 | 312.9596 | 0 | 0 | 2.0104e-06 | 0.00038097 | 2
14 | 2015-02-08 14:00 | 3.8225 | 0 | 3% | 40% | 21.061 | 703.28 | 3% | 40% | 28.4835 | 312.9596 | 0 | 0 | 5.2449e-05 | 0.0011315 | 2
15 | 2015-02-08 15:00 | 0 | 0 | 4% | 43% | 33.178 | 756.026 | 4% | 43% | 36.778 | 312.9596 | 0 | 0 | 0.00019673 | 0.0027747 | 2
16 | 2015-02-08 16:00 | 0 | 13.9358 | 7% | 48% | 58.0615 | 830.0002 | 7% | 48% | 61.6615 | 312.9596 | 0 | 0 | 0.0004356 | 0.001072 | 2
17 | 2015-02-08 17:00 | 70.7593 | 131.825 | 22% | 50% | 111.7197 | 747.275 | 22% | 50% | 186.079 | 312.9596 | 0 | 0 | 0.0022073 | 0.0012301 | 2
18 | 2015-02-08 18:00 | 0 | 64.1574 | 19% | 45% | 157.5955 | 727.0326 | 19% | 45% | 161.1955 | 312.9596 | 0 | 0 | 0.001231 | 1.8463e-05 | 2
19 | 2015-02-08 19:00 | 60.7082 | 81.3313 | 26% | 41% | 154.9488 | 639.5307 | 26% | 41% | 219.257 | 312.9596 | 0 | 0 | 0.00055227 | 7.0767e-05 | 2
20 | 2015-02-08 20:00 | 0 | 95.8144 | 23% | 36% | 190.7735 | 537.1376 | 23% | 36% | 194.3735 | 312.9596 | 0 | 0 | 0.0017877 | 0.00061046 | 2
21 | 2015-02-08 21:00 | 59.1068 | 166.8222 | 27% | 34% | 164.8447 | 430.9658 | 27% | 34% | 227.5515 | 312.9596 | 0 | 0 | 0.00092934 | 0.0033309 | 2
22 | 2015-02-08 22:00 | 69.1842 | 97.4752 | 29% | 25% | 171.3563 | 342.0748 | 29% | 25% | 244.1405 | 312.9596 | 0 | 0 | 0.0011076 | 0.0010957 | 2
23 | 2015-02-08 23:00 | 52.1614 | 50.9712 | 22% | 23% | 130.3176 | 353.4148 | 22% | 23% | 186.079 | 312.9596 | 0 | 0 | 0.0006032 | 1.0858e-05 | 2
0 | 2015-02-09 | 63.4134 | 0 | 20% | 18% | 102.4766 | 316.476 | 20% | 18% | 169.49 | 312.9596 | 0 | 0 | 0.0008955 | 0.00062476 | 2
1 | 2015-02-09 01:00 | 0 | 9.2736 | 17% | 22% | 141.0065 | 377.5304 | 17% | 22% | 144.6065 | 312.9596 | 0 | 0 | 0.0012803 | 0.00030793 | 2
2 | 2015-02-09 02:00 | 0 | 0 | 19% | 17% | 157.5955 | 298.894 | 19% | 17% | 161.1955 | 298.894 | 0 | 0 | 0.001231 | 0.00072044 | 2
3 | 2015-02-09 03:00 | 0 | 0.76656 | 22% | 27% | 182.479 | 473.9474 | 22% | 27% | 186.079 | 312.9596 | 0 | 0 | 0.0014689 | 0.00098501 | 2
4 | 2015-02-09 04:00 | 1.2714 | 68.8795 | 25% | 29% | 206.0911 | 440.9985 | 25% | 29% | 210.9625 | 312.9596 | 0 | 0 | 0.0018298 | 2.5865e-05 | 2
5 | 2015-02-09 05:00 | 76.8074 | 62.2183 | 33% | 30% | 196.9111 | 465.2417 | 33% | 30% | 247.1761 | 312.9596 | 0 | 0 | 0.0025019 | 3.3815e-05 | 2
6 | 2015-02-09 06:00 | 0 | 61.9109 | 17% | 31% | 141.0065 | 483.1311 | 17% | 31% | 144.6065 | 312.9596 | 0 | 0 | 0.0012803 | 3.4564e-05 | 2
7 | 2015-02-09 07:00 | 3.0199 | 0 | 31% | 31% | 254.1096 | 545.042 | 31% | 31% | 247.1761 | 312.9596 | 0 | 0 | 0.00087239 | 0.00086046 | 2
8 | 2015-02-09 08:00 | 19.3003 | 0 | 33% | 35% | 254.4182 | 615.37 | 33% | 35% | 247.1761 | 312.9596 | 0 | 0 | 0.00037299 | 0.0010089 | 2
9 | 2015-02-09 09:00 | 240.3691 | 0 | 42% | 39% | 107.9999 | 685.698 | 42% | 39% | 247.1761 | 312.9596 | 0 | 0 | 0.06028 | 0.0014964 | 2
10 | 2015-02-09 10:00 | 186.4333 | 0 | 41% | 47% | 153.6412 | 826.354 | 41% | 47% | 247.1761 | 312.9596 | 0 | 0 | 0.031878 | 0.0014461 | 2
11 | 2015-02-09 11:00 | 0 | 0 | 27% | 64% | 223.9515 | 1125.248 | 27% | 64% | 227.5515 | 312.9596 | 0 | 0 | 0.0016626 | 0.0016915 | 2
12 | 2015-02-09 12:00 | 45.1273 | 0 | 40% | 78% | 286.6527 | 1371.396 | 40% | 78% | 247.1761 | 312.9596 | 0 | 0 | 0.00020354 | 0.00054175 | 2
13 | 2015-02-09 13:00 | 23.0224 | 0 | 40% | 80% | 308.7576 | 1406.56 | 40% | 80% | 247.1761 | 312.9596 | 0 | 0 | 0.00015335 | 0.0022629 | 2
14 | 2015-02-09 14:00 | 0 | 81.8929 | 44% | 83% | 364.958 | 1377.4131 | 44% | 83% | 247.1761 | 312.9596 | 0 | 0 | 0.002895 | 0.00072531 | 2
15 | 2015-02-09 15:00 | 0 | 0 | 52% | 82% | 431.314 | 1441.724 | 52% | 82% | 247.1761 | 312.9596 | 0 | 0 | 0.002146 | 0.00097042 | 2
16 | 2015-02-09 16:00 | 0 | 0 | 53% | 81% | 439.6085 | 1424.142 | 53% | 81% | 247.1761 | 312.9596 | 0 | 0 | 0.0021906 | 0.0018145 | 2
17 | 2015-02-09 17:00 | 0 | 120.0361 | 68% | 84% | 564.026 | 1356.8519 | 68% | 84% | 247.1761 | 312.9596 | 0 | 0 | 0.0026884 | 0.00072819 | 2
18 | 2015-02-09 18:00 | 0 | 0 | 78% | 78% | 646.971 | 1371.396 | 78% | 78% | 247.1761 | 312.9596 | 0 | 0 | 0.0020462 | 0.00054175 | 2
19 | 2015-02-09 19:00 | 57.789 | 0 | 80% | 76% | 605.771 | 1336.232 | 80% | 76% | 247.1761 | 312.9596 | 0 | 0 | 0.00030574 | 0.0024961 | 2
20 | 2015-02-09 20:00 | 19.8064 | 44.9638 | 75% | 78% | 602.2811 | 1326.4322 | 75% | 78% | 247.1761 | 312.9596 | 0 | 0 | 0.00021174 | 5.2817e-06 | 2
21 | 2015-02-09 21:00 | 21.4228 | 138.5689 | 77% | 77% | 617.2537 | 1215.2451 | 77% | 77% | 247.1761 | 312.9596 | 0 | 0 | 7.9844e-05 | 0.0024553 | 2
22 | 2015-02-09 22:00 | 26.801 | 121.0273 | 80% | 68% | 636.759 | 1074.5487 | 80% | 68% | 247.1761 | 312.9596 | 0 | 0 | 0.00039499 | 0.00092414 | 2
23 | 2015-02-09 23:00 | 135.3224 | 0 | 78% | 65% | 511.6486 | 1142.83 | 78% | 65% | 247.1761 | 312.9596 | 0 | 0 | 0.013903 | 0.0013583 | 2
0 | 2015-02-10 | 119.901 | 0 | 77% | 66% | 518.7755 | 1160.412 | 77% | 66% | 247.1761 | 312.9596 | 0 | 0 | 0.012054 | 0.0013082 | 2
1 | 2015-02-10 01:00 | 180.0239 | 23.9713 | 78% | 71% | 466.9471 | 1224.3507 | 78% | 71% | 247.1761 | 312.9596 | 0 | 0 | 0.029517 | 0.00013732 | 2
2 | 2015-02-10 02:00 | 180.1388 | 0 | 77% | 70% | 458.5377 | 1230.74 | 77% | 70% | 247.1761 | 312.9596 | 0 | 0 | 0.033275 | 0.00066243 | 2
3 | 2015-02-10 03:00 | 127.8072 | 0 | 70% | 69% | 452.8078 | 1213.158 | 70% | 69% | 247.1761 | 312.9596 | 0 | 0 | 0.013052 | 0.00057284 | 2
4 | 2015-02-10 04:00 | 0 | 0 | 73% | 64% | 605.4985 | 1125.248 | 73% | 64% | 247.1761 | 312.9596 | 0 | 0 | 0.0018299 | 0.0016915 | 2
5 | 2015-02-10 05:00 | 4.0888 | 135.8087 | 79% | 74% | 651.1767 | 1165.2593 | 79% | 74% | 247.1761 | 312.9596 | 0 | 0 | 0.00022885 | 0.0024288 | 2
6 | 2015-02-10 06:00 | 0 | 0 | 78% | 62% | 646.971 | 1090.084 | 78% | 62% | 247.1761 | 312.9596 | 0 | 0 | 0.0020462 | 0.0018437 | 2
7 | 2015-02-10 07:00 | 2.3054 | 117.0787 | 79% | 61% | 652.9601 | 955.4233 | 79% | 61% | 247.1761 | 312.9596 | 0 | 0 | 0.00029852 | 0.0010351 | 2
8 | 2015-02-10 08:00 | 21.87 | 102.589 | 84% | 59% | 674.868 | 934.749 | 84% | 59% | 247.1761 | 312.9596 | 0 | 0 | 8.6399e-05 | 0.00051129 | 2
9 | 2015-02-10 09:00 | 29.928 | 23.5034 | 75% | 52% | 592.1595 | 890.7606 | 75% | 52% | 247.1761 | 312.9596 | 0 | 0 | 5.5147e-06 | 0.00073782 | 2
10 | 2015-02-10 10:00 | 0 | 0 | 73% | 51% | 605.4985 | 896.682 | 73% | 51% | 247.1761 | 312.9596 | 0 | 0 | 0.0018299 | 0.0011758 | 2
11 | 2015-02-10 11:00 | 0 | 0 | 65% | 50% | 539.1425 | 879.1 | 65% | 50% | 247.1761 | 312.9596 | 0 | 0 | 0.0016107 | 0.0015923 | 2
12 | 2015-02-10 12:00 | 0 | 140.0516 | 60% | 50% | 497.67 | 739.0484 | 60% | 50% | 247.1761 | 312.9596 | 0 | 0 | 0.0017678 | 0.0015802 | 2
13 | 2015-02-10 13:00 | 0 | 247.9304 | 55% | 47% | 456.1975 | 578.4236 | 55% | 47% | 247.1761 | 312.9596 | 0 | 0 | 0.0032109 | 0.010606 | 2
14 | 2015-02-10 14:00 | 126.0984 | 189.1154 | 51% | 38% | 296.9211 | 479.0006 | 51% | 38% | 247.1761 | 312.9596 | 0 | 0 | 0.011586 | 0.0051244 | 2
15 | 2015-02-10 15:00 | 213.0348 | 72.3796 | 44% | 28% | 151.9232 | 419.9164 | 44% | 28% | 247.1761 | 312.9596 | 0 | 0 | 0.041223 | 0.00027286 | 2
16 | 2015-02-10 16:00 | 236.694 | 0 | 36% | 23% | 61.908 | 404.386 | 36% | 23% | 247.1761 | 312.9596 | 0 | 0 | 0.059247 | 0.00066025 | 2
17 | 2015-02-10 17:00 | 228.4976 | 176.2052 | 29% | 29% | 12.0429 | 333.6728 | 29% | 29% | 244.1405 | 312.9596 | 0 | 0 | 0.050783 | 0.004373 | 2
18 | 2015-02-10 18:00 | 195.5758 | 114.9116 | 24% | 20% | 3.4922 | 236.7284 | 24% | 20% | 202.668 | 312.9596 | 0 | 0 | 0.035049 | 0.0017098 | 2
19 | 2015-02-10 19:00 | 172.0541 | 4.8476 | 21% | 19% | 2.1304 | 329.2104 | 21% | 19% | 177.7845 | 312.9596 | 0 | 0 | 0.024189 | 0.00049446 | 2
20 | 2015-02-10 20:00 | 148.1669 | 45.0818 | 20% | 18% | 17.7231 | 271.3942 | 20% | 18% | 169.49 | 312.9596 | 0 | 0 | 0.017452 | 4.1684e-07 | 2
21 | 2015-02-10 21:00 | 121.5626 | 79.4797 | 21% | 15% | 52.6219 | 184.2503 | 21% | 15% | 177.7845 | 263.73 | 0 | 0 | 0.0089594 | 0.00045551 | 2
22 | 2015-02-10 22:00 | 151.4707 | 183.9283 | 24% | 15% | 47.5973 | 79.8017 | 24% | 15% | 202.668 | 263.73 | 0 | 0 | 0.017967 | 0.0065204 | 2
23 | 2015-02-10 23:00 | 34.7566 | 86.5198 | 9% | 6% | 39.8939 | 18.9722 | 9% | 6% | 78.2505 | 105.492 | 0 | 0 | 0.00023657 | 0.0014348 | 2
0 | 2015-02-11 | 11.0918 | 28.5424 | 6% | 3% | 38.6752 | 24.2036 | 6% | 3% | 53.367 | 52.746 | 0 | 0 | 5.8732e-05 | 7.9328e-05 | 2
1 | 2015-02-11 01:00 | 19.8377 | 30.449 | 7% | 2% | 38.2238 | 4.715 | 7% | 2% | 61.6615 | 35.164 | 0 | 0 | 9.2759e-06 | 0.00012418 | 2
2 | 2015-02-11 02:00 | 12.7549 | 0 | 4% | 1% | 20.4231 | 17.582 | 4% | 1% | 36.778 | 17.582 | 0 | 0 | 1.8264e-06 | 1.201e-05 | 2
3 | 2015-02-11 03:00 | 8.5183 | 0 | 4% | 1% | 24.6597 | 17.582 | 4% | 1% | 36.778 | 17.582 | 0 | 0 | 1.411e-05 | 1.201e-05 | 2
4 | 2015-02-11 04:00 | 0 | 0 | 3% | 4% | 24.8835 | 70.328 | 3% | 4% | 28.4835 | 70.328 | 0 | 0 | 0.00014044 | 9.0538e-05 | 2
5 | 2015-02-11 05:00 | 22.5127 | 0 | 4% | 7% | 10.6653 | 123.074 | 4% | 7% | 36.778 | 123.074 | 0 | 0 | 0.00017202 | 0.00012763 | 2
6 | 2015-02-11 06:00 | 16.3834 | 0 | 5% | 7% | 25.0891 | 123.074 | 5% | 7% | 45.0725 | 123.074 | 0 | 0 | 3.1538e-05 | 0.00012763 | 2
7 | 2015-02-11 07:00 | 0 | 0 | 3% | 8% | 24.8835 | 140.656 | 3% | 8% | 28.4835 | 140.656 | 0 | 0 | 0.00014044 | 0.00020838 | 2
8 | 2015-02-11 08:00 | 0 | 0 | 3% | 14% | 24.8835 | 246.148 | 3% | 14% | 28.4835 | 246.148 | 0 | 0 | 0.00014044 | 0.00039837 | 2
9 | 2015-02-11 09:00 | 0 | 0 | 4% | 11% | 33.178 | 193.402 | 4% | 11% | 36.778 | 193.402 | 0 | 0 | 0.00019673 | 0.00030201 | 2
10 | 2015-02-11 10:00 | 0 | 75.412 | 3% | 19% | 24.8835 | 258.646 | 3% | 19% | 28.4835 | 312.9596 | 0 | 0 | 0.00014044 | 0.00032034 | 2
11 | 2015-02-11 11:00 | 0 | 56.869 | 3% | 14% | 24.8835 | 189.279 | 3% | 14% | 28.4835 | 246.148 | 0 | 0 | 0.00014044 | 0.00015341 | 2
12 | 2015-02-11 12:00 | 28.4471 | 0 | 5% | 12% | 13.0254 | 210.984 | 5% | 12% | 45.0725 | 210.984 | 0 | 0 | 0.00040643 | 0.00036614 | 2
13 | 2015-02-11 13:00 | 17.3054 | 0 | 2% | 16% | -0.71644 | 281.312 | 2% | 16% | 20.189 | 281.312 | 0 | 0 | 0.00018898 | 0.00047347 | 2
14 | 2015-02-11 14:00 | 10.1075 | 0 | 1% | 19% | -1.813 | 334.058 | 1% | 19% | 11.8945 | 312.9596 | 0 | 0 | 5.9863e-05 | 0.00062468 | 2
15 | 2015-02-11 15:00 | 8.0146 | 0 | 1% | 19% | 0.27994 | 334.058 | 1% | 19% | 11.8945 | 312.9596 | 0 | 0 | 2.7184e-05 | 0.00062468 | 2
16 | 2015-02-11 16:00 | 0 | 112.3658 | 2% | 23% | 16.589 | 292.0202 | 2% | 23% | 20.189 | 312.9596 | 0 | 0 | 5.0648e-05 | 0.0014603 | 2
17 | 2015-02-11 17:00 | 9.7714 | 7.8523 | 2% | 17% | 6.8176 | 291.0417 | 2% | 17% | 20.189 | 298.894 | 0 | 0 | 2.1751e-05 | 0.00050064 | 2
18 | 2015-02-11 18:00 | 14.4386 | 11.2507 | 3% | 16% | 10.4449 | 270.0613 | 3% | 16% | 28.4835 | 281.312 | 0 | 0 | 3.0879e-05 | 0.00023594 | 2
19 | 2015-02-11 19:00 | 9.4258 | 49.5031 | 3% | 15% | 15.4577 | 214.2269 | 3% | 15% | 28.4835 | 263.73 | 0 | 0 | 2.3692e-07 | 1.8431e-05 | 2
20 | 2015-02-11 20:00 | 0 | 53.2068 | 4% | 16% | 33.178 | 228.1052 | 4% | 16% | 36.778 | 281.312 | 0 | 0 | 0.00019673 | 7.2296e-05 | 2
21 | 2015-02-11 21:00 | 12.2123 | 0 | 4% | 15% | 20.9657 | 263.73 | 4% | 15% | 36.778 | 263.73 | 0 | 0 | 4.8613e-07 | 0.00056942 | 2
22 | 2015-02-11 22:00 | 22.0975 | 0 | 4% | 17% | 11.0805 | 298.894 | 4% | 17% | 36.778 | 298.894 | 0 | 0 | 0.00015914 | 0.00072044 | 2
23 | 2015-02-11 23:00 | 24.9332 | 0 | 3% | 24% | -0.04974 | 421.968 | 3% | 24% | 28.4835 | 312.9596 | 0 | 0 | 0.00033158 | 0.00062366 | 2
0 | 2015-02-12 | 15.1819 | 0 | 2% | 31% | 1.4071 | 545.042 | 2% | 31% | 20.189 | 312.9596 | 0 | 0 | 0.00012515 | 0.00086046 | 2
1 | 2015-02-12 01:00 | 0 | 0 | 1% | 32% | 8.2945 | 562.624 | 1% | 32% | 11.8945 | 312.9596 | 0 | 0 | 1.979e-05 | 0.0012294 | 2
2 | 2015-02-12 02:00 | 0 | 2.3428 | 3% | 35% | 24.8835 | 613.0272 | 3% | 35% | 28.4835 | 312.9596 | 0 | 0 | 0.00014044 | 0.00092603 | 2
3 | 2015-02-12 03:00 | 0 | 0 | 3% | 34% | 24.8835 | 597.788 | 3% | 34% | 28.4835 | 312.9596 | 0 | 0 | 0.00014044 | 0.0013815 | 2
4 | 2015-02-12 04:00 | 0 | 0 | 3% | 42% | 24.8835 | 738.444 | 3% | 42% | 28.4835 | 312.9596 | 0 | 0 | 0.00014044 | 0.0013025 | 2
5 | 2015-02-12 05:00 | 18.61 | 0 | 4% | 49% | 14.568 | 861.518 | 4% | 49% | 36.778 | 312.9596 | 0 | 0 | 7.0735e-05 | 0.0016348 | 2
6 | 2015-02-12 06:00 | 26.3384 | 0 | 3% | 58% | -1.4549 | 1019.756 | 3% | 58% | 28.4835 | 312.9596 | 0 | 0 | 0.00039615 | 0.0024262 | 2
7 | 2015-02-12 07:00 | 26.059 | 0 | 3% | 65% | -1.1755 | 1142.83 | 3% | 65% | 28.4835 | 312.9596 | 0 | 0 | 0.00038285 | 0.0013583 | 2
8 | 2015-02-12 08:00 | 23.2415 | 0 | 3% | 60% | 1.642 | 1054.92 | 3% | 60% | 28.4835 | 312.9596 | 0 | 0 | 0.00026146 | 0.00090215 | 2
9 | 2015-02-12 09:00 | 23.9 | 36.6937 | 3% | 61% | 0.98346 | 1035.8083 | 3% | 61% | 28.4835 | 312.9596 | 0 | 0 | 0.00028777 | 0.00018354 | 2
10 | 2015-02-12 10:00 | 6.4001 | 9.0223 | 1% | 59% | 1.8944 | 1028.3157 | 1% | 59% | 11.8945 | 312.9596 | 0 | 0 | 1.0676e-05 | 0.0009367 | 2
11 | 2015-02-12 11:00 | 6.1999 | 43.7406 | 1% | 57% | 2.0946 | 958.4334 | 1% | 57% | 11.8945 | 312.9596 | 0 | 0 | 9.1573e-06 | 6.1336e-05 | 2
12 | 2015-02-12 12:00 | 5.3618 | 0 | 1% | 52% | 2.9327 | 914.264 | 1% | 52% | 11.8945 | 312.9596 | 0 | 0 | 4.063e-06 | 0.0016427 | 2
13 | 2015-02-12 13:00 | 5.3618 | 0 | 1% | 55% | 2.9327 | 967.01 | 1% | 55% | 11.8945 | 312.9596 | 0 | 0 | 4.063e-06 | 0.0015668 | 2
14 | 2015-02-12 14:00 | 0 | 0 | 1% | 52% | 8.2945 | 914.264 | 1% | 52% | 11.8945 | 312.9596 | 0 | 0 | 1.979e-05 | 0.0016427 | 2
15 | 2015-02-12 15:00 | 6.4966 | 67.0817 | 1% | 54% | 1.7979 | 882.3463 | 1% | 54% | 11.8945 | 312.9596 | 0 | 0 | 1.145e-05 | 0.00010129 | 2
16 | 2015-02-12 16:00 | 10.3435 | 104.4208 | 2% | 51% | 6.2455 | 792.2612 | 2% | 51% | 20.189 | 312.9596 | 0 | 0 | 2.8661e-05 | 0.00063005 | 2
17 | 2015-02-12 17:00 | 26.5583 | 268.5602 | 4% | 49% | 6.6197 | 592.9578 | 4% | 49% | 36.778 | 312.9596 | 0 | 0 | 0.00032375 | 0.012615 | 2
18 | 2015-02-12 18:00 | 27.5348 | 235.0135 | 4% | 41% | 5.6432 | 485.8485 | 4% | 41% | 36.778 | 312.9596 | 0 | 0 | 0.0003675 | 0.0091817 | 2
19 | 2015-02-12 19:00 | 26.6977 | 153.943 | 3% | 31% | -1.8142 | 391.099 | 3% | 31% | 28.4835 | 312.9596 | 0 | 0 | 0.00041358 | 0.00339 | 2
20 | 2015-02-12 20:00 | 26.6034 | 83.9434 | 3% | 26% | -1.7199 | 373.1886 | 3% | 26% | 28.4835 | 312.9596 | 0 | 0 | 0.00040897 | 0.00016087 | 2
21 | 2015-02-12 21:00 | 27.5509 | 65.1846 | 3% | 26% | -2.6674 | 391.9474 | 3% | 26% | 28.4835 | 312.9596 | 0 | 0 | 0.00045647 | 4.0572e-06 | 2
22 | 2015-02-12 22:00 | 27.608 | 32.9124 | 3% | 23% | -2.7245 | 371.4736 | 3% | 23% | 28.4835 | 312.9596 | 0 | 0 | 0.00045942 | 4.8665e-05 | 2
23 | 2015-02-12 23:00 | 27.328 | 20.2898 | 3% | 23% | -2.4445 | 384.0962 | 3% | 23% | 28.4835 | 312.9596 | 0 | 0 | 0.00044506 | 0.00020037 | 2
0 | 2015-02-13 | 6.124 | 4.5552 | 1% | 23% | 2.1705 | 399.8308 | 1% | 23% | 11.8945 | 312.9596 | 0 | 0 | 8.6114e-06 | 0.00053382 | 2
1 | 2015-02-13 01:00 | 7.105 | 22.9148 | 1% | 22% | 1.1895 | 363.8892 | 1% | 22% | 11.8945 | 312.9596 | 0 | 0 | 1.6952e-05 | 9.5828e-05 | 2
2 | 2015-02-13 02:00 | 6.1 | 0 | 1% | 22% | 2.1945 | 386.804 | 1% | 22% | 11.8945 | 312.9596 | 0 | 0 | 8.4424e-06 | 0.00052086 | 2
3 | 2015-02-13 03:00 | 6.1 | 0 | 1% | 25% | 2.1945 | 439.55 | 1% | 25% | 11.8945 | 312.9596 | 0 | 0 | 8.4424e-06 | 0.00049903 | 2
4 | 2015-02-13 04:00 | 3.072 | 0 | 1% | 26% | 5.2225 | 457.132 | 1% | 26% | 11.8945 | 312.9596 | 0 | 0 | 5.55e-07 | 0.0012292 | 2
5 | 2015-02-13 05:00 | 1.3338 | 0 | 1% | 32% | 6.9607 | 562.624 | 1% | 32% | 11.8945 | 312.9596 | 0 | 0 | 8.0689e-06 | 0.0012294 | 2
6 | 2015-02-13 06:00 | 27.5978 | 0 | 4% | 32% | 5.5802 | 562.624 | 4% | 32% | 36.778 | 312.9596 | 0 | 0 | 0.00037042 | 0.0012294 | 2
7 | 2015-02-13 07:00 | 29.4413 | 72.5359 | 4% | 33% | 3.7367 | 507.6701 | 4% | 33% | 36.778 | 312.9596 | 0 | 0 | 0.00046091 | 0.00012267 | 2
8 | 2015-02-13 08:00 | 29.4413 | 57.9694 | 4% | 32% | 3.7367 | 504.6546 | 4% | 32% | 36.778 | 312.9596 | 0 | 0 | 0.00046091 | 4.3736e-06 | 2
9 | 2015-02-13 09:00 | 25.784 | 41.0982 | 3% | 27% | -0.90054 | 433.6158 | 3% | 27% | 28.4835 | 312.9596 | 0 | 0 | 0.00036999 | 7.133e-05 | 2
10 | 2015-02-13 10:00 | 4.1062 | 141.3359 | 1% | 27% | 4.1883 | 333.3781 | 1% | 27% | 11.8945 | 312.9596 | 0 | 0 | 2.5182e-07 | 0.0023586 | 2
11 | 2015-02-13 11:00 | 8.398 | 44.0644 | 1% | 21% | -0.10346 | 325.1576 | 1% | 21% | 11.8945 | 312.9596 | 0 | 0 | 3.2218e-05 | 8.7032e-07 | 2
12 | 2015-02-13 12:00 | 9.787 | 0 | 1% | 20% | -1.4925 | 351.64 | 1% | 20% | 11.8945 | 312.9596 | 0 | 0 | 5.4033e-05 | 0.00057635 | 2
13 | 2015-02-13 13:00 | 6.788 | 0 | 1% | 20% | 1.5065 | 351.64 | 1% | 20% | 11.8945 | 312.9596 | 0 | 0 | 1.3951e-05 | 0.00057635 | 2
14 | 2015-02-13 14:00 | 7.092 | 0 | 1% | 29% | 1.2025 | 509.878 | 1% | 29% | 11.8945 | 312.9596 | 0 | 0 | 1.6823e-05 | 0.0011622 | 2
15 | 2015-02-13 15:00 | 6.6875 | 0 | 1% | 35% | 1.607 | 615.37 | 1% | 35% | 11.8945 | 312.9596 | 0 | 0 | 1.306e-05 | 0.0010089 | 2
16 | 2015-02-13 16:00 | 6.3 | 102.9091 | 1% | 40% | 1.9945 | 600.3709 | 1% | 40% | 11.8945 | 312.9596 | 0 | 0 | 9.9021e-06 | 0.00061964 | 2
17 | 2015-02-13 17:00 | 27 | 1.5882 | 3% | 36% | -2.1165 | 631.3638 | 3% | 36% | 28.4835 | 312.9596 | 0 | 0 | 0.00042853 | 0.00083434 | 2
18 | 2015-02-13 18:00 | 26 | 196.5169 | 3% | 37% | -1.1165 | 454.0171 | 3% | 37% | 28.4835 | 312.9596 | 0 | 0 | 0.00038007 | 0.0058558 | 2
19 | 2015-02-13 19:00 | 27.3294 | 209.6606 | 3% | 35% | -2.4459 | 405.7094 | 3% | 35% | 28.4835 | 312.9596 | 0 | 0 | 0.00044513 | 0.0076535 | 2
20 | 2015-02-13 20:00 | 26.1282 | 0 | 3% | 24% | -1.2447 | 421.968 | 3% | 24% | 28.4835 | 312.9596 | 0 | 0 | 0.00038612 | 0.00062366 | 2
21 | 2015-02-13 21:00 | 8.319 | 0 | 4% | 25% | 24.859 | 439.55 | 4% | 25% | 36.778 | 312.9596 | 0 | 0 | 1.5973e-05 | 0.00049903 | 2
22 | 2015-02-13 22:00 | 0 | 0 | 5% | 33% | 41.4725 | 580.206 | 5% | 33% | 45.0725 | 312.9596 | 0 | 0 | 0.00019983 | 0.00091083 | 2
23 | 2015-02-13 23:00 | 0 | 0 | 13% | 32% | 107.8285 | 562.624 | 13% | 32% | 111.4285 | 312.9596 | 0 | 0 | 0.0007203 | 0.0012294 | 2
0 | 2015-02-14 | 0 | 77.3447 | 13% | 34% | 107.8285 | 520.4433 | 13% | 34% | 111.4285 | 312.9596 | 0 | 0 | 0.0007203 | 4.6548e-05 | 2
1 | 2015-02-14 01:00 | 0 | 85.1256 | 16% | 33% | 132.712 | 495.0804 | 16% | 33% | 136.312 | 312.9596 | 0 | 0 | 0.0015393 | 0.00033256 | 2
2 | 2015-02-14 02:00 | 0 | 0 | 21% | 31% | 174.1845 | 545.042 | 21% | 31% | 177.7845 | 312.9596 | 0 | 0 | 0.002694 | 0.00086046 | 2
3 | 2015-02-14 03:00 | 0 | 15.4291 | 28% | 37% | 232.246 | 635.1049 | 28% | 37% | 235.846 | 312.9596 | 0 | 0 | 0.0010544 | 0.00070081 | 2
4 | 2015-02-14 04:00 | 0 | 0 | 47% | 37% | 389.8415 | 650.534 | 47% | 37% | 247.1761 | 312.9596 | 0 | 0 | 0.0028582 | 0.0012424 | 2
5 | 2015-02-14 05:00 | 0 | 0 | 48% | 40% | 398.136 | 703.28 | 48% | 40% | 247.1761 | 312.9596 | 0 | 0 | 0.0016731 | 0.0011315 | 2
6 | 2015-02-14 06:00 | 52.429 | 0 | 49% | 44% | 354.0015 | 773.608 | 49% | 44% | 247.1761 | 312.9596 | 0 | 0 | 0.00036805 | 0.0013793 | 2
7 | 2015-02-14 07:00 | 42.7595 | 13.7028 | 46% | 50% | 338.7875 | 865.3972 | 46% | 50% | 247.1761 | 312.9596 | 0 | 0 | 1.8036e-05 | 0.0010311 | 2
8 | 2015-02-14 08:00 | 0 | 115.5385 | 38% | 52% | 315.191 | 798.7255 | 38% | 52% | 247.1761 | 312.9596 | 0 | 0 | 0.0019341 | 0.0006342 | 2
9 | 2015-02-14 09:00 | 2.1419 | 7.4188 | 40% | 47% | 329.6381 | 818.9352 | 40% | 47% | 247.1761 | 312.9596 | 0 | 0 | 0.0014106 | 0.001143 | 2
10 | 2015-02-14 10:00 | 0 | 15.5521 | 37% | 46% | 306.8965 | 793.2199 | 37% | 46% | 247.1761 | 312.9596 | 0 | 0 | 0.002807 | 0.0013789 | 2
11 | 2015-02-14 11:00 | 79.4652 | 0 | 38% | 46% | 235.7258 | 808.772 | 38% | 46% | 247.1761 | 312.9596 | 0 | 0 | 0.002686 | 0.0021141 | 2
12 | 2015-02-14 12:00 | 76.7436 | 0 | 30% | 45% | 172.0914 | 791.19 | 30% | 45% | 247.1761 | 312.9596 | 0 | 0 | 0.0013018 | 0.0010364 | 2
13 | 2015-02-14 13:00 | 85.5647 | 0 | 25% | 49% | 121.7978 | 861.518 | 25% | 49% | 210.9625 | 312.9596 | 0 | 0 | 0.0034632 | 0.0016348 | 2
14 | 2015-02-14 14:00 | 94.0824 | 45.8138 | 21% | 50% | 80.1021 | 833.2862 | 21% | 50% | 177.7845 | 312.9596 | 0 | 0 | 0.0037851 | 0.00019174 | 2
15 | 2015-02-14 15:00 | 91.7473 | 159.4156 | 17% | 47% | 49.2592 | 666.9384 | 17% | 47% | 144.6065 | 312.9596 | 0 | 0 | 0.0055997 | 0.0027711 | 2
16 | 2015-02-14 16:00 | 67.6376 | 94.3776 | 12% | 43% | 31.8964 | 661.6484 | 12% | 43% | 103.134 | 312.9596 | 0 | 0 | 0.0023906 | 1.0068e-06 | 2
17 | 2015-02-14 17:00 | 36.7303 | 30.5251 | 8% | 38% | 29.6257 | 637.5909 | 8% | 38% | 69.956 | 312.9596 | 0 | 0 | 0.00054695 | 0.00034654 | 2
18 | 2015-02-14 18:00 | 49.5368 | 4.6127 | 8% | 41% | 16.8192 | 716.2493 | 8% | 41% | 69.956 | 312.9596 | 0 | 0 | 0.0015075 | 0.0012406 | 2
19 | 2015-02-14 19:00 | 43.2785 | 0 | 7% | 36% | 14.783 | 632.952 | 7% | 36% | 61.6615 | 312.9596 | 0 | 0 | 0.00098008 | 0.00088734 | 2
20 | 2015-02-14 20:00 | 35.9395 | 0 | 6% | 50% | 13.8275 | 879.1 | 6% | 50% | 53.367 | 312.9596 | 0 | 0 | 0.00049698 | 0.0015923 | 2
21 | 2015-02-14 21:00 | 34.8204 | 250.6991 | 6% | 54% | 14.9466 | 698.7289 | 6% | 54% | 53.367 | 312.9596 | 0 | 0 | 0.00043865 | 0.0089058 | 2
22 | 2015-02-14 22:00 | 21.2869 | 41.2409 | 5% | 37% | 20.1856 | 609.2931 | 5% | 37% | 45.0725 | 312.9596 | 0 | 0 | 0.00013289 | 0.00013905 | 2
23 | 2015-02-14 23:00 | 33.8861 | 143.8259 | 6% | 37% | 15.8809 | 506.7081 | 6% | 37% | 53.367 | 312.9596 | 0 | 0 | 0.00039273 | 0.0021673 | 2
0 | 2015-02-15 | 17.955 | 139.2498 | 4% | 32% | 15.223 | 423.3742 | 4% | 32% | 36.778 | 312.9596 | 0 | 0 | 5.8076e-05 | 0.0019482 | 2
1 | 2015-02-15 01:00 | 20.235 | 8.0172 | 3% | 25% | 4.6485 | 431.5328 | 3% | 25% | 28.4835 | 312.9596 | 0 | 0 | 0.00015738 | 0.00031609 | 2
2 | 2015-02-15 02:00 | 5.1059 | 0 | 2% | 23% | 11.4831 | 404.386 | 2% | 23% | 20.189 | 312.9596 | 0 | 0 | 9.2355e-07 | 0.00066025 | 2
3 | 2015-02-15 03:00 | 0 | 0 | 2% | 23% | 16.589 | 404.386 | 2% | 23% | 20.189 | 312.9596 | 0 | 0 | 5.0648e-05 | 0.00066025 | 2
4 | 2015-02-15 04:00 | 19.3144 | 0 | 3% | 25% | 5.5691 | 439.55 | 3% | 25% | 28.4835 | 312.9596 | 0 | 0 | 0.00013076 | 0.00049903 | 2
5 | 2015-02-15 05:00 | 27.0538 | 67.2064 | 5% | 26% | 14.4187 | 389.9256 | 5% | 26% | 45.0725 | 312.9596 | 0 | 0 | 0.00034152 | 1.0012e-05 | 2
6 | 2015-02-15 06:00 | 8.9291 | 201.4048 | 3% | 24% | 15.9544 | 220.5632 | 3% | 24% | 28.4835 | 312.9596 | 0 | 0 | 1.1784e-06 | 0.0080243 | 2
7 | 2015-02-15 07:00 | 21.3102 | 135.7872 | 4% | 17% | 11.8678 | 163.1068 | 4% | 17% | 36.778 | 298.894 | 0 | 0 | 0.00013609 | 0.0025391 | 2
8 | 2015-02-15 08:00 | 17.7059 | 68.0868 | 3% | 13% | 7.1776 | 160.4792 | 3% | 13% | 28.4835 | 228.566 | 0 | 0 | 9.0172e-05 | 0.00041737 | 2
9 | 2015-02-15 09:00 | 14.6993 | 0 | 2% | 11% | 1.8897 | 193.402 | 2% | 11% | 20.189 | 193.402 | 0 | 0 | 0.00011247 | 0.00030201 | 2
10 | 2015-02-15 10:00 | 0 | 45.0892 | 1% | 16% | 8.2945 | 236.2228 | 1% | 16% | 11.8945 | 281.312 | 0 | 0 | 1.979e-05 | 1.5099e-05 | 2
11 | 2015-02-15 11:00 | 0 | 43.2203 | 2% | 17% | 16.589 | 255.6737 | 2% | 17% | 20.189 | 298.894 | 0 | 0 | 5.0648e-05 | 5.1029e-06 | 2
12 | 2015-02-15 12:00 | 0 | 38.2404 | 3% | 16% | 24.8835 | 243.0716 | 3% | 16% | 28.4835 | 281.312 | 0 | 0 | 0.00014044 | 9.2568e-11 | 2
13 | 2015-02-15 13:00 | 23.0297 | 0 | 4% | 15% | 10.1483 | 263.73 | 4% | 15% | 36.778 | 263.73 | 0 | 0 | 0.00018876 | 0.00056942 | 2
14 | 2015-02-15 14:00 | 13.1261 | 7.776 | 3% | 17% | 11.7574 | 291.118 | 3% | 17% | 28.4835 | 298.894 | 0 | 0 | 1.5796e-05 | 0.00050258 | 2
15 | 2015-02-15 15:00 | 7.2378 | 48.2165 | 2% | 18% | 9.3512 | 268.2595 | 2% | 18% | 20.189 | 312.9596 | 0 | 0 | 2.5897e-06 | 5.8976e-06 | 2
16 | 2015-02-15 16:00 | 18.5545 | 120.7225 | 4% | 19% | 14.6235 | 213.3355 | 4% | 19% | 36.778 | 312.9596 | 0 | 0 | 6.9615e-05 | 0.001907 | 2
17 | 2015-02-15 17:00 | 22.5284 | 72.606 | 5% | 11% | 18.9441 | 120.796 | 5% | 11% | 45.0725 | 193.402 | 0 | 0 | 0.00016964 | 0.00057203 | 2
18 | 2015-02-15 18:00 | 29.149 | 83.8739 | 6% | 10% | 20.618 | 91.9461 | 6% | 10% | 53.367 | 175.82 | 0 | 0 | 0.00019899 | 0.00069705 | 2
19 | 2015-02-15 19:00 | 28.5786 | 18.5653 | 6% | 6% | 21.1884 | 86.9267 | 6% | 6% | 53.367 | 105.492 | 0 | 0 | 0.00018006 | 5.9412e-07 | 2
20 | 2015-02-15 20:00 | 36.3697 | 38.9274 | 6% | 7% | 13.3973 | 84.1466 | 6% | 7% | 53.367 | 123.074 | 0 | 0 | 0.00052038 | 0.00011757 | 2
21 | 2015-02-15 21:00 | 35.7209 | 38.4073 | 5% | 6% | 5.7516 | 67.0847 | 5% | 6% | 45.0725 | 105.492 | 0 | 0 | 0.00083692 | 0.00011056 | 2
22 | 2015-02-15 22:00 | 27.5173 | 47.663 | 4% | 6% | 5.6607 | 57.829 | 4% | 6% | 36.778 | 105.492 | 0 | 0 | 0.00036669 | 0.00024897 | 2
23 | 2015-02-15 23:00 | 32.9281 | 26.1454 | 5% | 6% | 8.5444 | 79.3466 | 5% | 6% | 45.0725 | 105.492 | 0 | 0 | 0.00065344 | 1.2535e-05 | 2
0 | 2015-02-16 | 3.1753 | 98.3808 | 1% | 8% | 5.1192 | 42.2752 | 1% | 8% | 11.8945 | 140.656 | 0 | 0 | 3.8492e-07 | 0.0017239 | 2
1 | 2015-02-16 01:00 | 0 | 53.0738 | 1% | 6% | 8.2945 | 52.4182 | 1% | 6% | 11.8945 | 105.492 | 0 | 0 | 1.979e-05 | 0.00035556 | 2
2 | 2015-02-16 02:00 | 0 | 26.0198 | 2% | 5% | 16.589 | 61.8902 | 2% | 5% | 20.189 | 87.91 | 0 | 0 | 5.0648e-05 | 9.9307e-06 | 2
3 | 2015-02-16 03:00 | 0 | 39.5386 | 4% | 5% | 33.178 | 48.3714 | 4% | 5% | 36.778 | 87.91 | 0 | 0 | 0.00019673 | 0.00011751 | 2
4 | 2015-02-16 04:00 | 9.3958 | 31.8529 | 5% | 5% | 32.0767 | 56.0571 | 5% | 5% | 45.0725 | 87.91 | 0 | 0 | 7.8878e-06 | 4.1847e-05 | 2
5 | 2015-02-16 05:00 | 10.913 | 0 | 4% | 5% | 22.265 | 87.91 | 4% | 5% | 36.778 | 87.91 | 0 | 0 | 7.5544e-07 | 0.00013567 | 2
6 | 2015-02-16 06:00 | 2.4776 | 0 | 4% | 6% | 30.7004 | 105.492 | 4% | 6% | 36.778 | 105.492 | 0 | 0 | 0.00012186 | 0.00012837 | 2
7 | 2015-02-16 07:00 | 12.377 | 0 | 4% | 11% | 20.801 | 193.402 | 4% | 11% | 36.778 | 193.402 | 0 | 0 | 8.0258e-07 | 0.00030201 | 2
8 | 2015-02-16 08:00 | 4.1291 | 44.6639 | 3% | 14% | 20.7544 | 201.4841 | 3% | 14% | 28.4835 | 246.148 | 0 | 0 | 4.7232e-05 | 2.9638e-05 | 2
9 | 2015-02-16 09:00 | 5.8334 | 0 | 3% | 17% | 19.0501 | 298.894 | 3% | 17% | 28.4835 | 298.894 | 0 | 0 | 2.321e-05 | 0.00072044 | 2
10 | 2015-02-16 10:00 | 20.3729 | 0 | 3% | 20% | 4.5106 | 351.64 | 3% | 20% | 28.4835 | 312.9596 | 0 | 0 | 0.00016158 | 0.00057635 | 2
11 | 2015-02-16 11:00 | 13.2128 | 0 | 2% | 28% | 3.3762 | 492.296 | 2% | 28% | 20.189 | 312.9596 | 0 | 0 | 7.7667e-05 | 0.00060754 | 2
12 | 2015-02-16 12:00 | 1.4026 | 0 | 1% | 31% | 6.8919 | 545.042 | 1% | 31% | 11.8945 | 312.9596 | 0 | 0 | 7.6049e-06 | 0.00086046 | 2
13 | 2015-02-16 13:00 | 0 | 0 | 1% | 29% | 8.2945 | 509.878 | 1% | 29% | 11.8945 | 312.9596 | 0 | 0 | 1.979e-05 | 0.0011622 | 2
14 | 2015-02-16 14:00 | 0 | 93.2857 | 2% | 31% | 16.589 | 451.7563 | 2% | 31% | 20.189 | 312.9596 | 0 | 0 | 5.0648e-05 | 0.00056283 | 2
15 | 2015-02-16 15:00 | 0 | 182.4019 | 3% | 29% | 24.8835 | 327.4761 | 3% | 29% | 28.4835 | 312.9596 | 0 | 0 | 0.00014044 | 0.0048516 | 2
16 | 2015-02-16 16:00 | 0 | 102.4528 | 5% | 24% | 41.4725 | 319.5152 | 5% | 24% | 45.0725 | 312.9596 | 0 | 0 | 0.00019983 | 0.0011088 | 2
17 | 2015-02-16 17:00 | 0 | 63.5836 | 8% | 21% | 66.356 | 305.6384 | 8% | 21% | 69.956 | 312.9596 | 0 | 0 | 0.00043663 | 0.00014483 | 2
18 | 2015-02-16 18:00 | 18.0914 | 0 | 8% | 19% | 48.2646 | 334.058 | 8% | 19% | 69.956 | 312.9596 | 0 | 0 | 8.3845e-07 | 0.00062468 | 2
19 | 2015-02-16 19:00 | 10.4154 | 51.3264 | 7% | 17% | 47.6461 | 247.5676 | 7% | 17% | 61.6615 | 298.894 | 0 | 0 | 6.9123e-05 | 5.5296e-06 | 2
20 | 2015-02-16 20:00 | 24.6496 | 27.6533 | 6% | 16% | 25.1174 | 253.6587 | 6% | 16% | 53.367 | 281.312 | 0 | 0 | 7.5373e-05 | 3.6375e-05 | 2
21 | 2015-02-16 21:00 | 16.9232 | 0 | 5% | 14% | 24.5493 | 246.148 | 5% | 14% | 45.0725 | 246.148 | 0 | 0 | 3.9272e-05 | 0.00039837 | 2
22 | 2015-02-16 22:00 | 3.5656 | 0 | 3% | 18% | 21.3179 | 316.476 | 3% | 18% | 28.4835 | 312.9596 | 0 | 0 | 5.7031e-05 | 0.00062476 | 2
23 | 2015-02-16 23:00 | 0 | 0 | 3% | 23% | 24.8835 | 404.386 | 3% | 23% | 28.4835 | 312.9596 | 0 | 0 | 0.00014044 | 0.00066025 | 2
0 | 2015-02-17 | 11.2928 | 0 | 4% | 31% | 21.8852 | 545.042 | 4% | 31% | 36.778 | 312.9596 | 0 | 0 | 1.6914e-07 | 0.00086046 | 2
1 | 2015-02-17 01:00 | 2.8608 | 0 | 3% | 29% | 22.0227 | 509.878 | 3% | 29% | 28.4835 | 312.9596 | 0 | 0 | 7.0587e-05 | 0.0011622 | 2
2 | 2015-02-17 02:00 | 2.5795 | 0 | 3% | 33% | 22.304 | 580.206 | 3% | 33% | 28.4835 | 312.9596 | 0 | 0 | 7.64e-05 | 0.00091083 | 2
3 | 2015-02-17 03:00 | 0 | 0 | 3% | 40% | 24.8835 | 703.28 | 3% | 40% | 28.4835 | 312.9596 | 0 | 0 | 0.00014044 | 0.0011315 | 2
4 | 2015-02-17 04:00 | 8.0939 | 61.4171 | 3% | 41% | 16.7896 | 659.4449 | 3% | 41% | 28.4835 | 312.9596 | 0 | 0 | 4.3785e-06 | 8.4923e-06 | 2
5 | 2015-02-17 05:00 | 15.0124 | 196.3782 | 3% | 44% | 9.8711 | 577.2298 | 3% | 44% | 28.4835 | 312.9596 | 0 | 0 | 3.9044e-05 | 0.0055582 | 2
6 | 2015-02-17 06:00 | 8.0333 | 0 | 1% | 33% | 0.26122 | 580.206 | 1% | 33% | 11.8945 | 312.9596 | 0 | 0 | 2.742e-05 | 0.00091083 | 2
7 | 2015-02-17 07:00 | 4.6522 | 49.4153 | 1% | 36% | 3.6423 | 583.5367 | 1% | 36% | 11.8945 | 312.9596 | 0 | 0 | 1.3458e-06 | 2.8314e-06 | 2
8 | 2015-02-17 08:00 | 4.8365 | 37.7352 | 1% | 34% | 3.458 | 560.0528 | 1% | 34% | 11.8945 | 312.9596 | 0 | 0 | 1.9108e-06 | 0.00024667 | 2
9 | 2015-02-17 09:00 | 4.0223 | 193.2389 | 0% | 38% | -4.0223 | 474.8771 | 0% | 38% | 3.6 | 312.9596 | 0.001 | 0 | 0.00045368 | 0.0054657 | 2
10 | 2015-02-17 10:00 | 0.71232 | 140.673 | 0% | 36% | -0.71232 | 492.279 | 0% | 36% | 3.6 | 312.9596 | 0 | 0 | 0.00063959 | 0.0025222 | 2
11 | 2015-02-17 11:00 | 0.55104 | 0 | 0% | 32% | -0.55104 | 562.624 | 0% | 32% | 3.6 | 312.9596 | 0 | 0 | 0.00064947 | 0.0012294 | 2
12 | 2015-02-17 12:00 | 0.56628 | 0 | 0% | 38% | -0.56628 | 668.116 | 0% | 38% | 3.6 | 312.9596 | 0 | 0 | 0.00064853 | 0.0012944 | 2
13 | 2015-02-17 13:00 | 0 | 0 | 0% | 42% | 0 | 738.444 | 0% | 42% | 3.6 | 312.9596 | 0 | 0 | 0.00068377 | 0.0013025 | 2
14 | 2015-02-17 14:00 | 0 | 119.34 | 0% | 45% | 0 | 671.85 | 0% | 45% | 3.6 | 312.9596 | 0 | 0 | 0.00068377 | 0.0012733 | 2
15 | 2015-02-17 15:00 | 0 | 96.2766 | 1% | 43% | 8.2945 | 659.7494 | 1% | 43% | 11.8945 | 312.9596 | 0 | 0 | 1.979e-05 | 4.3408e-06 | 2
16 | 2015-02-17 16:00 | 12.1678 | 64.8875 | 2% | 40% | 4.4212 | 638.3925 | 2% | 40% | 20.189 | 312.9596 | 0 | 0 | 5.7047e-05 | 1.0675e-05 | 2
17 | 2015-02-17 17:00 | 5.6015 | 54.569 | 1% | 39% | 2.693 | 631.129 | 1% | 39% | 11.8945 | 312.9596 | 0 | 0 | 5.3112e-06 | 5.8461e-05 | 2
18 | 2015-02-17 18:00 | 2.9146 | 0 | 1% | 39% | 5.3799 | 685.698 | 1% | 39% | 11.8945 | 312.9596 | 0 | 0 | 8.7384e-07 | 0.0014964 | 2
19 | 2015-02-17 19:00 | 5.4187 | 0 | 1% | 47% | 2.8758 | 826.354 | 1% | 47% | 11.8945 | 312.9596 | 0 | 0 | 4.3442e-06 | 0.0014461 | 2
20 | 2015-02-17 20:00 | 5.2486 | 24.8824 | 1% | 49% | 3.0459 | 836.6356 | 1% | 49% | 11.8945 | 312.9596 | 0 | 0 | 3.5311e-06 | 0.00069067 | 2
21 | 2015-02-17 21:00 | 4.9009 | 0 | 1% | 46% | 3.3936 | 808.772 | 1% | 46% | 11.8945 | 312.9596 | 0 | 0 | 2.1316e-06 | 0.0021141 | 2
22 | 2015-02-17 22:00 | 4.4124 | 0 | 0% | 46% | -4.4124 | 808.772 | 0% | 46% | 3.6 | 312.9596 | 0.001 | 0 | 0.00043386 | 0.0021141 | 2
23 | 2015-02-17 23:00 | 2.8625 | 0 | 0% | 44% | -2.8625 | 773.608 | 0% | 44% | 3.6 | 312.9596 | 0 | 0 | 0.0005152 | 0.0013793 | 2
0 | 2015-02-18 | 1.5 | 0 | 0% | 46% | -1.5 | 808.772 | 0% | 46% | 3.6 | 312.9596 | 0 | 0 | 0.00059246 | 0.0021141 | 2
1 | 2015-02-18 01:00 | 1.1999 | 0 | 0% | 48% | -1.1999 | 843.936 | 0% | 48% | 3.6 | 312.9596 | 0 | 0 | 0.00061021 | 0.0016538 | 2
2 | 2015-02-18 02:00 | 7.9999 | 0 | 1% | 56% | 0.29458 | 984.592 | 1% | 56% | 11.8945 | 312.9596 | 0 | 0 | 2.7001e-05 | 0.001107 | 2
3 | 2015-02-18 03:00 | 1.0999 | 41.8326 | 0% | 59% | -1.0999 | 995.5054 | 0% | 59% | 3.6 | 312.9596 | 0 | 0 | 0.00061618 | 0.00014267 | 2
4 | 2015-02-18 04:00 | 1.0999 | 0 | 0% | 54% | -1.0999 | 949.428 | 0% | 54% | 3.6 | 312.9596 | 0 | 0 | 0.00061618 | 0.0023249 | 2
5 | 2015-02-18 05:00 | 1.0999 | 0 | 0% | 53% | -1.0999 | 931.846 | 0% | 53% | 3.6 | 312.9596 | 0 | 0 | 0.00061618 | 0.0016794 | 2
6 | 2015-02-18 06:00 | 22.9134 | 54.1304 | 3% | 62% | 1.9701 | 1035.9536 | 3% | 62% | 28.4835 | 312.9596 | 0 | 0 | 0.00024883 | 0.00014764 | 2
7 | 2015-02-18 07:00 | 23.6594 | 42.3382 | 3% | 58% | 1.2241 | 977.4178 | 3% | 58% | 28.4835 | 312.9596 | 0 | 0 | 0.00027801 | 0.00063385 | 2
8 | 2015-02-18 08:00 | 24.3506 | 87.7975 | 3% | 56% | 0.53286 | 896.7945 | 3% | 56% | 28.4835 | 312.9596 | 0 | 0 | 0.00030649 | 0.00027769 | 2
9 | 2015-02-18 09:00 | 24.9878 | 17.0586 | 3% | 52% | -0.10434 | 897.2054 | 3% | 52% | 28.4835 | 312.9596 | 0 | 0 | 0.00033398 | 0.00095039 | 2
10 | 2015-02-18 10:00 | 27.4326 | 0 | 3% | 49% | -2.5491 | 861.518 | 3% | 49% | 28.4835 | 312.9596 | 0 | 0 | 0.0004504 | 0.0016348 | 2
11 | 2015-02-18 11:00 | 22.626 | 0 | 3% | 51% | 2.2575 | 896.682 | 3% | 51% | 28.4835 | 312.9596 | 0 | 0 | 0.00023801 | 0.0011758 | 2
12 | 2015-02-18 12:00 | 10.9046 | 0 | 4% | 51% | 22.2734 | 896.682 | 4% | 51% | 36.778 | 312.9596 | 0 | 0 | 7.7314e-07 | 0.0011758 | 2
13 | 2015-02-18 13:00 | 2.1661 | 0 | 6% | 53% | 47.6009 | 931.846 | 6% | 53% | 53.367 | 312.9596 | 0 | 0 | 0.00033947 | 0.0016794 | 2
14 | 2015-02-18 14:00 | 0 | 0 | 8% | 55% | 66.356 | 967.01 | 8% | 55% | 69.956 | 312.9596 | 0 | 0 | 0.00043663 | 0.0015668 | 2
15 | 2015-02-18 15:00 | 0 | 61.2168 | 12% | 60% | 99.534 | 993.7032 | 12% | 60% | 103.134 | 312.9596 | 0 | 0 | 0.0010661 | 2.2868e-05 | 2
16 | 2015-02-18 16:00 | 0 | 115.7887 | 20% | 56% | 165.89 | 868.8033 | 20% | 56% | 169.49 | 312.9596 | 0 | 0 | 0.0021648 | 0.0010617 | 2
17 | 2015-02-18 17:00 | 0 | 68.1704 | 25% | 54% | 207.3625 | 881.2576 | 25% | 54% | 210.9625 | 312.9596 | 0 | 0 | 0.0019633 | 8.9206e-05 | 2
18 | 2015-02-18 18:00 | 0 | 46.6181 | 25% | 50% | 207.3625 | 832.4819 | 25% | 50% | 210.9625 | 312.9596 | 0 | 0 | 0.0019633 | 0.00017928 | 2
19 | 2015-02-18 19:00 | 0 | 0 | 39% | 49% | 323.4855 | 861.518 | 39% | 49% | 247.1761 | 312.9596 | 0 | 0 | 0.0012092 | 0.0016348 | 2
20 | 2015-02-18 20:00 | 0 | 0 | 56% | 52% | 464.492 | 914.264 | 56% | 52% | 247.1761 | 312.9596 | 0 | 0 | 0.0029131 | 0.0016427 | 2
21 | 2015-02-18 21:00 | 0 | 0 | 62% | 57% | 514.259 | 1002.174 | 62% | 57% | 247.1761 | 312.9596 | 0 | 0 | 0.0019041 | 0.0010699 | 2
22 | 2015-02-18 22:00 | 74.1265 | 0 | 66% | 64% | 473.3105 | 1125.248 | 66% | 64% | 247.1761 | 312.9596 | 0 | 0 | 0.0022717 | 0.0016915 | 2
23 | 2015-02-18 23:00 | 206.1398 | 161.1715 | 60% | 71% | 291.5302 | 1087.1505 | 60% | 71% | 247.1761 | 312.9596 | 0 | 0 | 0.042634 | 0.0043978 | 2
0 | 2015-02-19 | 158.0104 | 26.6664 | 49% | 55% | 248.4201 | 940.3436 | 49% | 55% | 247.1761 | 312.9596 | 0 | 0 | 0.021455 | 0.00059616 | 2
1 | 2015-02-19 01:00 | 61.0561 | 117.8653 | 46% | 63% | 320.4909 | 989.8007 | 46% | 63% | 247.1761 | 312.9596 | 0 | 0 | 0.00069199 | 0.00033957 | 2
2 | 2015-02-19 02:00 | 0 | 67.7694 | 34% | 63% | 282.013 | 1039.8966 | 34% | 63% | 247.1761 | 312.9596 | 0 | 0 | 0.0017608 | 0.00010131 | 2
3 | 2015-02-19 03:00 | 0 | 7.0314 | 33% | 59% | 273.7185 | 1030.3066 | 33% | 59% | 247.1761 | 312.9596 | 0 | 0 | 0.0018132 | 0.0010073 | 2
4 | 2015-02-19 04:00 | 11.998 | 0 | 49% | 60% | 394.4325 | 1054.92 | 49% | 60% | 247.1761 | 312.9596 | 0 | 0 | 0.00087378 | 0.00090215 | 2
5 | 2015-02-19 05:00 | 0 | 0 | 38% | 64% | 315.191 | 1125.248 | 38% | 64% | 247.1761 | 312.9596 | 0 | 0 | 0.0019341 | 0.0016915 | 2
6 | 2015-02-19 06:00 | 0 | 0 | 40% | 62% | 331.78 | 1090.084 | 40% | 62% | 247.1761 | 312.9596 | 0 | 0 | 0.0016112 | 0.0018437 | 2
7 | 2015-02-19 07:00 | 76.0165 | 1.1176 | 40% | 63% | 255.7635 | 1106.5484 | 40% | 63% | 247.1761 | 312.9596 | 0 | 0 | 0.002653 | 0.0023015 | 2
8 | 2015-02-19 08:00 | 63.2917 | 93.0938 | 34% | 65% | 218.7213 | 1049.7362 | 34% | 65% | 247.1761 | 312.9596 | 0 | 0 | 0.0011795 | 0.00025898 | 2
9 | 2015-02-19 09:00 | 29.9017 | 0 | 29% | 59% | 210.6388 | 1037.338 | 29% | 59% | 244.1405 | 312.9596 | 0 | 0 | 0.00019824 | 0.0012771 | 2
10 | 2015-02-19 10:00 | 0 | 0 | 23% | 58% | 190.7735 | 1019.756 | 23% | 58% | 194.3735 | 312.9596 | 0 | 0 | 0.0017877 | 0.0024262 | 2
11 | 2015-02-19 11:00 | 0 | 0 | 23% | 58% | 190.7735 | 1019.756 | 23% | 58% | 194.3735 | 312.9596 | 0 | 0 | 0.0017877 | 0.0024262 | 2
12 | 2015-02-19 12:00 | 0 | 0 | 19% | 58% | 157.5955 | 1019.756 | 19% | 58% | 161.1955 | 312.9596 | 0 | 0 | 0.001231 | 0.0024262 | 2
13 | 2015-02-19 13:00 | 57.9198 | 0 | 25% | 67% | 149.4427 | 1177.994 | 25% | 67% | 210.9625 | 312.9596 | 0 | 0 | 0.00065126 | 0.00087013 | 2
14 | 2015-02-19 14:00 | 89.69 | 0 | 26% | 69% | 125.967 | 1213.158 | 26% | 69% | 219.257 | 312.9596 | 0 | 0 | 0.0034154 | 0.00057284 | 2
15 | 2015-02-19 15:00 | 40.4045 | 0 | 20% | 71% | 125.4855 | 1248.322 | 20% | 71% | 169.49 | 312.9596 | 0 | 0 | 4.7737e-06 | 0.00064273 | 2
16 | 2015-02-19 16:00 | 12.7296 | 205.2679 | 16% | 71% | 119.9824 | 1043.0541 | 16% | 71% | 136.312 | 312.9596 | 0 | 0 | 0.00057058 | 0.0083534 | 2
17 | 2015-02-19 17:00 | 0 | 139.7056 | 17% | 67% | 141.0065 | 1038.2884 | 17% | 67% | 144.6065 | 312.9596 | 0 | 0 | 0.0012803 | 0.0024961 | 2
18 | 2015-02-19 18:00 | 37.6963 | 0 | 21% | 56% | 136.4882 | 984.592 | 21% | 56% | 177.7845 | 312.9596 | 0 | 0 | 4.1691e-05 | 0.001107 | 2
19 | 2015-02-19 19:00 | 51.0802 | 0 | 23% | 59% | 139.6933 | 1037.338 | 23% | 59% | 194.3735 | 312.9596 | 0 | 0 | 0.00037256 | 0.0012771 | 2
20 | 2015-02-19 20:00 | 50.4001 | 0 | 23% | 55% | 140.3734 | 967.01 | 23% | 55% | 194.3735 | 312.9596 | 0 | 0 | 0.00034158 | 0.0015668 | 2
21 | 2015-02-19 21:00 | 31.226 | 86.6183 | 21% | 66% | 142.9585 | 1073.7937 | 21% | 66% | 177.7845 | 312.9596 | 0 | 0 | 0.00020328 | 0.00017153 | 2
22 | 2015-02-19 22:00 | 0 | 52.8035 | 20% | 61% | 165.89 | 1019.6985 | 20% | 61% | 169.49 | 312.9596 | 0 | 0 | 0.0021648 | 1.923e-05 | 2
23 | 2015-02-19 23:00 | 0 | 56.2763 | 23% | 56% | 190.7735 | 928.3157 | 23% | 56% | 194.3735 | 312.9596 | 0 | 0 | 0.0017877 | 1.5978e-06 | 2
0 | 2015-02-20 | 0 | 56.3314 | 18% | 53% | 149.301 | 875.5146 | 18% | 53% | 152.901 | 312.9596 | 0 | 0 | 0.00098752 | 7.994e-05 | 2
1 | 2015-02-20 01:00 | 0 | 136.0132 | 34% | 48% | 282.013 | 707.9228 | 34% | 48% | 247.1761 | 312.9596 | 0 | 0 | 0.0017608 | 0.0013463 | 2
2 | 2015-02-20 02:00 | 0 | 218.0818 | 36% | 48% | 298.602 | 625.8542 | 36% | 48% | 247.1761 | 312.9596 | 0 | 0 | 0.0017602 | 0.0069505 | 2
3 | 2015-02-20 03:00 | 0 | 169.8888 | 39% | 46% | 323.4855 | 638.8832 | 39% | 46% | 247.1761 | 312.9596 | 0 | 0 | 0.0012092 | 0.0025652 | 2
4 | 2015-02-20 04:00 | 0 | 134.8572 | 42% | 42% | 348.369 | 603.5868 | 42% | 42% | 247.1761 | 312.9596 | 0 | 0 | 0.0019602 | 0.0016493 | 2
5 | 2015-02-20 05:00 | 0 | 63.809 | 44% | 38% | 364.958 | 604.307 | 44% | 38% | 247.1761 | 312.9596 | 0 | 0 | 0.002895 | 9.9274e-08 | 2
6 | 2015-02-20 06:00 | 22.6603 | 44.7385 | 45% | 37% | 350.5922 | 605.7955 | 45% | 37% | 247.1761 | 312.9596 | 0 | 0 | 4.9228e-05 | 9.6091e-05 | 2
7 | 2015-02-20 07:00 | 0 | 0 | 41% | 35% | 340.0745 | 615.37 | 41% | 35% | 247.1761 | 312.9596 | 0 | 0 | 0.0021365 | 0.0010089 | 2
8 | 2015-02-20 08:00 | 0 | 26.815 | 39% | 36% | 323.4855 | 606.137 | 39% | 36% | 247.1761 | 312.9596 | 0 | 0 | 0.0012092 | 0.00021132 | 2
9 | 2015-02-20 09:00 | 21.6336 | 0 | 41% | 32% | 318.4409 | 562.624 | 41% | 32% | 247.1761 | 312.9596 | 0 | 0 | 0.00040565 | 0.0012294 | 2
10 | 2015-02-20 10:00 | 48.7913 | 31.6426 | 40% | 33% | 282.9887 | 548.5634 | 40% | 33% | 247.1761 | 312.9596 | 0 | 0 | 0.00034909 | 0.00014842 | 2
11 | 2015-02-20 11:00 | 90.81 | 38.3087 | 36% | 33% | 207.792 | 541.8973 | 36% | 33% | 247.1761 | 312.9596 | 0 | 0 | 0.0045599 | 7.0415e-05 | 2
12 | 2015-02-20 12:00 | 84.0689 | 0 | 31% | 29% | 173.0606 | 509.878 | 31% | 29% | 247.1761 | 312.9596 | 0 | 0 | 0.0046482 | 0.0011622 | 2
13 | 2015-02-20 13:00 | 16.9561 | 0 | 24% | 35% | 182.1119 | 615.37 | 24% | 35% | 202.668 | 312.9596 | 0 | 0 | 0.0007915 | 0.0010089 | 2
14 | 2015-02-20 14:00 | 70.6217 | 117.2803 | 21% | 37% | 103.5628 | 533.2537 | 21% | 37% | 177.7845 | 312.9596 | 0 | 0 | 0.0011048 | 0.00098951 | 2
15 | 2015-02-20 15:00 | 0 | 313.338 | 11% | 36% | 91.2395 | 319.614 | 11% | 36% | 94.8395 | 312.9596 | 0 | 0.001 | 0.00082546 | 0.022031 | 2
16 | 2015-02-20 16:00 | 18.7277 | 279.6937 | 19% | 29% | 138.8678 | 230.1843 | 19% | 29% | 161.1955 | 312.9596 | 0 | 0 | 0.00015645 | 0.015622 | 2
17 | 2015-02-20 17:00 | 19.5256 | 225.7016 | 17% | 19% | 121.4809 | 108.3564 | 17% | 19% | 144.6065 | 312.9596 | 0 | 0 | 0.00014983 | 0.010687 | 2
18 | 2015-02-20 18:00 | 0 | 97.9916 | 18% | 16% | 149.301 | 183.3204 | 18% | 16% | 152.901 | 281.312 | 0 | 0 | 0.00098752 | 0.0011543 | 2
19 | 2015-02-20 19:00 | 0 | 81.6631 | 21% | 14% | 174.1845 | 164.4849 | 21% | 14% | 177.7845 | 246.148 | 0 | 0 | 0.002694 | 0.00070161 | 2
20 | 2015-02-20 20:00 | 0 | 0 | 25% | 12% | 207.3625 | 210.984 | 25% | 12% | 210.9625 | 210.984 | 0 | 0 | 0.0019633 | 0.00036614 | 2
21 | 2015-02-20 21:00 | 44.0969 | 65.7986 | 25% | 16% | 163.2656 | 215.5134 | 25% | 16% | 210.9625 | 281.312 | 0 | 0 | 7.8404e-05 | 0.00024538 | 2
22 | 2015-02-20 22:00 | 70.2338 | 43.3436 | 23% | 12% | 120.5397 | 167.6404 | 23% | 12% | 194.3735 | 210.984 | 0 | 0 | 0.0017972 | 3.0441e-05 | 2
23 | 2015-02-20 23:00 | 89.9741 | 38.4247 | 21% | 10% | 84.2104 | 137.3953 | 21% | 10% | 177.7845 | 175.82 | 0 | 0 | 0.0032002 | 3.0455e-07 | 2
0 | 2015-02-21 | 10.2746 | 49.6721 | 10% | 8% | 72.6704 | 90.9839 | 10% | 8% | 86.545 | 140.656 | 0 | 0 | 0.00013213 | 0.00019089 | 2
1 | 2015-02-21 01:00 | 68.1264 | 0.56892 | 11% | 6% | 23.1131 | 104.9231 | 11% | 6% | 94.8395 | 105.492 | 0 | 0 | 0.0028519 | 0.00012114 | 2
2 | 2015-02-21 02:00 | 36.835 | 0 | 6% | 8% | 12.932 | 140.656 | 6% | 8% | 53.367 | 140.656 | 0 | 0 | 0.00054628 | 0.00020838 | 2
3 | 2015-02-21 03:00 | 0 | 0 | 3% | 8% | 24.8835 | 140.656 | 3% | 8% | 28.4835 | 140.656 | 0 | 0 | 0.00014044 | 0.00020838 | 2
4 | 2015-02-21 04:00 | 0 | 88.5883 | 4% | 10% | 33.178 | 87.2317 | 4% | 10% | 36.778 | 175.82 | 0 | 0 | 0.00019673 | 0.00084583 | 2
5 | 2015-02-21 05:00 | 10.1663 | 48.2861 | 5% | 7% | 31.3062 | 74.7879 | 5% | 7% | 45.0725 | 123.074 | 0 | 0 | 3.5328e-06 | 0.00026134 | 2
6 | 2015-02-21 06:00 | 0 | 0 | 5% | 6% | 41.4725 | 105.492 | 5% | 6% | 45.0725 | 105.492 | 0 | 0 | 0.00019983 | 0.00012837 | 2
7 | 2015-02-21 07:00 | 23.8438 | 0 | 7% | 16% | 34.2177 | 281.312 | 7% | 16% | 61.6615 | 281.312 | 0 | 0 | 6.2023e-05 | 0.00047347 | 2
8 | 2015-02-21 08:00 | 2.8207 | 0 | 6% | 24% | 46.9463 | 421.968 | 6% | 24% | 53.367 | 312.9596 | 0 | 0 | 0.00031101 | 0.00062366 | 2
9 | 2015-02-21 09:00 | 31.6483 | 102.2072 | 6% | 25% | 18.1187 | 337.3428 | 6% | 25% | 53.367 | 312.9596 | 0 | 0 | 0.00029308 | 0.0012811 | 2
10 | 2015-02-21 10:00 | 39.8496 | 0 | 7% | 18% | 18.2119 | 316.476 | 7% | 18% | 61.6615 | 312.9596 | 0 | 0 | 0.00073834 | 0.00062476 | 2
11 | 2015-02-21 11:00 | 0 | 0 | 3% | 23% | 24.8835 | 404.386 | 3% | 23% | 28.4835 | 312.9596 | 0 | 0 | 0.00014044 | 0.00066025 | 2
12 | 2015-02-21 12:00 | 0 | 0 | 8% | 26% | 66.356 | 457.132 | 8% | 26% | 69.956 | 312.9596 | 0 | 0 | 0.00043663 | 0.0012292 | 2
13 | 2015-02-21 13:00 | 0 | 0 | 11% | 26% | 91.2395 | 457.132 | 11% | 26% | 94.8395 | 312.9596 | 0 | 0 | 0.00082546 | 0.0012292 | 2
14 | 2015-02-21 14:00 | 108.1309 | 0 | 21% | 26% | 66.0536 | 457.132 | 21% | 26% | 177.7845 | 312.9596 | 0 | 0 | 0.006156 | 0.0012292 | 2
15 | 2015-02-21 15:00 | 90.912 | 11.0665 | 20% | 29% | 74.978 | 498.8115 | 20% | 29% | 169.49 | 312.9596 | 0 | 0 | 0.0039788 | 0.00077262 | 2
16 | 2015-02-21 16:00 | 0 | 51.8832 | 20% | 31% | 165.89 | 493.1588 | 20% | 31% | 169.49 | 312.9596 | 0 | 0 | 0.0021648 | 3.087e-08 | 2
17 | 2015-02-21 17:00 | 129.4428 | 55.573 | 35% | 29% | 160.8647 | 454.305 | 35% | 29% | 247.1761 | 312.9596 | 0 | 0 | 0.012602 | 6.1627e-06 | 2
18 | 2015-02-21 18:00 | 161.1361 | 0 | 43% | 30% | 195.5274 | 527.46 | 43% | 30% | 247.1761 | 312.9596 | 0 | 0 | 0.019773 | 0.00087453 | 2
19 | 2015-02-21 19:00 | 117.1955 | 0 | 30% | 29% | 131.6395 | 509.878 | 30% | 29% | 247.1761 | 312.9596 | 0 | 0 | 0.0071994 | 0.0011622 | 2
20 | 2015-02-21 20:00 | 54.7348 | 0 | 34% | 31% | 227.2782 | 545.042 | 34% | 31% | 247.1761 | 312.9596 | 0 | 0 | 0.00057731 | 0.00086046 | 2
21 | 2015-02-21 21:00 | 83.6048 | 48.9908 | 36% | 35% | 214.9972 | 566.3792 | 36% | 35% | 247.1761 | 312.9596 | 0 | 0 | 0.0034622 | 1.5203e-05 | 2
22 | 2015-02-21 22:00 | 136.6457 | 0 | 33% | 31% | 137.0728 | 545.042 | 33% | 31% | 247.1761 | 312.9596 | 0 | 0 | 0.014923 | 0.00086046 | 2
23 | 2015-02-21 23:00 | 82.0723 | 0 | 28% | 28% | 150.1737 | 492.296 | 28% | 28% | 235.846 | 312.9596 | 0 | 0 | 0.0044191 | 0.00060754 | 2
0 | 2015-02-22 | 54.8968 | 0 | 23% | 30% | 135.8767 | 527.46 | 23% | 30% | 194.3735 | 312.9596 | 0 | 0 | 0.00057136 | 0.00087453 | 2
1 | 2015-02-22 01:00 | 87.813 | 6.1528 | 21% | 29% | 86.3715 | 503.7252 | 21% | 29% | 177.7845 | 312.9596 | 0 | 0 | 0.0029122 | 0.0009358 | 2
2 | 2015-02-22 02:00 | 73.9175 | 60.9209 | 19% | 28% | 83.678 | 431.3751 | 19% | 28% | 161.1955 | 312.9596 | 0 | 0 | 0.0029192 | 0.00010002 | 2
3 | 2015-02-22 03:00 | 8.1248 | 135.1872 | 16% | 27% | 124.5872 | 339.5268 | 16% | 27% | 136.312 | 312.9596 | 0 | 0 | 0.00086663 | 0.0020312 | 2
4 | 2015-02-22 04:00 | 0 | 33.1986 | 21% | 20% | 174.1845 | 318.4414 | 21% | 20% | 177.7845 | 312.9596 | 0 | 0 | 0.002694 | 2.6266e-05 | 2
5 | 2015-02-22 05:00 | 51.112 | 28.52 | 30% | 20% | 197.723 | 323.12 | 30% | 20% | 247.1761 | 312.9596 | 0 | 0 | 2.681e-05 | 6.0623e-05 | 2
6 | 2015-02-22 06:00 | 156.4722 | 13.029 | 29% | 20% | 84.0683 | 338.611 | 29% | 20% | 244.1405 | 312.9596 | 0 | 0 | 0.019187 | 0.00027545 | 2
7 | 2015-02-22 07:00 | 146.4588 | 53.5609 | 22% | 20% | 36.0202 | 298.0791 | 22% | 20% | 186.079 | 312.9596 | 0 | 0 | 0.019112 | 4.1683e-05 | 2
8 | 2015-02-22 08:00 | 101.9665 | 17.5324 | 13% | 18% | 5.862 | 298.9436 | 13% | 18% | 111.4285 | 312.9596 | 0 | 0 | 0.0092341 | 0.00022571 | 2
9 | 2015-02-22 09:00 | 95.1072 | 0 | 12% | 19% | 4.4268 | 334.058 | 12% | 19% | 103.134 | 312.9596 | 0 | 0 | 0.0067259 | 0.00062468 | 2
10 | 2015-02-22 10:00 | 67.1564 | 0 | 8% | 21% | -0.80044 | 369.222 | 8% | 21% | 69.956 | 312.9596 | 0 | 0 | 0.0036083 | 0.00058222 | 2
11 | 2015-02-22 11:00 | 47.054 | 62.4342 | 6% | 24% | 2.713 | 359.5338 | 6% | 24% | 53.367 | 312.9596 | 0 | 0 | 0.001274 | 0.00011103 | 2
12 | 2015-02-22 12:00 | 0 | 51.6572 | 3% | 24% | 24.8835 | 370.3108 | 3% | 24% | 28.4835 | 312.9596 | 0 | 0 | 0.00014044 | 1.9427e-05 | 2
13 | 2015-02-22 13:00 | 0 | 0 | 8% | 22% | 66.356 | 386.804 | 8% | 22% | 69.956 | 312.9596 | 0 | 0 | 0.00043663 | 0.00052086 | 2
14 | 2015-02-22 14:00 | 0 | 0 | 13% | 23% | 107.8285 | 404.386 | 13% | 23% | 111.4285 | 312.9596 | 0 | 0 | 0.0007203 | 0.00066025 | 2
15 | 2015-02-22 15:00 | 0 | 0 | 17% | 26% | 141.0065 | 457.132 | 17% | 26% | 144.6065 | 312.9596 | 0 | 0 | 0.0012803 | 0.0012292 | 2
16 | 2015-02-22 16:00 | 0 | 0 | 21% | 27% | 174.1845 | 474.714 | 21% | 27% | 177.7845 | 312.9596 | 0 | 0 | 0.002694 | 0.0010126 | 2
17 | 2015-02-22 17:00 | 18.7811 | 0 | 23% | 27% | 171.9924 | 474.714 | 23% | 27% | 194.3735 | 312.9596 | 0 | 0 | 0.00038568 | 0.0010126 | 2
18 | 2015-02-22 18:00 | 65.6374 | 0 | 25% | 32% | 141.7251 | 562.624 | 25% | 32% | 210.9625 | 312.9596 | 0 | 0 | 0.0012127 | 0.0012294 | 2
19 | 2015-02-22 19:00 | 102.167 | 101.8205 | 21% | 35% | 72.0175 | 513.5495 | 21% | 35% | 177.7845 | 312.9596 | 0 | 0 | 0.0050794 | 0.00068375 | 2
20 | 2015-02-22 20:00 | 110.0846 | 125.3785 | 19% | 32% | 47.5109 | 437.2455 | 19% | 32% | 161.1955 | 312.9596 | 0 | 0 | 0.0095324 | 0.001314 | 2
21 | 2015-02-22 21:00 | 62.9032 | 118.0289 | 10% | 26% | 20.0418 | 339.1031 | 10% | 26% | 86.545 | 312.9596 | 0 | 0 | 0.0026993 | 0.0010285 | 2
22 | 2015-02-22 22:00 | 39.653 | 77.4865 | 6% | 22% | 10.114 | 309.3175 | 6% | 22% | 53.367 | 312.9596 | 0 | 0 | 0.00071665 | 0.00045153 | 2
23 | 2015-02-22 23:00 | 24.9912 | 6.2965 | 4% | 20% | 8.1868 | 345.3435 | 4% | 20% | 36.778 | 312.9596 | 0 | 0 | 0.00025933 | 0.00041722 | 2
0 | 2015-02-23 | 0.88116 | 0 | 3% | 20% | 24.0023 | 351.64 | 3% | 20% | 28.4835 | 312.9596 | 0 | 0 | 0.00011639 | 0.00057635 | 2
1 | 2015-02-23 01:00 | 0 | 0 | 3% | 20% | 24.8835 | 351.64 | 3% | 20% | 28.4835 | 312.9596 | 0 | 0 | 0.00014044 | 0.00057635 | 2
2 | 2015-02-23 02:00 | 22.9484 | 0 | 5% | 20% | 18.5241 | 351.64 | 5% | 20% | 45.0725 | 312.9596 | 0 | 0 | 0.00018308 | 0.00057635 | 2
3 | 2015-02-23 03:00 | 22.6961 | 0 | 4% | 20% | 10.4819 | 351.64 | 4% | 20% | 36.778 | 312.9596 | 0 | 0 | 0.00017787 | 0.00057635 | 2
4 | 2015-02-23 04:00 | 7.4004 | 0 | 2% | 24% | 9.1886 | 421.968 | 2% | 24% | 20.189 | 312.9596 | 0 | 0 | 3.2591e-06 | 0.00062366 | 2
5 | 2015-02-23 05:00 | 7.4004 | 0 | 1% | 22% | 0.8941 | 386.804 | 1% | 22% | 11.8945 | 312.9596 | 0 | 0 | 2.0011e-05 | 0.00052086 | 2
6 | 2015-02-23 06:00 | 2.256 | 0 | 1% | 23% | 6.0385 | 404.386 | 1% | 23% | 11.8945 | 312.9596 | 0 | 0 | 2.9886e-06 | 0.00066025 | 2
7 | 2015-02-23 07:00 | 5.5813 | 0 | 1% | 21% | 2.7132 | 369.222 | 1% | 21% | 11.8945 | 312.9596 | 0 | 0 | 5.1998e-06 | 0.00058222 | 2
8 | 2015-02-23 08:00 | 7.8174 | 0 | 1% | 23% | 0.4771 | 404.386 | 1% | 23% | 11.8945 | 312.9596 | 0 | 0 | 2.4762e-05 | 0.00066025 | 2
9 | 2015-02-23 09:00 | 4.7875 | 37.9598 | 0% | 25% | -4.7875 | 401.5902 | 0% | 25% | 3.6 | 312.9596 | 0.001 | 0 | 0.00041522 | 5.6066e-07 | 2
10 | 2015-02-23 10:00 | 1.2004 | 0 | 0% | 20% | -1.2004 | 351.64 | 0% | 20% | 3.6 | 312.9596 | 0 | 0 | 0.00061018 | 0.00057635 | 2
11 | 2015-02-23 11:00 | 2.8008 | 0 | 0% | 18% | -2.8008 | 316.476 | 0% | 18% | 3.6 | 312.9596 | 0 | 0 | 0.00051858 | 0.00062476 | 2
12 | 2015-02-23 12:00 | 2.1036 | 0 | 0% | 20% | -2.1036 | 351.64 | 0% | 20% | 3.6 | 312.9596 | 0 | 0 | 0.00055757 | 0.00057635 | 2
13 | 2015-02-23 13:00 | 3.4999 | 0 | 0% | 21% | -3.4999 | 369.222 | 0% | 21% | 3.6 | 312.9596 | 0 | 0 | 0.0004809 | 0.00058222 | 2
14 | 2015-02-23 14:00 | 3.5125 | 0 | 0% | 22% | -3.5125 | 386.804 | 0% | 22% | 3.6 | 312.9596 | 0 | 0 | 0.00048023 | 0.00052086 | 2
15 | 2015-02-23 15:00 | 2.4246 | 0 | 0% | 22% | -2.4246 | 386.804 | 0% | 22% | 3.6 | 312.9596 | 0 | 0 | 0.00053944 | 0.00052086 | 2
16 | 2015-02-23 16:00 | 3 | 0 | 0% | 22% | -3 | 386.804 | 0% | 22% | 3.6 | 312.9596 | 0 | 0 | 0.0005077 | 0.00052086 | 2
17 | 2015-02-23 17:00 | 3 | 0 | 0% | 23% | -3 | 404.386 | 0% | 23% | 3.6 | 312.9596 | 0 | 0 | 0.0005077 | 0.00066025 | 2
18 | 2015-02-23 18:00 | 3.1 | 0 | 0% | 26% | -3.1 | 457.132 | 0% | 26% | 3.6 | 312.9596 | 0 | 0 | 0.00050228 | 0.0012292 | 2
19 | 2015-02-23 19:00 | 3.1 | 0 | 0% | 30% | -3.1 | 527.46 | 0% | 30% | 3.6 | 312.9596 | 0 | 0 | 0.00050228 | 0.00087453 | 2
20 | 2015-02-23 20:00 | 3.1 | 35.9998 | 0% | 34% | -3.1 | 561.7882 | 0% | 34% | 3.6 | 312.9596 | 0 | 0 | 0.00050228 | 0.00027865 | 2
21 | 2015-02-23 21:00 | 0 | 180.903 | 0% | 35% | 0 | 434.467 | 0% | 35% | 3.6 | 312.9596 | 0 | 0 | 0.00068377 | 0.0050592 | 2
22 | 2015-02-23 22:00 | 0 | 130.0394 | 1% | 28% | 8.2945 | 362.2566 | 1% | 28% | 11.8945 | 312.9596 | 0 | 0 | 1.979e-05 | 0.0024318 | 2
23 | 2015-02-23 23:00 | 6.7829 | 108.026 | 1% | 23% | 1.5116 | 296.36 | 1% | 23% | 11.8945 | 312.9596 | 0 | 0 | 1.3905e-05 | 0.0012778 | 2
0 | 2015-02-24 | 3.2687 | 12.2234 | 1% | 19% | 5.0258 | 321.8346 | 1% | 19% | 11.8945 | 312.9596 | 0 | 0 | 2.5792e-07 | 0.00032549 | 2
1 | 2015-02-24 01:00 | 0 | 0 | 1% | 18% | 8.2945 | 316.476 | 1% | 18% | 11.8945 | 312.9596 | 0 | 0 | 1.979e-05 | 0.00062476 | 2
2 | 2015-02-24 02:00 | 0 | 0 | 2% | 20% | 16.589 | 351.64 | 2% | 20% | 20.189 | 312.9596 | 0 | 0 | 5.0648e-05 | 0.00057635 | 2
3 | 2015-02-24 03:00 | 0 | 0 | 3% | 26% | 24.8835 | 457.132 | 3% | 26% | 28.4835 | 312.9596 | 0 | 0 | 0.00014044 | 0.0012292 | 2
4 | 2015-02-24 04:00 | 0 | 0 | 4% | 30% | 33.178 | 527.46 | 4% | 30% | 36.778 | 312.9596 | 0 | 0 | 0.00019673 | 0.00087453 | 2
5 | 2015-02-24 05:00 | 0 | 2.8073 | 7% | 32% | 58.0615 | 559.8167 | 7% | 32% | 61.6615 | 312.9596 | 0 | 0 | 0.0004356 | 0.0011199 | 2
6 | 2015-02-24 06:00 | 0 | 85.4431 | 9% | 32% | 74.6505 | 477.1809 | 9% | 32% | 78.2505 | 312.9596 | 0 | 0 | 0.00070343 | 0.00018319 | 2
7 | 2015-02-24 07:00 | 7.9105 | 126.6588 | 11% | 30% | 83.329 | 400.8012 | 11% | 30% | 94.8395 | 312.9596 | 0 | 0 | 0.0003684 | 0.0018034 | 2
8 | 2015-02-24 08:00 | 48.3599 | 161.1676 | 15% | 24% | 76.0576 | 260.8004 | 15% | 24% | 128.0175 | 312.9596 | 0 | 0 | 0.00092692 | 0.004448 | 2
9 | 2015-02-24 09:00 | 13.3825 | 74.9543 | 12% | 17% | 86.1515 | 223.9397 | 12% | 17% | 103.134 | 298.894 | 0 | 0 | 0.00027283 | 0.00024933 | 2
10 | 2015-02-24 10:00 | 13.3825 | 0 | 14% | 15% | 102.7405 | 263.73 | 14% | 15% | 119.723 | 263.73 | 0 | 0 | 0.00020681 | 0.00056942 | 2
11 | 2015-02-24 11:00 | 10.9548 | 0 | 16% | 21% | 121.7572 | 369.222 | 16% | 21% | 136.312 | 312.9596 | 0 | 0 | 0.00067739 | 0.00058222 | 2
12 | 2015-02-24 12:00 | 0 | 0 | 17% | 32% | 141.0065 | 562.624 | 17% | 32% | 144.6065 | 312.9596 | 0 | 0 | 0.0012803 | 0.0012294 | 2
13 | 2015-02-24 13:00 | 0 | 0 | 20% | 42% | 165.89 | 738.444 | 20% | 42% | 169.49 | 312.9596 | 0 | 0 | 0.0021648 | 0.0013025 | 2
14 | 2015-02-24 14:00 | 0 | 0 | 42% | 49% | 348.369 | 861.518 | 42% | 49% | 247.1761 | 312.9596 | 0 | 0 | 0.0019602 | 0.0016348 | 2
15 | 2015-02-24 15:00 | 0 | 0 | 58% | 52% | 481.081 | 914.264 | 58% | 52% | 247.1761 | 312.9596 | 0 | 0 | 0.0013642 | 0.0016427 | 2
16 | 2015-02-24 16:00 | 0 | 0 | 58% | 55% | 481.081 | 967.01 | 58% | 55% | 247.1761 | 312.9596 | 0 | 0 | 0.0013642 | 0.0015668 | 2
17 | 2015-02-24 17:00 | 57.035 | 0 | 64% | 57% | 473.813 | 1002.174 | 64% | 57% | 247.1761 | 312.9596 | 0 | 0 | 0.00096656 | 0.0010699 | 2
18 | 2015-02-24 18:00 | 0 | 4.8409 | 59% | 67% | 489.3755 | 1173.1531 | 59% | 67% | 247.1761 | 312.9596 | 0 | 0 | 0.00068611 | 0.00071527 | 2
19 | 2015-02-24 19:00 | 0 | 0 | 60% | 65% | 497.67 | 1142.83 | 60% | 65% | 247.1761 | 312.9596 | 0 | 0 | 0.0017678 | 0.0013583 | 2
20 | 2015-02-24 20:00 | 0 | 17.0455 | 67% | 72% | 555.7315 | 1248.8585 | 67% | 72% | 247.1761 | 312.9596 | 0 | 0 | 0.0014395 | 0.0016832 | 2
21 | 2015-02-24 21:00 | 16.6381 | 198.5062 | 67% | 72% | 539.0934 | 1067.3978 | 67% | 72% | 247.1761 | 312.9596 | 0 | 0 | 0.00031976 | 0.0038666 | 2
22 | 2015-02-24 22:00 | 0 | 135.5652 | 59% | 62% | 489.3755 | 954.5188 | 59% | 62% | 247.1761 | 312.9596 | 0 | 0 | 0.00068611 | 0.0011673 | 2
23 | 2015-02-24 23:00 | 94.5304 | 135.6271 | 57% | 51% | 378.2561 | 761.0549 | 57% | 51% | 247.1761 | 312.9596 | 0 | 0 | 0.0053055 | 0.0018361 | 2
0 | 2015-02-25 | 129.8582 | 145.8763 | 56% | 47% | 334.6338 | 680.4777 | 56% | 47% | 247.1761 | 312.9596 | 0 | 0 | 0.010524 | 0.0020197 | 2
1 | 2015-02-25 01:00 | 87.4974 | 0 | 44% | 41% | 277.4606 | 720.862 | 44% | 41% | 247.1761 | 312.9596 | 0 | 0 | 0.0026712 | 0.0014323 | 2
2 | 2015-02-25 02:00 | 52.1256 | 0 | 38% | 44% | 263.0654 | 773.608 | 38% | 44% | 247.1761 | 312.9596 | 0 | 0 | 0.00035589 | 0.0013793 | 2
3 | 2015-02-25 03:00 | 0 | 0 | 34% | 45% | 282.013 | 791.19 | 34% | 45% | 247.1761 | 312.9596 | 0 | 0 | 0.0017608 | 0.0010364 | 2
4 | 2015-02-25 04:00 | 6.3617 | 0 | 36% | 53% | 292.2403 | 931.846 | 36% | 53% | 247.1761 | 312.9596 | 0 | 0 | 0.0011755 | 0.0016794 | 2
5 | 2015-02-25 05:00 | 0 | 78.2627 | 34% | 54% | 282.013 | 871.1653 | 34% | 54% | 247.1761 | 312.9596 | 0 | 0 | 0.0017608 | 1.3725e-05 | 2
6 | 2015-02-25 06:00 | 0 | 187.1068 | 38% | 54% | 315.191 | 762.3212 | 38% | 54% | 247.1761 | 312.9596 | 0 | 0 | 0.0019341 | 0.0033874 | 2
7 | 2015-02-25 07:00 | 0 | 49.8935 | 42% | 44% | 348.369 | 723.7145 | 42% | 44% | 247.1761 | 312.9596 | 0 | 0 | 0.0019602 | 7.6773e-05 | 2
8 | 2015-02-25 08:00 | 70.7233 | 0 | 42% | 42% | 277.6457 | 738.444 | 42% | 42% | 247.1761 | 312.9596 | 0 | 0 | 0.0016803 | 0.0013025 | 2
9 | 2015-02-25 09:00 | 77.7763 | 0 | 38% | 44% | 237.4147 | 773.608 | 38% | 44% | 247.1761 | 312.9596 | 0 | 0 | 0.002479 | 0.0013793 | 2
10 | 2015-02-25 10:00 | 31.1893 | 0 | 29% | 45% | 209.3512 | 791.19 | 29% | 45% | 244.1405 | 312.9596 | 0 | 0 | 0.00015694 | 0.0010364 | 2
11 | 2015-02-25 11:00 | 25.6696 | 104.2558 | 24% | 46% | 173.3984 | 704.5162 | 24% | 46% | 202.668 | 312.9596 | 0 | 0 | 0.00031077 | 0.00017737 | 2
12 | 2015-02-25 12:00 | 41.6693 | 190.5565 | 23% | 39% | 149.1042 | 495.1415 | 23% | 39% | 194.3735 | 312.9596 | 0 | 0 | 6.3294e-05 | 0.0048579 | 2
13 | 2015-02-25 13:00 | 2.6562 | 135.4663 | 18% | 34% | 146.6448 | 462.3217 | 18% | 34% | 152.901 | 312.9596 | 0 | 0 | 0.00079651 | 0.0015904 | 2
14 | 2015-02-25 14:00 | 0 | 124.3339 | 15% | 31% | 124.4175 | 420.7081 | 15% | 31% | 128.0175 | 312.9596 | 0 | 0 | 0.00077608 | 0.0017126 | 2
15 | 2015-02-25 15:00 | 0 | 0 | 19% | 25% | 157.5955 | 439.55 | 19% | 25% | 161.1955 | 312.9596 | 0 | 0 | 0.001231 | 0.00049903 | 2
16 | 2015-02-25 16:00 | 0 | 48.0116 | 26% | 42% | 215.657 | 690.4324 | 26% | 42% | 219.257 | 312.9596 | 0 | 0 | 0.0024692 | 7.7136e-05 | 2
17 | 2015-02-25 17:00 | 0 | 185.8326 | 27% | 39% | 223.9515 | 499.8654 | 27% | 39% | 227.5515 | 312.9596 | 0 | 0 | 0.0016626 | 0.0044906 | 2
18 | 2015-02-25 18:00 | 0 | 357.4004 | 31% | 33% | 257.1295 | 222.8056 | 31% | 33% | 247.1761 | 312.9596 | 0 | 0.009 | 0.0011007 | 0.029962 | 2
19 | 2015-02-25 19:00 | 0 | 254.792 | 27% | 23% | 223.9515 | 149.594 | 27% | 23% | 227.5515 | 312.9596 | 0 | 0 | 0.0016626 | 0.014214 | 2
20 | 2015-02-25 20:00 | 0 | 148.0835 | 35% | 12% | 290.3075 | 62.9005 | 35% | 12% | 247.1761 | 210.984 | 0 | 0 | 0.0019183 | 0.0042367 | 2
21 | 2015-02-25 21:00 | 0 | 103.024 | 45% | 9% | 373.2525 | 55.214 | 45% | 9% | 247.1761 | 158.238 | 0 | 0 | 0.001179 | 0.0019251 | 2
22 | 2015-02-25 22:00 | 83.8156 | 11.593 | 44% | 3% | 281.1424 | 41.153 | 44% | 3% | 247.1761 | 52.746 | 0 | 0 | 0.002232 | 5.3813e-07 | 2
23 | 2015-02-25 23:00 | 55.2254 | 32.0879 | 38% | 3% | 259.9656 | 20.6581 | 38% | 3% | 247.1761 | 52.746 | 0 | 0 | 0.00051086 | 0.00011932 | 2
0 | 2015-02-26 | 0 | 28.9162 | 28% | 3% | 232.246 | 23.8298 | 28% | 3% | 235.846 | 52.746 | 0 | 0 | 0.0010544 | 8.316e-05 | 2
1 | 2015-02-26 01:00 | 1.4693 | 30.742 | 31% | 3% | 255.6602 | 22.004 | 31% | 3% | 247.1761 | 52.746 | 0 | 0 | 0.00098632 | 0.00010318 | 2
2 | 2015-02-26 02:00 | 2.1863 | 24.5309 | 31% | 3% | 254.9432 | 28.2151 | 31% | 3% | 247.1761 | 52.746 | 0 | 0 | 0.00093277 | 4.3891e-05 | 2
3 | 2015-02-26 03:00 | 40.0631 | 13.7285 | 27% | 2% | 183.8884 | 21.4355 | 27% | 2% | 227.5515 | 35.164 | 0 | 0 | 5.6634e-05 | 2.6683e-06 | 2
4 | 2015-02-26 04:00 | 51.8416 | 10.899 | 26% | 2% | 163.8154 | 24.265 | 26% | 2% | 219.257 | 35.164 | 0 | 0 | 0.00016411 | 5.8539e-10 | 2
5 | 2015-02-26 05:00 | 0 | 14.2507 | 18% | 2% | 149.301 | 20.9133 | 18% | 2% | 152.901 | 35.164 | 0 | 0 | 0.00098752 | 3.7269e-06 | 2
6 | 2015-02-26 06:00 | 0 | 0 | 18% | 1% | 149.301 | 17.582 | 18% | 1% | 152.901 | 17.582 | 0 | 0 | 0.00098752 | 1.201e-05 | 2
7 | 2015-02-26 07:00 | 46.0529 | 8.3172 | 19% | 2% | 111.5426 | 26.8468 | 19% | 2% | 161.1955 | 35.164 | 0 | 0 | 0.00041763 | 2.0858e-06 | 2
8 | 2015-02-26 08:00 | 35.4906 | 30.2438 | 17% | 3% | 105.5159 | 22.5022 | 17% | 3% | 144.6065 | 52.746 | 0 | 0 | 4.9101e-05 | 9.7503e-05 | 2
9 | 2015-02-26 09:00 | 18.4194 | 2.538 | 11% | 1% | 72.8201 | 15.044 | 11% | 1% | 94.8395 | 17.582 | 0 | 0 | 4.2564e-05 | 4.0886e-06 | 2
10 | 2015-02-26 10:00 | 33.9986 | 0 | 10% | 2% | 48.9464 | 35.164 | 10% | 2% | 86.545 | 35.164 | 0 | 0 | 0.00029266 | 3.8128e-05 | 2
11 | 2015-02-26 11:00 | 8.7599 | 0 | 7% | 2% | 49.3016 | 35.164 | 7% | 2% | 61.6615 | 35.164 | 0 | 0 | 0.0001063 | 3.8128e-05 | 2
12 | 2015-02-26 12:00 | 0 | 0 | 5% | 3% | 41.4725 | 52.746 | 5% | 3% | 45.0725 | 52.746 | 0 | 0 | 0.00019983 | 5.3688e-05 | 2
13 | 2015-02-26 13:00 | 0 | 0 | 5% | 3% | 41.4725 | 52.746 | 5% | 3% | 45.0725 | 52.746 | 0 | 0 | 0.00019983 | 5.3688e-05 | 2
14 | 2015-02-26 14:00 | 0 | 0 | 6% | 6% | 49.767 | 105.492 | 6% | 6% | 53.367 | 105.492 | 0 | 0 | 0.00044252 | 0.00012837 | 2
15 | 2015-02-26 15:00 | 0 | 0 | 6% | 10% | 49.767 | 175.82 | 6% | 10% | 53.367 | 175.82 | 0 | 0 | 0.00044252 | 0.00045381 | 2
16 | 2015-02-26 16:00 | 14.1208 | 0 | 8% | 14% | 52.2352 | 246.148 | 8% | 14% | 69.956 | 246.148 | 0 | 0 | 1.4988e-05 | 0.00039837 | 2
17 | 2015-02-26 17:00 | 11.9644 | 0 | 6% | 17% | 37.8026 | 298.894 | 6% | 17% | 53.367 | 298.894 | 0 | 0 | 4.3715e-05 | 0.00072044 | 2
18 | 2015-02-26 18:00 | 34.8767 | 3.9854 | 6% | 19% | 14.8903 | 330.0726 | 6% | 19% | 53.367 | 312.9596 | 0 | 0 | 0.00044149 | 0.00051651 | 2
19 | 2015-02-26 19:00 | 21.1492 | 22.7921 | 3% | 19% | 3.7343 | 311.2659 | 3% | 19% | 28.4835 | 312.9596 | 0 | 0 | 0.00018625 | 0.00014473 | 2
20 | 2015-02-26 20:00 | 10.2262 | 9.7722 | 2% | 18% | 6.3628 | 306.7038 | 2% | 18% | 20.189 | 312.9596 | 0 | 0 | 2.7166e-05 | 0.0003778 | 2
21 | 2015-02-26 21:00 | 11.2106 | 1.8404 | 2% | 18% | 5.3784 | 314.6356 | 2% | 18% | 20.189 | 312.9596 | 0 | 0 | 4.0947e-05 | 0.00057353 | 2
22 | 2015-02-26 22:00 | 1.4987 | 16.7095 | 4% | 17% | 31.6793 | 282.1845 | 4% | 17% | 36.778 | 298.894 | 0 | 0 | 0.00014931 | 0.00030058 | 2
23 | 2015-02-26 23:00 | 0 | 46.1772 | 4% | 16% | 33.178 | 235.1348 | 4% | 16% | 36.778 | 281.312 | 0 | 0 | 0.00019673 | 2.0291e-05 | 2
0 | 2015-02-27 | 0 | 103.9877 | 3% | 15% | 24.8835 | 159.7423 | 3% | 15% | 28.4835 | 263.73 | 0 | 0 | 0.00014044 | 0.0012448 | 2
1 | 2015-02-27 01:00 | 21.2086 | 60.9113 | 4% | 11% | 11.9694 | 132.4907 | 4% | 11% | 36.778 | 193.402 | 0 | 0 | 0.00013325 | 0.0002981 | 2
2 | 2015-02-27 02:00 | 26.3159 | 14.2039 | 3% | 7% | -1.4324 | 108.8701 | 3% | 7% | 28.4835 | 123.074 | 0 | 0 | 0.00039507 | 1.036e-05 | 2
3 | 2015-02-27 03:00 | 13.4855 | 5.8949 | 2% | 8% | 3.1035 | 134.7611 | 2% | 8% | 20.189 | 140.656 | 0 | 0 | 8.3569e-05 | 0.00012282 | 2
4 | 2015-02-27 04:00 | 0 | 0 | 1% | 7% | 8.2945 | 123.074 | 1% | 7% | 11.8945 | 123.074 | 0 | 0 | 1.979e-05 | 0.00012763 | 2
5 | 2015-02-27 05:00 | 0 | 0 | 1% | 7% | 8.2945 | 123.074 | 1% | 7% | 11.8945 | 123.074 | 0 | 0 | 1.979e-05 | 0.00012763 | 2
6 | 2015-02-27 06:00 | 2.8979 | 63.515 | 2% | 9% | 13.6911 | 94.723 | 2% | 9% | 20.189 | 158.238 | 0 | 0 | 1.3126e-05 | 0.00045818 | 2
7 | 2015-02-27 07:00 | 1.2124 | 61.929 | 2% | 8% | 15.3766 | 78.727 | 2% | 8% | 20.189 | 140.656 | 0 | 0 | 3.198e-05 | 0.00043213 | 2
8 | 2015-02-27 08:00 | 10.691 | 22.3904 | 2% | 5% | 5.898 | 65.5196 | 2% | 5% | 20.189 | 87.91 | 0 | 0 | 3.3322e-05 | 1.1816e-06 | 2
9 | 2015-02-27 09:00 | 19.5125 | 12.3372 | 3% | 4% | 5.371 | 57.9908 | 3% | 4% | 28.4835 | 70.328 | 0 | 0 | 0.00013628 | 6.2409e-06 | 2
10 | 2015-02-27 10:00 | 22.5763 | 11.8285 | 3% | 3% | 2.3072 | 40.9175 | 3% | 3% | 28.4835 | 52.746 | 0 | 0 | 0.00023617 | 3.5952e-07 | 2
11 | 2015-02-27 11:00 | 12.8221 | 5.3695 | 2% | 3% | 3.7669 | 47.3765 | 2% | 3% | 20.189 | 52.746 | 0 | 0 | 6.9586e-05 | 1.8261e-05 | 2
12 | 2015-02-27 12:00 | 0 | 0 | 2% | 3% | 16.589 | 52.746 | 2% | 3% | 20.189 | 52.746 | 0 | 0 | 5.0648e-05 | 5.3688e-05 | 2
13 | 2015-02-27 13:00 | 9.7294 | 0 | 5% | 2% | 31.7431 | 35.164 | 5% | 2% | 45.0725 | 35.164 | 0 | 0 | 5.7905e-06 | 3.8128e-05 | 2
14 | 2015-02-27 14:00 | 7.1436 | 0 | 6% | 3% | 42.6234 | 52.746 | 6% | 3% | 53.367 | 52.746 | 0 | 0 | 0.00015435 | 5.3688e-05 | 2
15 | 2015-02-27 15:00 | 0 | 22.9784 | 7% | 4% | 58.0615 | 47.3496 | 7% | 4% | 61.6615 | 70.328 | 0 | 0 | 0.0004356 | 1.2632e-05 | 2
16 | 2015-02-27 16:00 | 0 | 16.9938 | 11% | 4% | 91.2395 | 53.3342 | 11% | 4% | 94.8395 | 70.328 | 0 | 0 | 0.00082546 | 2.26e-08 | 2
17 | 2015-02-27 17:00 | 0 | 0 | 13% | 3% | 107.8285 | 52.746 | 13% | 3% | 111.4285 | 52.746 | 0 | 0 | 0.0007203 | 5.3688e-05 | 2
18 | 2015-02-27 18:00 | 27.9824 | 13.2187 | 16% | 4% | 104.7296 | 57.1093 | 16% | 4% | 136.312 | 70.328 | 0 | 0 | 3.0226e-05 | 3.9872e-06 | 2
19 | 2015-02-27 19:00 | 17.0512 | 60.4932 | 18% | 5% | 132.2498 | 27.4168 | 18% | 5% | 152.901 | 87.91 | 0 | 0 | 0.00011811 | 0.00051795 | 2
20 | 2015-02-27 20:00 | 11.447 | 30.3304 | 17% | 3% | 129.5595 | 22.4156 | 17% | 3% | 144.6065 | 52.746 | 0 | 0 | 0.00048313 | 9.8477e-05 | 2
21 | 2015-02-27 21:00 | 0 | 13.6133 | 22% | 2% | 182.479 | 21.5507 | 22% | 2% | 186.079 | 35.164 | 0 | 0 | 0.0014689 | 2.4586e-06 | 2
22 | 2015-02-27 22:00 | 4.3534 | 0 | 33% | 2% | 269.3651 | 35.164 | 33% | 2% | 247.1761 | 35.164 | 0 | 0 | 0.0013938 | 3.8128e-05 | 2
23 | 2015-02-27 23:00 | 0 | 0 | 31% | 3% | 257.1295 | 52.746 | 31% | 3% | 247.1761 | 52.746 | 0 | 0 | 0.0011007 | 5.3688e-05 | 2
0 | 2015-02-28 | 52.0086 | 0 | 40% | 5% | 279.7714 | 87.91 | 40% | 5% | 247.1761 | 87.91 | 0 | 0 | 0.00050908 | 0.00013567 | 2
1 | 2015-02-28 01:00 | 19.401 | 10.5535 | 42% | 8% | 328.968 | 130.1025 | 42% | 8% | 247.1761 | 140.656 | 0 | 0 | 0.00043613 | 7.1112e-05 | 2
2 | 2015-02-28 02:00 | 0 | 22.9219 | 42% | 9% | 348.369 | 135.3161 | 42% | 9% | 247.1761 | 158.238 | 0 | 0 | 0.0019602 | 2.8313e-06 | 2
3 | 2015-02-28 03:00 | 0 | 0 | 47% | 8% | 389.8415 | 140.656 | 47% | 8% | 247.1761 | 140.656 | 0 | 0 | 0.0028582 | 0.00020838 | 2
4 | 2015-02-28 04:00 | 49.3751 | 26.9428 | 47% | 10% | 340.4664 | 148.8772 | 47% | 10% | 247.1761 | 175.82 | 0 | 0 | 3.6794e-05 | 3.5744e-05 | 2
5 | 2015-02-28 05:00 | 11.3257 | 60.124 | 46% | 11% | 370.2213 | 133.278 | 46% | 11% | 247.1761 | 193.402 | 0 | 0 | 0.0011323 | 0.00028284 | 2
6 | 2015-02-28 06:00 | 110.7858 | 0 | 45% | 8% | 262.4667 | 140.656 | 45% | 8% | 247.1761 | 140.656 | 0 | 0 | 0.0098465 | 0.00020838 | 2
7 | 2015-02-28 07:00 | 109.106 | 0 | 42% | 9% | 239.263 | 158.238 | 42% | 9% | 247.1761 | 158.238 | 0 | 0 | 0.0076154 | 0.00021667 | 2
8 | 2015-02-28 08:00 | 74.6936 | 46.1698 | 36% | 11% | 223.9084 | 147.2322 | 36% | 11% | 247.1761 | 193.402 | 0 | 0 | 0.0023133 | 7.8876e-05 | 2
9 | 2015-02-28 09:00 | 18.5248 | 12.4055 | 31% | 10% | 238.6047 | 163.4145 | 31% | 10% | 247.1761 | 175.82 | 0 | 0 | 0.00011758 | 0.00020298 | 2
10 | 2015-02-28 10:00 | 17.4629 | 19.26 | 32% | 13% | 247.9611 | 209.306 | 32% | 13% | 247.1761 | 228.566 | 0 | 0 | 0.00077773 | 5.3894e-05 | 2
11 | 2015-02-28 11:00 | 78.6655 | 0 | 31% | 12% | 178.464 | 210.984 | 31% | 12% | 247.1761 | 210.984 | 0 | 0 | 0.0038024 | 0.00036614 | 2
12 | 2015-02-28 12:00 | 86.2394 | 0 | 29% | 11% | 154.3011 | 193.402 | 29% | 11% | 244.1405 | 193.402 | 0 | 0 | 0.002899 | 0.00030201 | 2
13 | 2015-02-28 13:00 | 16.4489 | 2.2634 | 22% | 12% | 166.0301 | 208.7206 | 22% | 12% | 186.079 | 210.984 | 0 | 0 | 0.00034208 | 0.00031854 | 2
14 | 2015-02-28 14:00 | 8.573 | 0 | 23% | 13% | 182.2005 | 228.566 | 23% | 13% | 194.3735 | 228.566 | 0 | 0 | 0.0010205 | 0.00033473 | 2
15 | 2015-02-28 15:00 | 41.8496 | 0 | 22% | 15% | 140.6294 | 263.73 | 22% | 15% | 186.079 | 263.73 | 0 | 0 | 0.00014709 | 0.00056942 | 2
16 | 2015-02-28 16:00 | 69.8432 | 0 | 25% | 18% | 137.5193 | 316.476 | 25% | 18% | 210.9625 | 312.9596 | 0 | 0 | 0.0015916 | 0.00062476 | 2
17 | 2015-02-28 17:00 | 67.8672 | 0 | 20% | 20% | 98.0228 | 351.64 | 20% | 20% | 169.49 | 312.9596 | 0 | 0 | 0.0012457 | 0.00057635 | 2
18 | 2015-02-28 18:00 | 119.1005 | 48.333 | 16% | 26% | 13.6115 | 408.799 | 16% | 26% | 136.312 | 312.9596 | 0 | 0 | 0.01089 | 5.731e-05 | 2
19 | 2015-02-28 19:00 | 111.1028 | 85.8115 | 14% | 26% | 5.0202 | 371.3205 | 14% | 26% | 119.723 | 312.9596 | 0 | 0 | 0.010698 | 0.00018895 | 2
20 | 2015-02-28 20:00 | 37.1128 | 0 | 4% | 21% | -3.9348 | 369.222 | 4% | 21% | 36.778 | 312.9596 | 0.001 | 0 | 0.00094358 | 0.00058222 | 2
21 | 2015-02-28 21:00 | 20.4816 | 54.1876 | 3% | 22% | 4.4019 | 332.6164 | 3% | 22% | 28.4835 | 312.9596 | 0 | 0 | 0.00016493 | 6.3962e-05 | 2
22 | 2015-02-28 22:00 | 16.8476 | 161.8243 | 2% | 21% | -0.25864 | 207.3977 | 2% | 21% | 20.189 | 312.9596 | 0 | 0 | 0.00017411 | 0.0046118 | 2
23 | 2015-02-28 23:00 | 12.1775 | 101.3539 | 1% | 14% | -3.883 | 144.7941 | 1% | 14% | 11.8945 | 246.148 | 0.001 | 0 | 0.00010471 | 0.0014203 | 2
0 | 2015-03-01 | 8.4155 | 56.2998 | 1% | 11% | -0.12098 | 137.1022 | 1% | 11% | 11.8945 | 193.402 | 0 | 0 | 3.2458e-05 | 0.00021441 | 3
1 | 2015-03-01 01:00 | 8.4155 | 23.7566 | 1% | 8% | -0.12098 | 116.8994 | 1% | 8% | 11.8945 | 140.656 | 0 | 0 | 3.2458e-05 | 8.5252e-07 | 3
2 | 2015-03-01 02:00 | 0 | 12.6373 | 1% | 8% | 8.2945 | 128.0187 | 1% | 8% | 11.8945 | 140.656 | 0 | 0 | 1.979e-05 | 5.2527e-05 | 3
3 | 2015-03-01 03:00 | 9.0272 | 0 | 2% | 8% | 7.5618 | 140.656 | 2% | 8% | 20.189 | 140.656 | 0 | 0 | 1.4188e-05 | 0.00020838 | 3
4 | 2015-03-01 04:00 | 0 | 17.7974 | 1% | 8% | 8.2945 | 122.8586 | 1% | 8% | 11.8945 | 140.656 | 0 | 0 | 1.979e-05 | 1.8599e-05 | 3
5 | 2015-03-01 05:00 | 0 | 9.6761 | 1% | 9% | 8.2945 | 148.5619 | 1% | 9% | 11.8945 | 158.238 | 0 | 0 | 1.979e-05 | 8.4942e-05 | 3
6 | 2015-03-01 06:00 | 0 | 0 | 2% | 8% | 16.589 | 140.656 | 2% | 8% | 20.189 | 140.656 | 0 | 0 | 5.0648e-05 | 0.00020838 | 3
7 | 2015-03-01 07:00 | 8.7812 | 67.058 | 2% | 10% | 7.8078 | 108.762 | 2% | 10% | 20.189 | 175.82 | 0 | 0 | 1.2041e-05 | 0.0002835 | 3
8 | 2015-03-01 08:00 | 8.3476 | 109.3348 | 2% | 10% | 8.2414 | 66.4852 | 2% | 10% | 20.189 | 175.82 | 0 | 0 | 8.6861e-06 | 0.0016714 | 3
9 | 2015-03-01 09:00 | 5.4139 | 77.1697 | 1% | 6% | 2.8806 | 28.3223 | 1% | 6% | 11.8945 | 105.492 | 0 | 0 | 4.3201e-06 | 0.0010602 | 3
10 | 2015-03-01 10:00 | 5.5826 | 48.4417 | 1% | 4% | 2.7119 | 21.8863 | 1% | 4% | 11.8945 | 70.328 | 0 | 0 | 5.207e-06 | 0.00032532 | 3
11 | 2015-03-01 11:00 | 3.4004 | 36.5183 | 0% | 3% | -3.4004 | 16.2277 | 0% | 3% | 3.6 | 52.746 | 0 | 0 | 0.00048617 | 0.00018072 | 3
12 | 2015-03-01 12:00 | 1.7052 | 3.1128 | 0% | 1% | -1.7052 | 14.4692 | 0% | 1% | 3.6 | 17.582 | 0 | 0 | 0.00058048 | 2.8734e-06 | 3
13 | 2015-03-01 13:00 | 3 | 6.7723 | 0% | 1% | -3 | 10.8097 | 0% | 1% | 3.6 | 17.582 | 0 | 0 | 0.0005077 | 1.4923e-07 | 3
14 | 2015-03-01 14:00 | 3.0125 | 2.4806 | 0% | 1% | -3.0125 | 15.1014 | 0% | 1% | 3.6 | 17.582 | 0 | 0 | 0.00050702 | 4.2216e-06 | 3
15 | 2015-03-01 15:00 | 3.1 | 0 | 0% | 2% | -3.1 | 35.164 | 0% | 2% | 3.6 | 35.164 | 0 | 0 | 0.00050228 | 3.8128e-05 | 3
16 | 2015-03-01 16:00 | 3.0304 | 0 | 0% | 2% | -3.0304 | 35.164 | 0% | 2% | 3.6 | 35.164 | 0 | 0 | 0.00050605 | 3.8128e-05 | 3
17 | 2015-03-01 17:00 | 0 | 0 | 1% | 5% | 8.2945 | 87.91 | 1% | 5% | 11.8945 | 87.91 | 0 | 0 | 1.979e-05 | 0.00013567 | 3
18 | 2015-03-01 18:00 | 14.8302 | 0 | 2% | 6% | 1.7588 | 105.492 | 2% | 6% | 20.189 | 105.492 | 0 | 0 | 0.00011584 | 0.00012837 | 3
19 | 2015-03-01 19:00 | 0 | 0 | 1% | 10% | 8.2945 | 175.82 | 1% | 10% | 11.8945 | 175.82 | 0 | 0 | 1.979e-05 | 0.00045381 | 3
20 | 2015-03-01 20:00 | 6.3467 | 0 | 2% | 16% | 10.2423 | 281.312 | 2% | 16% | 20.189 | 281.312 | 0 | 0 | 2.8614e-07 | 0.00047347 | 3
21 | 2015-03-01 21:00 | 0 | 0 | 2% | 18% | 16.589 | 316.476 | 2% | 18% | 20.189 | 312.9596 | 0 | 0 | 5.0648e-05 | 0.00062476 | 3
22 | 2015-03-01 22:00 | 0 | 6.7081 | 2% | 17% | 16.589 | 292.1859 | 2% | 17% | 20.189 | 298.894 | 0 | 0 | 5.0648e-05 | 0.00053018 | 3
23 | 2015-03-01 23:00 | 7.3081 | 25.8295 | 4% | 17% | 25.8699 | 273.0645 | 4% | 17% | 36.778 | 298.894 | 0 | 0 | 2.72e-05 | 0.00014763 | 3
0 | 2015-03-02 | 8.2399 | 35.5346 | 4% | 16% | 24.9381 | 245.7774 | 4% | 16% | 36.778 | 281.312 | 0 | 0 | 1.6744e-05 | 2.398e-06 | 3
1 | 2015-03-02 01:00 | 16.3975 | 5.4786 | 2% | 13% | 0.19148 | 223.0874 | 2% | 13% | 20.189 | 228.566 | 0 | 0 | 0.00016008 | 0.00023042 | 3
2 | 2015-03-02 02:00 | 24.3662 | 10.1527 | 3% | 12% | 0.51726 | 200.8313 | 3% | 12% | 28.4835 | 210.984 | 0 | 0 | 0.00030715 | 0.0001785 | 3
3 | 2015-03-02 03:00 | 20.5165 | 0 | 3% | 12% | 4.367 | 210.984 | 3% | 12% | 28.4835 | 210.984 | 0 | 0 | 0.00016601 | 0.00036614 | 3
4 | 2015-03-02 04:00 | 21.4999 | 42.461 | 3% | 8% | 3.3836 | 98.195 | 3% | 8% | 28.4835 | 140.656 | 0 | 0 | 0.00019797 | 9.4382e-05 | 3
5 | 2015-03-02 05:00 | 20.7341 | 48.5197 | 3% | 10% | 4.1494 | 127.3003 | 3% | 10% | 28.4835 | 175.82 | 0 | 0 | 0.00017284 | 3.9608e-05 | 3
6 | 2015-03-02 06:00 | 19.0372 | 12.8632 | 3% | 8% | 5.8463 | 127.7928 | 3% | 8% | 28.4835 | 140.656 | 0 | 0 | 0.00012323 | 5.0682e-05 | 3
7 | 2015-03-02 07:00 | 17.4354 | 0 | 3% | 6% | 7.4481 | 105.492 | 3% | 6% | 28.4835 | 105.492 | 0 | 0 | 8.4086e-05 | 0.00012837 | 3
8 | 2015-03-02 08:00 | 13.5974 | 101.8682 | 3% | 9% | 11.2861 | 56.3698 | 3% | 9% | 28.4835 | 158.238 | 0 | 0 | 2.0636e-05 | 0.0018679 | 3
9 | 2015-03-02 09:00 | 12.5852 | 90.2975 | 3% | 7% | 12.2983 | 32.7765 | 3% | 7% | 28.4835 | 123.074 | 0 | 0 | 1.1038e-05 | 0.0016049 | 3
10 | 2015-03-02 10:00 | 13.5584 | 64.6873 | 4% | 4% | 19.6196 | 5.6407 | 4% | 4% | 36.778 | 70.328 | 0 | 0 | 5.3833e-06 | 0.00074402 | 3
11 | 2015-03-02 11:00 | 12.459 | 49.3756 | 4% | 3% | 20.719 | 3.3704 | 4% | 3% | 36.778 | 52.746 | 0 | 0 | 9.8939e-07 | 0.0004308 | 3
12 | 2015-03-02 12:00 | 0 | 36.1652 | 4% | 2% | 33.178 | -1.0012 | 4% | 2% | 36.778 | 35.164 | 0 | 0.001 | 0.00019673 | 0.00020721 | 3
13 | 2015-03-02 13:00 | 22.6991 | 27.5621 | 6% | 2% | 27.0679 | 7.6019 | 6% | 2% | 53.367 | 35.164 | 0 | 0 | 4.0072e-05 | 9.0279e-05 | 3
14 | 2015-03-02 14:00 | 13.5252 | 23.5696 | 4% | 1% | 19.6528 | -5.9876 | 4% | 1% | 36.778 | 17.582 | 0 | 0.001 | 5.1989e-06 | 9.8803e-05 | 3
15 | 2015-03-02 15:00 | 5.222 | 19.758 | 4% | 2% | 27.956 | 15.406 | 4% | 2% | 36.778 | 35.164 | 0 | 0 | 5.9758e-05 | 2.5633e-05 | 3
16 | 2015-03-02 16:00 | 29.0834 | 15.0371 | 5% | 1% | 12.3891 | 2.5449 | 5% | 1% | 45.0725 | 17.582 | 0 | 0 | 0.00043795 | 2.5878e-05 | 3
17 | 2015-03-02 17:00 | 42.0361 | 0 | 7% | 1% | 16.0254 | 17.582 | 7% | 1% | 61.6615 | 17.582 | 0 | 0 | 0.00088855 | 1.201e-05 | 3
18 | 2015-03-02 18:00 | 37.8977 | 0 | 7% | 3% | 20.1638 | 52.746 | 7% | 3% | 61.6615 | 52.746 | 0 | 0 | 0.00061599 | 5.3688e-05 | 3
19 | 2015-03-02 19:00 | 28.659 | 0 | 12% | 7% | 70.875 | 123.074 | 12% | 7% | 103.134 | 123.074 | 0 | 0 | 3.6106e-06 | 0.00012763 | 3
20 | 2015-03-02 20:00 | 0 | 0 | 12% | 22% | 99.534 | 386.804 | 12% | 22% | 103.134 | 312.9596 | 0 | 0 | 0.0010661 | 0.00052086 | 3
21 | 2015-03-02 21:00 | 8.3341 | 0 | 13% | 37% | 99.4944 | 650.534 | 13% | 37% | 111.4285 | 312.9596 | 0 | 0 | 0.00028193 | 0.0012424 | 3
22 | 2015-03-02 22:00 | 56.2058 | 0 | 17% | 42% | 84.8007 | 738.444 | 17% | 42% | 144.6065 | 312.9596 | 0 | 0 | 0.0010228 | 0.0013025 | 3
23 | 2015-03-02 23:00 | 9.5384 | 0 | 13% | 52% | 98.2901 | 914.264 | 13% | 52% | 111.4285 | 312.9596 | 0 | 0 | 0.00023528 | 0.0016427 | 3
0 | 2015-03-03 | 0 | 0 | 14% | 64% | 116.123 | 1125.248 | 14% | 64% | 119.723 | 312.9596 | 0 | 0 | 0.00093117 | 0.0016915 | 3
1 | 2015-03-03 01:00 | 0 | 52.2626 | 13% | 70% | 107.8285 | 1178.4774 | 13% | 70% | 111.4285 | 312.9596 | 0 | 0 | 0.0007203 | 1.59e-05 | 3
2 | 2015-03-03 02:00 | 36.2956 | 97.3654 | 18% | 69% | 113.0054 | 1115.7926 | 18% | 69% | 152.901 | 312.9596 | 0 | 0 | 0.00015212 | 0.00098871 | 3
3 | 2015-03-03 03:00 | 0 | 190.0026 | 14% | 66% | 116.123 | 970.4094 | 14% | 66% | 119.723 | 312.9596 | 0 | 0 | 0.00093117 | 0.0051693 | 3
4 | 2015-03-03 04:00 | 16.4275 | 158.8397 | 13% | 59% | 91.401 | 878.4983 | 13% | 59% | 111.4285 | 312.9596 | 0 | 0 | 4.9465e-05 | 0.0029817 | 3
5 | 2015-03-03 05:00 | 58.2079 | 326.2919 | 13% | 49% | 49.6206 | 535.2261 | 13% | 49% | 111.4285 | 312.9596 | 0 | 0.002 | 0.0018782 | 0.021069 | 3
6 | 2015-03-03 06:00 | 46.9202 | 319.89 | 8% | 41% | 19.4358 | 400.972 | 8% | 41% | 69.956 | 312.9596 | 0 | 0.001 | 0.0012725 | 0.020764 | 3
7 | 2015-03-03 07:00 | 61.8635 | 304.4508 | 9% | 38% | 12.787 | 363.6652 | 9% | 38% | 78.2505 | 312.9596 | 0 | 0 | 0.0023099 | 0.018819 | 3
8 | 2015-03-03 08:00 | 25.1783 | 245.6834 | 4% | 31% | 7.9997 | 299.3586 | 4% | 31% | 36.778 | 312.9596 | 0 | 0 | 0.00026665 | 0.012189 | 3
9 | 2015-03-03 09:00 | 11.6348 | 91.981 | 1% | 19% | -3.3403 | 242.077 | 1% | 19% | 11.8945 | 312.9596 | 0 | 0 | 9.1748e-05 | 0.00074648 | 3
10 | 2015-03-03 10:00 | 5.148 | 57.0156 | 1% | 17% | 3.1465 | 241.8784 | 1% | 17% | 11.8945 | 298.894 | 0 | 0 | 3.0901e-06 | 3.1218e-05 | 3
11 | 2015-03-03 11:00 | 0.45744 | 135.9295 | 0% | 18% | -0.45744 | 180.5465 | 0% | 18% | 3.6 | 312.9596 | 0 | 0 | 0.00065523 | 0.002737 | 3
12 | 2015-03-03 12:00 | 0 | 66.2992 | 0% | 15% | 0 | 197.4308 | 0% | 15% | 3.6 | 263.73 | 0 | 0 | 0.00068377 | 0.00019171 | 3
13 | 2015-03-03 13:00 | 0.14616 | 11.813 | 0% | 13% | -0.14616 | 216.753 | 0% | 13% | 3.6 | 228.566 | 0 | 0 | 0.00067458 | 0.00013402 | 3
14 | 2015-03-03 14:00 | 0 | 0 | 0% | 12% | 0 | 210.984 | 0% | 12% | 3.6 | 210.984 | 0 | 0 | 0.00068377 | 0.00036614 | 3
15 | 2015-03-03 15:00 | 0 | 21.6551 | 1% | 13% | 8.2945 | 206.9109 | 1% | 13% | 11.8945 | 228.566 | 0 | 0 | 1.979e-05 | 3.5749e-05 | 3
16 | 2015-03-03 16:00 | 0 | 46.0069 | 1% | 12% | 8.2945 | 164.9771 | 1% | 12% | 11.8945 | 210.984 | 0 | 0 | 1.979e-05 | 4.9451e-05 | 3
17 | 2015-03-03 17:00 | 4.9632 | 30.678 | 3% | 10% | 19.9203 | 145.142 | 3% | 10% | 28.4835 | 175.82 | 0 | 0 | 3.442e-05 | 1.4855e-05 | 3
18 | 2015-03-03 18:00 | 21.6041 | 13.294 | 4% | 8% | 11.5739 | 127.362 | 4% | 8% | 36.778 | 140.656 | 0 | 0 | 0.00014448 | 4.7253e-05 | 3
19 | 2015-03-03 19:00 | 7.9577 | 44.2816 | 2% | 9% | 8.6313 | 113.9564 | 2% | 9% | 20.189 | 158.238 | 0 | 0 | 6.1364e-06 | 0.00010954 | 3
20 | 2015-03-03 20:00 | 0 | 0 | 2% | 7% | 16.589 | 123.074 | 2% | 7% | 20.189 | 123.074 | 0 | 0 | 5.0648e-05 | 0.00012763 | 3
21 | 2015-03-03 21:00 | 0 | 0 | 2% | 7% | 16.589 | 123.074 | 2% | 7% | 20.189 | 123.074 | 0 | 0 | 5.0648e-05 | 0.00012763 | 3
22 | 2015-03-03 22:00 | 0 | 0 | 3% | 7% | 24.8835 | 123.074 | 3% | 7% | 28.4835 | 123.074 | 0 | 0 | 0.00014044 | 0.00012763 | 3
23 | 2015-03-03 23:00 | 1.8811 | 0 | 4% | 8% | 31.2969 | 140.656 | 4% | 8% | 36.778 | 140.656 | 0 | 0 | 0.00013826 | 0.00020838 | 3
0 | 2015-03-04 | 3.7386 | 0 | 3% | 12% | 21.1449 | 210.984 | 3% | 12% | 28.4835 | 210.984 | 0 | 0 | 5.3924e-05 | 0.00036614 | 3
1 | 2015-03-04 01:00 | 3.2594 | 0 | 3% | 12% | 21.6241 | 210.984 | 3% | 12% | 28.4835 | 210.984 | 0 | 0 | 6.2742e-05 | 0.00036614 | 3
2 | 2015-03-04 02:00 | 0 | 0 | 2% | 17% | 16.589 | 298.894 | 2% | 17% | 20.189 | 298.894 | 0 | 0 | 5.0648e-05 | 0.00072044 | 3
3 | 2015-03-04 03:00 | 0 | 0 | 2% | 20% | 16.589 | 351.64 | 2% | 20% | 20.189 | 312.9596 | 0 | 0 | 5.0648e-05 | 0.00057635 | 3
4 | 2015-03-04 04:00 | 12.3449 | 0 | 4% | 20% | 20.8331 | 351.64 | 4% | 20% | 36.778 | 312.9596 | 0 | 0 | 7.3461e-07 | 0.00057635 | 3
5 | 2015-03-04 05:00 | 15.8062 | 0 | 3% | 25% | 9.0773 | 439.55 | 3% | 25% | 28.4835 | 312.9596 | 0 | 0 | 5.192e-05 | 0.00049903 | 3
6 | 2015-03-04 06:00 | 16.8366 | 0 | 2% | 27% | -0.2476 | 474.714 | 2% | 27% | 20.189 | 312.9596 | 0 | 0 | 0.00017376 | 0.0010126 | 3
7 | 2015-03-04 07:00 | 5.7032 | 0 | 1% | 27% | 2.5913 | 474.714 | 1% | 27% | 11.8945 | 312.9596 | 0 | 0 | 5.8917e-06 | 0.0010126 | 3
8 | 2015-03-04 08:00 | 0 | 61.2382 | 0% | 26% | 0 | 395.8938 | 0% | 26% | 3.6 | 312.9596 | 0 | 0 | 0.00068377 | 5.3061e-08 | 3
9 | 2015-03-04 09:00 | 2.2 | 112.4144 | 0% | 25% | -2.2 | 327.1356 | 0% | 25% | 3.6 | 312.9596 | 0 | 0 | 0.00055209 | 0.0017304 | 3
10 | 2015-03-04 10:00 | 5.0154 | 39.4732 | 1% | 22% | 3.2791 | 347.3308 | 1% | 22% | 11.8945 | 312.9596 | 0 | 0 | 2.5537e-06 | 1.3794e-07 | 3
11 | 2015-03-04 11:00 | 0.23748 | 0 | 0% | 20% | -0.23748 | 351.64 | 0% | 20% | 3.6 | 312.9596 | 0 | 0 | 0.00066888 | 0.00057635 | 3
12 | 2015-03-04 12:00 | 0.09996 | 0 | 0% | 25% | -0.09996 | 439.55 | 0% | 25% | 3.6 | 312.9596 | 0 | 0 | 0.00067748 | 0.00049903 | 3
13 | 2015-03-04 13:00 | 0.09996 | 0 | 0% | 35% | -0.09996 | 615.37 | 0% | 35% | 3.6 | 312.9596 | 0 | 0 | 0.00067748 | 0.0010089 | 3
14 | 2015-03-04 14:00 | 0.3 | 0 | 0% | 37% | -0.3 | 650.534 | 0% | 37% | 3.6 | 312.9596 | 0 | 0 | 0.00066498 | 0.0012424 | 3
15 | 2015-03-04 15:00 | 1.164 | 0 | 0% | 42% | -1.164 | 738.444 | 0% | 42% | 3.6 | 312.9596 | 0 | 0 | 0.00061235 | 0.0013025 | 3
16 | 2015-03-04 16:00 | 1.4699 | 0 | 0% | 46% | -1.4699 | 808.772 | 0% | 46% | 3.6 | 312.9596 | 0 | 0 | 0.00059423 | 0.0021141 | 3
17 | 2015-03-04 17:00 | 1.729 | 0 | 0% | 49% | -1.729 | 861.518 | 0% | 49% | 3.6 | 312.9596 | 0 | 0 | 0.0005791 | 0.0016348 | 3
18 | 2015-03-04 18:00 | 2.6092 | 0 | 0% | 51% | -2.6092 | 896.682 | 0% | 51% | 3.6 | 312.9596 | 0 | 0 | 0.00052915 | 0.0011758 | 3
19 | 2015-03-04 19:00 | 3.5976 | 0 | 0% | 54% | -3.5976 | 949.428 | 0% | 54% | 3.6 | 312.9596 | 0 | 0 | 0.00047575 | 0.0023249 | 3
20 | 2015-03-04 20:00 | 2.7382 | 0 | 1% | 54% | 5.5563 | 949.428 | 1% | 54% | 11.8945 | 312.9596 | 0 | 0 | 1.3167e-06 | 0.0023249 | 3
21 | 2015-03-04 21:00 | 0.04176 | 0 | 1% | 54% | 8.2527 | 949.428 | 1% | 54% | 11.8945 | 312.9596 | 0 | 0 | 1.9345e-05 | 0.0023249 | 3
22 | 2015-03-04 22:00 | 0 | 0 | 1% | 57% | 8.2945 | 1002.174 | 1% | 57% | 11.8945 | 312.9596 | 0 | 0 | 1.979e-05 | 0.0010699 | 3
23 | 2015-03-04 23:00 | 5.845 | 0 | 2% | 61% | 10.744 | 1072.502 | 2% | 61% | 20.189 | 312.9596 | 0 | 0 | 4.8952e-09 | 0.0011846 | 3
0 | 2015-03-05 | 9.1134 | 0 | 3% | 64% | 15.7701 | 1125.248 | 3% | 64% | 28.4835 | 312.9596 | 0 | 0 | 7.4535e-07 | 0.0016915 | 3
1 | 2015-03-05 01:00 | 0 | 0 | 1% | 62% | 8.2945 | 1090.084 | 1% | 62% | 11.8945 | 312.9596 | 0 | 0 | 1.979e-05 | 0.0018437 | 3
2 | 2015-03-05 02:00 | 0.43668 | 0 | 2% | 62% | 16.1523 | 1090.084 | 2% | 62% | 20.189 | 312.9596 | 0 | 0 | 4.3432e-05 | 0.0018437 | 3
3 | 2015-03-05 03:00 | 7.693 | 34.9402 | 3% | 66% | 17.1905 | 1125.4718 | 3% | 66% | 28.4835 | 312.9596 | 0 | 0 | 6.635e-06 | 0.00026555 | 3
4 | 2015-03-05 04:00 | 5.5716 | 0 | 3% | 61% | 19.3119 | 1072.502 | 3% | 61% | 28.4835 | 312.9596 | 0 | 0 | 2.6352e-05 | 0.0011846 | 3
5 | 2015-03-05 05:00 | 8.7869 | 0 | 4% | 63% | 24.3911 | 1107.666 | 4% | 63% | 36.778 | 312.9596 | 0 | 0 | 1.1782e-05 | 0.0023629 | 3
6 | 2015-03-05 06:00 | 3.5824 | 0 | 2% | 65% | 13.0066 | 1142.83 | 2% | 65% | 20.189 | 312.9596 | 0 | 0 | 7.8277e-06 | 0.0013583 | 3
7 | 2015-03-05 07:00 | 0 | 0 | 2% | 69% | 16.589 | 1213.158 | 2% | 69% | 20.189 | 312.9596 | 0 | 0 | 5.0648e-05 | 0.00057284 | 3
8 | 2015-03-05 08:00 | 9.2192 | 58.4449 | 3% | 66% | 15.6643 | 1101.9671 | 3% | 66% | 28.4835 | 312.9596 | 0 | 0 | 5.413e-07 | 8.5681e-06 | 3
9 | 2015-03-05 09:00 | 11.2315 | 56.2258 | 2% | 64% | 5.3575 | 1069.0222 | 2% | 64% | 20.189 | 312.9596 | 0 | 0 | 4.127e-05 | 8.3694e-05 | 3
10 | 2015-03-05 10:00 | 7.4576 | 14.8885 | 1% | 60% | 0.83686 | 1040.0315 | 1% | 60% | 11.8945 | 312.9596 | 0 | 0 | 2.0634e-05 | 0.00046517 | 3
11 | 2015-03-05 11:00 | 2.5498 | 0 | 1% | 59% | 5.7447 | 1037.338 | 1% | 59% | 11.8945 | 312.9596 | 0 | 0 | 1.8895e-06 | 0.0012771 | 3
12 | 2015-03-05 12:00 | 0 | 0 | 2% | 58% | 16.589 | 1019.756 | 2% | 58% | 20.189 | 312.9596 | 0 | 0 | 5.0648e-05 | 0.0024262 | 3
13 | 2015-03-05 13:00 | 0 | 0 | 2% | 58% | 16.589 | 1019.756 | 2% | 58% | 20.189 | 312.9596 | 0 | 0 | 5.0648e-05 | 0.0024262 | 3
14 | 2015-03-05 14:00 | 0 | 0 | 4% | 64% | 33.178 | 1125.248 | 4% | 64% | 36.778 | 312.9596 | 0 | 0 | 0.00019673 | 0.0016915 | 3
15 | 2015-03-05 15:00 | 5.9675 | 0 | 7% | 67% | 52.094 | 1177.994 | 7% | 67% | 61.6615 | 312.9596 | 0 | 0 | 0.00018705 | 0.00087013 | 3
16 | 2015-03-05 16:00 | 4.6919 | 42.3076 | 6% | 66% | 45.0751 | 1118.1044 | 6% | 66% | 53.367 | 312.9596 | 0 | 0 | 0.00023653 | 0.00014654 | 3
17 | 2015-03-05 17:00 | 10.987 | 192.6257 | 6% | 68% | 38.78 | 1002.9503 | 6% | 68% | 53.367 | 312.9596 | 0 | 0 | 6.0686e-05 | 0.0050584 | 3
18 | 2015-03-05 18:00 | 0.05712 | 0 | 4% | 58% | 33.1209 | 1019.756 | 4% | 58% | 36.778 | 312.9596 | 0 | 0 | 0.0001948 | 0.0024262 | 3
19 | 2015-03-05 19:00 | 0 | 0 | 5% | 61% | 41.4725 | 1072.502 | 5% | 61% | 45.0725 | 312.9596 | 0 | 0 | 0.00019983 | 0.0011846 | 3
20 | 2015-03-05 20:00 | 37.0381 | 0 | 7% | 69% | 21.0234 | 1213.158 | 7% | 69% | 61.6615 | 312.9596 | 0 | 0 | 0.00056562 | 0.00057284 | 3
21 | 2015-03-05 21:00 | 36.5674 | 0 | 6% | 70% | 13.1996 | 1230.74 | 6% | 70% | 53.367 | 312.9596 | 0 | 0 | 0.00053131 | 0.00066243 | 3
22 | 2015-03-05 22:00 | 0 | 0 | 3% | 74% | 24.8835 | 1301.068 | 3% | 74% | 28.4835 | 312.9596 | 0 | 0 | 0.00014044 | 0.00078175 | 3
23 | 2015-03-05 23:00 | 0 | 98.7802 | 4% | 72% | 33.178 | 1167.1238 | 4% | 72% | 36.778 | 312.9596 | 0 | 0 | 0.00019673 | 2.9828e-05 | 3
0 | 2015-03-06 | 0 | 21.0494 | 7% | 67% | 58.0615 | 1156.9446 | 7% | 67% | 61.6615 | 312.9596 | 0 | 0 | 0.0004356 | 0.00030715 | 3
1 | 2015-03-06 01:00 | 0 | 55.5127 | 7% | 65% | 58.0615 | 1087.3173 | 7% | 65% | 61.6615 | 312.9596 | 0 | 0 | 0.0004356 | 2.7898e-05 | 3
2 | 2015-03-06 02:00 | 20.0664 | 69.7625 | 10% | 65% | 62.8786 | 1073.0675 | 10% | 65% | 86.545 | 312.9596 | 0 | 0 | 9.64e-08 | 7.9686e-06 | 3
3 | 2015-03-06 03:00 | 0 | 0 | 8% | 58% | 66.356 | 1019.756 | 8% | 58% | 69.956 | 312.9596 | 0 | 0 | 0.00043663 | 0.0024262 | 3
4 | 2015-03-06 04:00 | 0 | 0 | 7% | 62% | 58.0615 | 1090.084 | 7% | 62% | 61.6615 | 312.9596 | 0 | 0 | 0.0004356 | 0.0018437 | 3
5 | 2015-03-06 05:00 | 0 | 31.3526 | 9% | 63% | 74.6505 | 1076.3134 | 9% | 63% | 78.2505 | 312.9596 | 0 | 0 | 0.00070343 | 0.00094727 | 3
6 | 2015-03-06 06:00 | 0 | 3.0904 | 7% | 63% | 58.0615 | 1104.5756 | 7% | 63% | 61.6615 | 312.9596 | 0 | 0 | 0.0004356 | 0.0021951 | 3
7 | 2015-03-06 07:00 | 0 | 33.0149 | 6% | 58% | 49.767 | 986.7411 | 6% | 58% | 53.367 | 312.9596 | 0 | 0 | 0.00044252 | 0.00092898 | 3
8 | 2015-03-06 08:00 | 20.4682 | 30.2976 | 7% | 55% | 37.5933 | 936.7124 | 7% | 55% | 61.6615 | 312.9596 | 0 | 0 | 1.4484e-05 | 0.00049957 | 3
9 | 2015-03-06 09:00 | 36.0953 | 10.0398 | 6% | 52% | 13.6717 | 904.2242 | 6% | 52% | 53.367 | 312.9596 | 0 | 0 | 0.00050539 | 0.0012125 | 3
10 | 2015-03-06 10:00 | 27.0596 | 0 | 4% | 51% | 6.1184 | 896.682 | 4% | 51% | 36.778 | 312.9596 | 0 | 0 | 0.00034587 | 0.0011758 | 3
11 | 2015-03-06 11:00 | 3.9178 | 0 | 1% | 50% | 4.3767 | 879.1 | 1% | 50% | 11.8945 | 312.9596 | 0 | 0 | 7.545e-08 | 0.0015923 | 3
12 | 2015-03-06 12:00 | 0.43368 | 0 | 1% | 50% | 7.8608 | 879.1 | 1% | 50% | 11.8945 | 312.9596 | 0 | 0 | 1.5412e-05 | 0.0015923 | 3
13 | 2015-03-06 13:00 | 0 | 0 | 1% | 55% | 8.2945 | 967.01 | 1% | 55% | 11.8945 | 312.9596 | 0 | 0 | 1.979e-05 | 0.0015668 | 3
14 | 2015-03-06 14:00 | 10.1297 | 0 | 2% | 55% | 6.4593 | 967.01 | 2% | 55% | 20.189 | 312.9596 | 0 | 0 | 2.5967e-05 | 0.0015668 | 3
15 | 2015-03-06 15:00 | 17.3713 | 0 | 3% | 56% | 7.5122 | 984.592 | 3% | 56% | 28.4835 | 312.9596 | 0 | 0 | 8.2675e-05 | 0.001107 | 3
16 | 2015-03-06 16:00 | 3.5702 | 0 | 1% | 55% | 4.7243 | 967.01 | 1% | 55% | 11.8945 | 312.9596 | 0 | 0 | 2.0821e-08 | 0.0015668 | 3
17 | 2015-03-06 17:00 | 0 | 59.4727 | 1% | 56% | 8.2945 | 925.1193 | 1% | 56% | 11.8945 | 312.9596 | 0 | 0 | 1.979e-05 | 3.0688e-07 | 3
18 | 2015-03-06 18:00 | 0 | 0 | 0% | 56% | 0 | 984.592 | 0% | 56% | 3.6 | 312.9596 | 0 | 0 | 0.00068377 | 0.001107 | 3
19 | 2015-03-06 19:00 | 1.695 | 20.8433 | 1% | 57% | 6.5995 | 981.3307 | 1% | 57% | 11.8945 | 312.9596 | 0 | 0 | 5.7846e-06 | 0.00043493 | 3
20 | 2015-03-06 20:00 | 0.4002 | 9.4278 | 1% | 55% | 7.8943 | 957.5822 | 1% | 55% | 11.8945 | 312.9596 | 0 | 0 | 1.573e-05 | 0.0011711 | 3
21 | 2015-03-06 21:00 | 0 | 84.6191 | 1% | 51% | 8.2945 | 812.0629 | 1% | 51% | 11.8945 | 312.9596 | 0 | 0 | 1.979e-05 | 0.0001915 | 3
22 | 2015-03-06 22:00 | 0 | 146.287 | 2% | 49% | 16.589 | 715.231 | 2% | 49% | 20.189 | 312.9596 | 0 | 0 | 5.0648e-05 | 0.0018293 | 3
23 | 2015-03-06 23:00 | 0 | 127.1282 | 3% | 39% | 24.8835 | 558.5698 | 3% | 39% | 28.4835 | 312.9596 | 0 | 0 | 0.00014044 | 0.0011305 | 3
0 | 2015-03-07 | 0 | 144.8075 | 3% | 36% | 24.8835 | 488.1445 | 3% | 36% | 28.4835 | 312.9596 | 0 | 0 | 0.00014044 | 0.0027639 | 3
1 | 2015-03-07 01:00 | 0 | 68.947 | 4% | 29% | 33.178 | 440.931 | 4% | 29% | 36.778 | 312.9596 | 0 | 0 | 0.00019673 | 2.6257e-05 | 3
2 | 2015-03-07 02:00 | 0 | 40.3608 | 3% | 26% | 24.8835 | 416.7712 | 3% | 26% | 28.4835 | 312.9596 | 0 | 0 | 0.00014044 | 0.00014652 | 3
3 | 2015-03-07 03:00 | 9.6055 | 20.9448 | 3% | 26% | 15.278 | 436.1872 | 3% | 26% | 28.4835 | 312.9596 | 0 | 0 | 7.2914e-08 | 0.00053582 | 3
4 | 2015-03-07 04:00 | 0.4728 | 0 | 2% | 25% | 16.1162 | 439.55 | 2% | 25% | 20.189 | 312.9596 | 0 | 0 | 4.286e-05 | 0.00049903 | 3
5 | 2015-03-07 05:00 | 0 | 0 | 1% | 25% | 8.2945 | 439.55 | 1% | 25% | 11.8945 | 312.9596 | 0 | 0 | 1.979e-05 | 0.00049903 | 3
6 | 2015-03-07 06:00 | 0 | 58.4706 | 2% | 29% | 16.589 | 451.4074 | 2% | 29% | 20.189 | 312.9596 | 0 | 0 | 5.0648e-05 | 6.9624e-07 | 3
7 | 2015-03-07 07:00 | 0 | 133.3978 | 3% | 28% | 24.8835 | 358.8982 | 3% | 28% | 28.4835 | 312.9596 | 0 | 0 | 0.00014044 | 0.0026238 | 3
8 | 2015-03-07 08:00 | 13.2037 | 68.66 | 3% | 22% | 11.6798 | 318.144 | 3% | 22% | 28.4835 | 312.9596 | 0 | 0 | 1.6549e-05 | 0.00026338 | 3
9 | 2015-03-07 09:00 | 9.9251 | 74.6771 | 2% | 21% | 6.6639 | 294.5449 | 2% | 21% | 20.189 | 312.9596 | 0 | 0 | 2.3514e-05 | 0.00033651 | 3
10 | 2015-03-07 10:00 | 0 | 6.5606 | 1% | 17% | 8.2945 | 292.3334 | 1% | 17% | 11.8945 | 298.894 | 0 | 0 | 1.979e-05 | 0.00053405 | 3
11 | 2015-03-07 11:00 | 0 | 0 | 1% | 17% | 8.2945 | 298.894 | 1% | 17% | 11.8945 | 298.894 | 0 | 0 | 1.979e-05 | 0.00072044 | 3
12 | 2015-03-07 12:00 | 10.1922 | 0 | 4% | 22% | 22.9858 | 386.804 | 4% | 22% | 36.778 | 312.9596 | 0 | 0 | 3.0214e-06 | 0.00052086 | 3
13 | 2015-03-07 13:00 | 16.5492 | 0 | 3% | 26% | 8.3343 | 457.132 | 3% | 26% | 28.4835 | 312.9596 | 0 | 0 | 6.5633e-05 | 0.0012292 | 3
14 | 2015-03-07 14:00 | 5.9764 | 0 | 1% | 33% | 2.3181 | 580.206 | 1% | 33% | 11.8945 | 312.9596 | 0 | 0 | 7.5987e-06 | 0.00091083 | 3
15 | 2015-03-07 15:00 | 5.7528 | 25.7665 | 1% | 38% | 2.5417 | 642.3495 | 1% | 38% | 11.8945 | 312.9596 | 0 | 0 | 6.1854e-06 | 0.00045463 | 3
16 | 2015-03-07 16:00 | 0.2376 | 0 | 0% | 33% | -0.2376 | 580.206 | 0% | 33% | 3.6 | 312.9596 | 0 | 0 | 0.00066887 | 0.00091083 | 3
17 | 2015-03-07 17:00 | 3.2904 | 0 | 0% | 33% | -3.2904 | 580.206 | 0% | 33% | 3.6 | 312.9596 | 0 | 0 | 0.00049204 | 0.00091083 | 3
18 | 2015-03-07 18:00 | 15.0001 | 149.4668 | 2% | 37% | 1.5889 | 501.0672 | 2% | 37% | 20.189 | 312.9596 | 0 | 0 | 0.00012029 | 0.0024764 | 3
19 | 2015-03-07 19:00 | 1.2959 | 266.8087 | 0% | 34% | -1.2959 | 330.9793 | 0% | 34% | 3.6 | 312.9596 | 0 | 0 | 0.0006045 | 0.013129 | 3
20 | 2015-03-07 20:00 | 2.4 | 121.1939 | 0% | 24% | -2.4 | 300.7741 | 0% | 24% | 3.6 | 312.9596 | 0 | 0 | 0.00054082 | 0.0019323 | 3
21 | 2015-03-07 21:00 | 2.4 | 0 | 0% | 19% | -2.4 | 334.058 | 0% | 19% | 3.6 | 312.9596 | 0 | 0 | 0.00054082 | 0.00062468 | 3
22 | 2015-03-07 22:00 | 3.3 | 9.866 | 0% | 24% | -3.3 | 412.102 | 0% | 24% | 3.6 | 312.9596 | 0 | 0 | 0.00049153 | 0.00037488 | 3
23 | 2015-03-07 23:00 | 1.8374 | 230.8436 | 0% | 26% | -1.8374 | 226.2884 | 0% | 26% | 3.6 | 312.9596 | 0 | 0 | 0.00057282 | 0.0092612 | 3
0 | 2015-03-08 | 1.7 | 72.6311 | 0% | 13% | -1.7 | 155.9349 | 0% | 13% | 3.6 | 228.566 | 0 | 0 | 0.00058078 | 0.00052966 | 3
1 | 2015-03-08 01:00 | 2.4796 | 60.5239 | 0% | 9% | -2.4796 | 97.7141 | 0% | 9% | 3.6 | 158.238 | 0 | 0 | 0.00053637 | 0.00038825 | 3
3 | 2015-03-08 03:00 | 1.6999 | 71.3058 | 0% | 8% | -1.6999 | 69.3502 | 0% | 8% | 3.6 | 140.656 | 0 | 0 | 0.00058079 | 0.0006823 | 3
4 | 2015-03-08 04:00 | 1.1012 | 38.0981 | 0% | 5% | -1.1012 | 49.8119 | 0% | 5% | 3.6 | 87.91 | 0 | 0 | 0.0006161 | 0.00010042 | 3
5 | 2015-03-08 05:00 | 2.4 | 0 | 0% | 3% | -2.4 | 52.746 | 0% | 3% | 3.6 | 52.746 | 0 | 0 | 0.00054082 | 5.3688e-05 | 3
6 | 2015-03-08 06:00 | 1.6 | 10.5896 | 0% | 3% | -1.6 | 42.1564 | 0% | 3% | 3.6 | 52.746 | 0 | 0 | 0.00058661 | 1.701e-06 | 3
7 | 2015-03-08 07:00 | 0.99996 | 10.4036 | 0% | 3% | -0.99996 | 42.3424 | 0% | 3% | 3.6 | 52.746 | 0 | 0 | 0.00062217 | 1.9882e-06 | 3
8 | 2015-03-08 08:00 | 0.80004 | 0 | 0% | 2% | -0.80004 | 35.164 | 0% | 2% | 3.6 | 35.164 | 0 | 0 | 0.00063426 | 3.8128e-05 | 3
9 | 2015-03-08 09:00 | 0.69996 | 9.2848 | 0% | 3% | -0.69996 | 43.4612 | 0% | 3% | 3.6 | 52.746 | 0 | 0 | 0.00064035 | 4.1877e-06 | 3
10 | 2015-03-08 10:00 | 0.3 | 18.9696 | 0% | 2% | -0.3 | 16.1944 | 0% | 2% | 3.6 | 35.164 | 0 | 0 | 0.00066498 | 2.1293e-05 | 3
11 | 2015-03-08 11:00 | 0.6 | 5.5374 | 0% | 1% | -0.6 | 12.0446 | 0% | 1% | 3.6 | 17.582 | 0 | 0 | 0.00064646 | 9.9904e-08 | 3
12 | 2015-03-08 12:00 | 0.20004 | 0 | 0% | 1% | -0.20004 | 17.582 | 0% | 1% | 3.6 | 17.582 | 0 | 0 | 0.00067121 | 1.201e-05 | 3
13 | 2015-03-08 13:00 | 0.3 | 0 | 0% | 1% | -0.3 | 17.582 | 0% | 1% | 3.6 | 17.582 | 0 | 0 | 0.00066498 | 1.201e-05 | 3
14 | 2015-03-08 14:00 | 0.3 | 0 | 0% | 2% | -0.3 | 35.164 | 0% | 2% | 3.6 | 35.164 | 0 | 0 | 0.00066498 | 3.8128e-05 | 3
15 | 2015-03-08 15:00 | 0.30036 | 0 | 0% | 3% | -0.30036 | 52.746 | 0% | 3% | 3.6 | 52.746 | 0 | 0 | 0.00066496 | 5.3688e-05 | 3
16 | 2015-03-08 16:00 | 0.50004 | 0 | 0% | 4% | -0.50004 | 70.328 | 0% | 4% | 3.6 | 70.328 | 0 | 0 | 0.0006526 | 9.0538e-05 | 3
17 | 2015-03-08 17:00 | 1.2002 | 18.4613 | 0% | 4% | -1.2002 | 51.8667 | 0% | 4% | 3.6 | 70.328 | 0 | 0 | 0.00061019 | 9.7019e-07 | 3
18 | 2015-03-08 18:00 | 0.61692 | 22.5517 | 0% | 4% | -0.61692 | 47.7763 | 0% | 4% | 3.6 | 70.328 | 0 | 0 | 0.00064542 | 1.0966e-05 | 3
19 | 2015-03-08 19:00 | 1.516 | 0 | 0% | 3% | -1.516 | 52.746 | 0% | 3% | 3.6 | 52.746 | 0 | 0 | 0.00059153 | 5.3688e-05 | 3
20 | 2015-03-08 20:00 | 1.66 | 0 | 0% | 6% | -1.66 | 105.492 | 0% | 6% | 3.6 | 105.492 | 0 | 0 | 0.00058311 | 0.00012837 | 3
21 | 2015-03-08 21:00 | 0 | 0 | 0% | 5% | 0 | 87.91 | 0% | 5% | 3.6 | 87.91 | 0 | 0 | 0.00068377 | 0.00013567 | 3
22 | 2015-03-08 22:00 | 0 | 0 | 1% | 7% | 8.2945 | 123.074 | 1% | 7% | 11.8945 | 123.074 | 0 | 0 | 1.979e-05 | 0.00012763 | 3
23 | 2015-03-08 23:00 | 0 | 0 | 2% | 10% | 16.589 | 175.82 | 2% | 10% | 20.189 | 175.82 | 0 | 0 | 5.0648e-05 | 0.00045381 | 3
0 | 2015-03-09 | 0 | 0 | 5% | 16% | 41.4725 | 281.312 | 5% | 16% | 45.0725 | 281.312 | 0 | 0 | 0.00019983 | 0.00047347 | 3
1 | 2015-03-09 01:00 | 0 | 0 | 5% | 17% | 41.4725 | 298.894 | 5% | 17% | 45.0725 | 298.894 | 0 | 0 | 0.00019983 | 0.00072044 | 3
2 | 2015-03-09 02:00 | 0 | 0 | 6% | 24% | 49.767 | 421.968 | 6% | 24% | 53.367 | 312.9596 | 0 | 0 | 0.00044252 | 0.00062366 | 3
3 | 2015-03-09 03:00 | 0 | 0 | 8% | 30% | 66.356 | 527.46 | 8% | 30% | 69.956 | 312.9596 | 0 | 0 | 0.00043663 | 0.00087453 | 3
4 | 2015-03-09 04:00 | 0 | 0 | 11% | 31% | 91.2395 | 545.042 | 11% | 31% | 94.8395 | 312.9596 | 0 | 0 | 0.00082546 | 0.00086046 | 3
5 | 2015-03-09 05:00 | 0 | 0 | 11% | 31% | 91.2395 | 545.042 | 11% | 31% | 94.8395 | 312.9596 | 0 | 0 | 0.00082546 | 0.00086046 | 3
6 | 2015-03-09 06:00 | 0 | 0 | 13% | 29% | 107.8285 | 509.878 | 13% | 29% | 111.4285 | 312.9596 | 0 | 0 | 0.0007203 | 0.0011622 | 3
7 | 2015-03-09 07:00 | 0 | 62.692 | 17% | 28% | 141.0065 | 429.604 | 17% | 28% | 144.6065 | 312.9596 | 0 | 0 | 0.0012803 | 0.00012119 | 3
8 | 2015-03-09 08:00 | 0 | 86.4064 | 20% | 27% | 165.89 | 388.3076 | 20% | 27% | 169.49 | 312.9596 | 0 | 0 | 0.0021648 | 0.00030012 | 3
9 | 2015-03-09 09:00 | 0 | 2.2532 | 28% | 23% | 232.246 | 402.1328 | 28% | 23% | 235.846 | 312.9596 | 0 | 0 | 0.0010544 | 0.00059603 | 3
10 | 2015-03-09 10:00 | 4.85 | 0 | 33% | 22% | 268.8685 | 386.804 | 33% | 22% | 247.1761 | 312.9596 | 0 | 0 | 0.0013494 | 0.00052086 | 3
11 | 2015-03-09 11:00 | 0 | 0 | 27% | 23% | 223.9515 | 404.386 | 27% | 23% | 227.5515 | 312.9596 | 0 | 0 | 0.0016626 | 0.00066025 | 3
12 | 2015-03-09 12:00 | 0 | 0 | 34% | 25% | 282.013 | 439.55 | 34% | 25% | 247.1761 | 312.9596 | 0 | 0 | 0.0017608 | 0.00049903 | 3
13 | 2015-03-09 13:00 | 0 | 0 | 45% | 24% | 373.2525 | 421.968 | 45% | 24% | 247.1761 | 312.9596 | 0 | 0 | 0.001179 | 0.00062366 | 3
14 | 2015-03-09 14:00 | 73.3888 | 0 | 50% | 27% | 341.3362 | 474.714 | 50% | 27% | 247.1761 | 312.9596 | 0 | 0 | 0.0013249 | 0.0010126 | 3
15 | 2015-03-09 15:00 | 0.00144 | 0 | 46% | 32% | 381.5456 | 562.624 | 46% | 32% | 247.1761 | 312.9596 | 0 | 0 | 0.0022376 | 0.0012294 | 3
16 | 2015-03-09 16:00 | 0 | 0 | 35% | 35% | 290.3075 | 615.37 | 35% | 35% | 247.1761 | 312.9596 | 0 | 0 | 0.0019183 | 0.0010089 | 3
17 | 2015-03-09 17:00 | 0 | 8.9095 | 42% | 38% | 348.369 | 659.2065 | 42% | 38% | 247.1761 | 312.9596 | 0 | 0 | 0.0019602 | 0.00095541 | 3
18 | 2015-03-09 18:00 | 0 | 0 | 39% | 35% | 323.4855 | 615.37 | 39% | 35% | 247.1761 | 312.9596 | 0 | 0 | 0.0012092 | 0.0010089 | 3
19 | 2015-03-09 19:00 | 0 | 0 | 43% | 35% | 356.6635 | 615.37 | 43% | 35% | 247.1761 | 312.9596 | 0 | 0 | 0.0028785 | 0.0010089 | 3
20 | 2015-03-09 20:00 | 0 | 0 | 39% | 35% | 323.4855 | 615.37 | 39% | 35% | 247.1761 | 312.9596 | 0 | 0 | 0.0012092 | 0.0010089 | 3
21 | 2015-03-09 21:00 | 0 | 0 | 42% | 44% | 348.369 | 773.608 | 42% | 44% | 247.1761 | 312.9596 | 0 | 0 | 0.0019602 | 0.0013793 | 3
22 | 2015-03-09 22:00 | 0 | 0 | 42% | 41% | 348.369 | 720.862 | 42% | 41% | 247.1761 | 312.9596 | 0 | 0 | 0.0019602 | 0.0014323 | 3
23 | 2015-03-09 23:00 | 0 | 0 | 40% | 41% | 331.78 | 720.862 | 40% | 41% | 247.1761 | 312.9596 | 0 | 0 | 0.0016112 | 0.0014323 | 3
0 | 2015-03-10 | 0 | 18.6498 | 43% | 43% | 356.6635 | 737.3762 | 43% | 43% | 247.1761 | 312.9596 | 0 | 0 | 0.0028785 | 0.0017697 | 3
1 | 2015-03-10 01:00 | 31.7408 | 0 | 38% | 41% | 283.4502 | 720.862 | 38% | 41% | 247.1761 | 312.9596 | 0 | 0 | 3.2618e-05 | 0.0014323 | 3
2 | 2015-03-10 02:00 | 174.0266 | 14.71 | 37% | 39% | 132.8699 | 670.988 | 37% | 39% | 247.1761 | 312.9596 | 0 | 0 | 0.024595 | 0.00091908 | 3
3 | 2015-03-10 03:00 | 109.2662 | 30.9276 | 23% | 36% | 81.5073 | 602.0244 | 23% | 36% | 194.3735 | 312.9596 | 0 | 0 | 0.0080016 | 0.00014879 | 3
4 | 2015-03-10 04:00 | 38.6207 | 6.0716 | 13% | 33% | 69.2078 | 574.1344 | 13% | 33% | 111.4285 | 312.9596 | 0 | 0 | 0.00038901 | 0.00071431 | 3
5 | 2015-03-10 05:00 | 5.979 | 36.7368 | 8% | 32% | 60.377 | 525.8872 | 8% | 32% | 69.956 | 312.9596 | 0 | 0 | 0.00018734 | 0.00020072 | 3
6 | 2015-03-10 06:00 | 0 | 53.5576 | 5% | 29% | 41.4725 | 456.3204 | 5% | 29% | 45.0725 | 312.9596 | 0 | 0 | 0.00019983 | 1.3168e-05 | 3
7 | 2015-03-10 07:00 | 3.6712 | 153.0797 | 5% | 28% | 37.8013 | 339.2163 | 5% | 28% | 45.0725 | 312.9596 | 0 | 0 | 9.4288e-05 | 0.003896 | 3
8 | 2015-03-10 08:00 | 16.518 | 122.9899 | 3% | 22% | 8.3655 | 263.8141 | 3% | 22% | 28.4835 | 312.9596 | 0 | 0 | 6.5025e-05 | 0.0022212 | 3
9 | 2015-03-10 09:00 | 22.4303 | 62.8241 | 3% | 15% | 2.4532 | 200.9059 | 3% | 15% | 28.4835 | 263.73 | 0 | 0 | 0.00023079 | 0.00014089 | 3
10 | 2015-03-10 10:00 | 8.2896 | 65.61 | 1% | 11% | 0.0049 | 127.792 | 1% | 11% | 11.8945 | 193.402 | 0 | 0 | 3.0752e-05 | 0.00039753 | 3
11 | 2015-03-10 11:00 | 5.9893 | 4.8503 | 1% | 8% | 2.3052 | 135.8057 | 1% | 8% | 11.8945 | 140.656 | 0 | 0 | 7.685e-06 | 0.00013634 | 3
12 | 2015-03-10 12:00 | 2.6136 | 0 | 0% | 7% | -2.6136 | 123.074 | 0% | 7% | 3.6 | 123.074 | 0 | 0 | 0.00052891 | 0.00012763 | 3
13 | 2015-03-10 13:00 | 1.9451 | 0 | 0% | 7% | -1.9451 | 123.074 | 0% | 7% | 3.6 | 123.074 | 0 | 0 | 0.00056663 | 0.00012763 | 3
14 | 2015-03-10 14:00 | 0.1746 | 0 | 0% | 7% | -0.1746 | 123.074 | 0% | 7% | 3.6 | 123.074 | 0 | 0 | 0.0006728 | 0.00012763 | 3
15 | 2015-03-10 15:00 | 0.19548 | 0 | 0% | 9% | -0.19548 | 158.238 | 0% | 9% | 3.6 | 158.238 | 0 | 0 | 0.0006715 | 0.00021667 | 3
16 | 2015-03-10 16:00 | 0 | 0 | 0% | 13% | 0 | 228.566 | 0% | 13% | 3.6 | 228.566 | 0 | 0 | 0.00068377 | 0.00033473 | 3
17 | 2015-03-10 17:00 | 0.73524 | 0 | 0% | 13% | -0.73524 | 228.566 | 0% | 13% | 3.6 | 228.566 | 0 | 0 | 0.0006382 | 0.00033473 | 3
18 | 2015-03-10 18:00 | 0 | 27.3444 | 1% | 15% | 8.2945 | 236.3856 | 1% | 15% | 11.8945 | 263.73 | 0 | 0 | 1.979e-05 | 6.9056e-05 | 3
19 | 2015-03-10 19:00 | 0 | 91.122 | 2% | 16% | 16.589 | 190.19 | 2% | 16% | 20.189 | 281.312 | 0 | 0 | 5.0648e-05 | 0.00090405 | 3
20 | 2015-03-10 20:00 | 0 | 33.8618 | 4% | 13% | 33.178 | 194.7042 | 4% | 13% | 36.778 | 228.566 | 0 | 0 | 0.00019673 | 9.2876e-07 | 3
21 | 2015-03-10 21:00 | 0 | 0 | 9% | 16% | 74.6505 | 281.312 | 9% | 16% | 78.2505 | 281.312 | 0 | 0 | 0.00070343 | 0.00047347 | 3
22 | 2015-03-10 22:00 | 0 | 0 | 13% | 17% | 107.8285 | 298.894 | 13% | 17% | 111.4285 | 298.894 | 0 | 0 | 0.0007203 | 0.00072044 | 3
23 | 2015-03-10 23:00 | 0 | 0 | 16% | 19% | 132.712 | 334.058 | 16% | 19% | 136.312 | 312.9596 | 0 | 0 | 0.0015393 | 0.00062468 | 3
0 | 2015-03-11 | 0 | 0 | 23% | 25% | 190.7735 | 439.55 | 23% | 25% | 194.3735 | 312.9596 | 0 | 0 | 0.0017877 | 0.00049903 | 3
1 | 2015-03-11 01:00 | 0 | 0 | 29% | 29% | 240.5405 | 509.878 | 29% | 29% | 244.1405 | 312.9596 | 0 | 0 | 0.002513 | 0.0011622 | 3
2 | 2015-03-11 02:00 | 41.6796 | 0 | 45% | 34% | 331.5729 | 597.788 | 45% | 34% | 247.1761 | 312.9596 | 0 | 0 | 0.00025325 | 0.0013815 | 3
3 | 2015-03-11 03:00 | 112.5347 | 87.6653 | 47% | 39% | 277.3068 | 598.0327 | 47% | 39% | 247.1761 | 312.9596 | 0 | 0 | 0.0067588 | 0.00012495 | 3
4 | 2015-03-11 04:00 | 123.9137 | 52.9648 | 40% | 37% | 207.8663 | 597.5692 | 40% | 37% | 247.1761 | 312.9596 | 0 | 0 | 0.011936 | 2.6254e-05 | 3
5 | 2015-03-11 05:00 | 32.556 | 37.8946 | 30% | 35% | 216.279 | 577.4754 | 30% | 35% | 247.1761 | 312.9596 | 0 | 0 | 0.00029562 | 0.00010425 | 3
6 | 2015-03-11 06:00 | 92.9206 | 124.5766 | 23% | 37% | 97.8529 | 525.9574 | 23% | 37% | 194.3735 | 312.9596 | 0 | 0 | 0.0048644 | 0.0012678 | 3
7 | 2015-03-11 07:00 | 89.0957 | 0 | 24% | 33% | 109.9723 | 580.206 | 24% | 33% | 202.668 | 312.9596 | 0 | 0 | 0.003462 | 0.00091083 | 3
8 | 2015-03-11 08:00 | 0 | 0 | 13% | 33% | 107.8285 | 580.206 | 13% | 33% | 111.4285 | 312.9596 | 0 | 0 | 0.0007203 | 0.00091083 | 3
9 | 2015-03-11 09:00 | 39.0238 | 23.0437 | 14% | 39% | 77.0992 | 662.6543 | 14% | 39% | 119.723 | 312.9596 | 0 | 0 | 0.00027333 | 0.00065415 | 3
10 | 2015-03-11 10:00 | 0 | 0 | 14% | 35% | 116.123 | 615.37 | 14% | 35% | 119.723 | 312.9596 | 0 | 0 | 0.00093117 | 0.0010089 | 3
11 | 2015-03-11 11:00 | 0 | 0 | 6% | 40% | 49.767 | 703.28 | 6% | 40% | 53.367 | 312.9596 | 0 | 0 | 0.00044252 | 0.0011315 | 3
12 | 2015-03-11 12:00 | 0 | 0 | 13% | 47% | 107.8285 | 826.354 | 13% | 47% | 111.4285 | 312.9596 | 0 | 0 | 0.0007203 | 0.0014461 | 3
13 | 2015-03-11 13:00 | 0 | 102.1631 | 12% | 54% | 99.534 | 847.2649 | 12% | 54% | 103.134 | 312.9596 | 0 | 0 | 0.0010661 | 9.779e-05 | 3
14 | 2015-03-11 14:00 | 14.7623 | 107.0782 | 12% | 56% | 84.7717 | 877.5138 | 12% | 56% | 103.134 | 312.9596 | 0 | 0 | 0.00022064 | 0.00076343 | 3
15 | 2015-03-11 15:00 | 0 | 0 | 10% | 50% | 82.945 | 879.1 | 10% | 50% | 86.545 | 312.9596 | 0 | 0 | 0.00057035 | 0.0015923 | 3
16 | 2015-03-11 16:00 | 0 | 84.7369 | 10% | 59% | 82.945 | 952.6011 | 10% | 59% | 86.545 | 312.9596 | 0 | 0 | 0.00057035 | 0.00015521 | 3
17 | 2015-03-11 17:00 | 44.89 | 8.7745 | 15% | 52% | 79.5275 | 905.4895 | 15% | 52% | 128.0175 | 312.9596 | 0 | 0 | 0.00068969 | 0.0012631 | 3
18 | 2015-03-11 18:00 | 35.7808 | 90.3307 | 12% | 57% | 63.7532 | 911.8433 | 12% | 57% | 103.134 | 312.9596 | 0 | 0 | 0.00010996 | 0.00034846 | 3
19 | 2015-03-11 19:00 | 0 | 76.9283 | 12% | 50% | 99.534 | 802.1717 | 12% | 50% | 103.134 | 312.9596 | 0 | 0 | 0.0010661 | 1.4821e-05 | 3
20 | 2015-03-11 20:00 | 0 | 133.8971 | 15% | 48% | 124.4175 | 710.0389 | 15% | 48% | 128.0175 | 312.9596 | 0 | 0 | 0.00077608 | 0.0012594 | 3
21 | 2015-03-11 21:00 | 0 | 229.6788 | 31% | 49% | 257.1295 | 631.8392 | 31% | 49% | 247.1761 | 312.9596 | 0 | 0 | 0.0011007 | 0.0081361 | 3
22 | 2015-03-11 22:00 | 0 | 80.721 | 28% | 40% | 232.246 | 622.559 | 28% | 40% | 235.846 | 312.9596 | 0 | 0 | 0.0010544 | 0.00015062 | 3
23 | 2015-03-11 23:00 | 0.16932 | 80.721 | 38% | 42% | 315.0217 | 657.723 | 38% | 42% | 247.1761 | 312.9596 | 0 | 0 | 0.0019162 | 9.6456e-05 | 3
0 | 2015-03-12 | 12.1064 | 17.7859 | 47% | 37% | 377.7351 | 632.7481 | 47% | 37% | 247.1761 | 312.9596 | 0 | 0 | 0.0015106 | 0.00063163 | 3
1 | 2015-03-12 01:00 | 37.878 | 96.9752 | 48% | 38% | 360.258 | 571.1408 | 48% | 38% | 247.1761 | 312.9596 | 0 | 0 | 2.2681e-05 | 0.00036783 | 3
2 | 2015-03-12 02:00 | 27.1044 | 0 | 47% | 34% | 362.7371 | 597.788 | 47% | 34% | 247.1761 | 312.9596 | 0 | 0 | 0.00043198 | 0.0013815 | 3
3 | 2015-03-12 03:00 | 0 | 0 | 48% | 35% | 398.136 | 615.37 | 48% | 35% | 247.1761 | 312.9596 | 0 | 0 | 0.0016731 | 0.0010089 | 3
4 | 2015-03-12 04:00 | 0 | 0 | 50% | 36% | 414.725 | 632.952 | 50% | 36% | 247.1761 | 312.9596 | 0 | 0 | 0.0027122 | 0.00088734 | 3
5 | 2015-03-12 05:00 | 0 | 0 | 59% | 41% | 489.3755 | 720.862 | 59% | 41% | 247.1761 | 312.9596 | 0 | 0 | 0.00068611 | 0.0014323 | 3
6 | 2015-03-12 06:00 | 38.9442 | 0 | 59% | 36% | 450.4313 | 632.952 | 59% | 36% | 247.1761 | 312.9596 | 0 | 0 | 0.0004309 | 0.00088734 | 3
7 | 2015-03-12 07:00 | 5.7811 | 0 | 61% | 46% | 500.1834 | 808.772 | 61% | 46% | 247.1761 | 312.9596 | 0 | 0 | 0.0011971 | 0.0021141 | 3
8 | 2015-03-12 08:00 | 0 | 234.5044 | 56% | 43% | 464.492 | 521.5216 | 56% | 43% | 247.1761 | 312.9596 | 0 | 0 | 0.0029131 | 0.0065129 | 3
9 | 2015-03-12 09:00 | 61.2624 | 221.8674 | 55% | 36% | 394.9351 | 411.0846 | 55% | 36% | 247.1761 | 312.9596 | 0 | 0 | 0.00029566 | 0.0092933 | 3
10 | 2015-03-12 10:00 | 38.3136 | 3.2176 | 50% | 23% | 376.4114 | 401.1684 | 50% | 23% | 247.1761 | 312.9596 | 0 | 0 | 3.4663e-05 | 0.00056955 | 3
11 | 2015-03-12 11:00 | 0 | 0 | 44% | 23% | 364.958 | 404.386 | 44% | 23% | 247.1761 | 312.9596 | 0 | 0 | 0.002895 | 0.00066025 | 3
12 | 2015-03-12 12:00 | 0 | 39.1765 | 42% | 22% | 348.369 | 347.6275 | 42% | 22% | 247.1761 | 312.9596 | 0 | 0 | 0.0019602 | 2.9174e-07 | 3
13 | 2015-03-12 13:00 | 25.5178 | 32.5508 | 43% | 20% | 331.1457 | 319.0892 | 43% | 20% | 247.1761 | 312.9596 | 0 | 0 | 0.00052383 | 3.0179e-05 | 3
14 | 2015-03-12 14:00 | 65.4917 | 76.2733 | 39% | 17% | 257.9938 | 222.6207 | 39% | 17% | 247.1761 | 298.894 | 0 | 0 | 0.0019523 | 0.00027359 | 3
15 | 2015-03-12 15:00 | 133.3138 | 116.9378 | 33% | 15% | 140.4047 | 146.7922 | 33% | 15% | 247.1761 | 263.73 | 0 | 0 | 0.013958 | 0.0018188 | 3
16 | 2015-03-12 16:00 | 111.1076 | 91.0321 | 24% | 11% | 87.9604 | 102.3699 | 24% | 11% | 202.668 | 193.402 | 0 | 0 | 0.0072893 | 0.0011832 | 3
17 | 2015-03-12 17:00 | 66.2935 | 80.0579 | 13% | 9% | 41.535 | 78.1801 | 13% | 9% | 111.4285 | 158.238 | 0 | 0 | 0.0028181 | 0.00094951 | 3
18 | 2015-03-12 18:00 | 57.4086 | 24.1064 | 8% | 7% | 8.9474 | 98.9676 | 8% | 7% | 69.956 | 123.074 | 0 | 0 | 0.0023345 | 5.8252e-06 | 3
19 | 2015-03-12 19:00 | 23.5673 | 18.5929 | 4% | 6% | 9.6107 | 86.8991 | 4% | 6% | 36.778 | 105.492 | 0 | 0 | 0.00020699 | 5.7017e-07 | 3
20 | 2015-03-12 20:00 | 11.1362 | 32.4569 | 1% | 7% | -2.8417 | 90.6171 | 1% | 7% | 11.8945 | 123.074 | 0 | 0 | 8.0594e-05 | 5.1308e-05 | 3
21 | 2015-03-12 21:00 | 7.777 | 14.726 | 1% | 5% | 0.51754 | 73.184 | 1% | 5% | 11.8945 | 87.91 | 0 | 0 | 2.4279e-05 | 1.0707e-05 | 3
22 | 2015-03-12 22:00 | 5.0768 | 19.3483 | 1% | 4% | 3.2177 | 50.9797 | 1% | 4% | 11.8945 | 70.328 | 0 | 0 | 2.7959e-06 | 2.2186e-06 | 3
23 | 2015-03-12 23:00 | 0 | 30.3478 | 1% | 4% | 8.2945 | 39.9802 | 1% | 4% | 11.8945 | 70.328 | 0 | 0 | 1.979e-05 | 5.9994e-05 | 3
0 | 2015-03-13 | 0.1494 | 18.6269 | 1% | 3% | 8.1451 | 34.1191 | 1% | 3% | 11.8945 | 52.746 | 0 | 0 | 1.822e-05 | 1.0674e-05 | 3
1 | 2015-03-13 01:00 | 7.9192 | 5.357 | 1% | 3% | 0.37534 | 47.389 | 1% | 3% | 11.8945 | 52.746 | 0 | 0 | 2.5998e-05 | 1.8321e-05 | 3
2 | 2015-03-13 02:00 | 4.2353 | 0 | 1% | 3% | 4.0592 | 52.746 | 1% | 3% | 11.8945 | 52.746 | 0 | 0 | 4.3229e-07 | 5.3688e-05 | 3
3 | 2015-03-13 03:00 | 4.9207 | 0 | 2% | 7% | 11.6683 | 123.074 | 2% | 7% | 20.189 | 123.074 | 0 | 0 | 1.4024e-06 | 0.00012763 | 3
4 | 2015-03-13 04:00 | 0 | 0 | 1% | 15% | 8.2945 | 263.73 | 1% | 15% | 11.8945 | 263.73 | 0 | 0 | 1.979e-05 | 0.00056942 | 3
5 | 2015-03-13 05:00 | 0 | 64.2409 | 2% | 15% | 16.589 | 199.4891 | 2% | 15% | 20.189 | 263.73 | 0 | 0 | 5.0648e-05 | 0.00016067 | 3
6 | 2015-03-13 06:00 | 0 | 102.5104 | 2% | 13% | 16.589 | 126.0556 | 2% | 13% | 20.189 | 228.566 | 0 | 0 | 5.0648e-05 | 0.0016007 | 3
7 | 2015-03-13 07:00 | 0 | 139.8546 | 2% | 10% | 16.589 | 35.9654 | 2% | 10% | 20.189 | 175.82 | 0 | 0 | 5.0648e-05 | 0.0033921 | 3
8 | 2015-03-13 08:00 | 22.5568 | 72.8317 | 4% | 5% | 10.6212 | 15.0783 | 4% | 5% | 36.778 | 87.91 | 0 | 0 | 0.00017342 | 0.00088662 | 3
9 | 2015-03-13 09:00 | 6.5279 | 49.0987 | 3% | 2% | 18.3556 | -13.9347 | 3% | 3% | 28.4835 | 52.746 | 0 | 0 | 1.5844e-05 | 0.00042429 | 3
10 | 2015-03-13 10:00 | 3.3673 | 27.7278 | 3% | 2% | 21.5162 | 7.4362 | 3% | 2% | 28.4835 | 35.164 | 0 | 0 | 6.0698e-05 | 9.2079e-05 | 3
11 | 2015-03-13 11:00 | 0 | 24.5747 | 1% | 1% | 8.2945 | -6.9927 | 1% | 1% | 11.8945 | 17.582 | 0 | 0.001 | 1.979e-05 | 0.00011049 | 3
12 | 2015-03-13 12:00 | 7.1744 | 0.88704 | 3% | 1% | 17.7091 | 16.695 | 3% | 1% | 28.4835 | 17.582 | 0 | 0 | 1.0246e-05 | 8.7677e-06 | 3
13 | 2015-03-13 13:00 | 10.6882 | 0 | 3% | 1% | 14.1953 | 17.582 | 3% | 1% | 28.4835 | 17.582 | 0 | 0 | 1.0717e-06 | 1.201e-05 | 3
14 | 2015-03-13 14:00 | 3.3302 | 14.4426 | 2% | 2% | 13.2588 | 20.7214 | 2% | 2% | 20.189 | 35.164 | 0 | 0 | 9.6209e-06 | 4.1602e-06 | 3
15 | 2015-03-13 15:00 | 0 | 11.6394 | 1% | 2% | 8.2945 | 23.5246 | 1% | 2% | 11.8945 | 35.164 | 0 | 0 | 1.979e-05 | 1.983e-07 | 3
16 | 2015-03-13 16:00 | 1.509 | 0 | 1% | 2% | 6.7855 | 35.164 | 1% | 2% | 11.8945 | 35.164 | 0 | 0 | 6.9136e-06 | 3.8128e-05 | 3
17 | 2015-03-13 17:00 | 27.4129 | 0 | 4% | 2% | 5.7651 | 35.164 | 4% | 2% | 36.778 | 35.164 | 0 | 0 | 0.00036189 | 3.8128e-05 | 3
18 | 2015-03-13 18:00 | 19.0386 | 6.4819 | 3% | 3% | 5.8449 | 46.2641 | 3% | 3% | 28.4835 | 52.746 | 0 | 0 | 0.00012327 | 1.3254e-05 | 3
19 | 2015-03-13 19:00 | 27.9964 | 0 | 3% | 3% | -3.1129 | 52.746 | 3% | 3% | 28.4835 | 52.746 | 0 | 0 | 0.00047971 | 5.3688e-05 | 3
20 | 2015-03-13 20:00 | 38.0599 | 0 | 5% | 2% | 3.4126 | 35.164 | 5% | 2% | 45.0725 | 35.164 | 0 | 0 | 0.001008 | 3.8128e-05 | 3
21 | 2015-03-13 21:00 | 35.4486 | 0 | 5% | 3% | 6.0239 | 52.746 | 5% | 3% | 45.0725 | 52.746 | 0 | 0 | 0.00081803 | 5.3688e-05 | 3
22 | 2015-03-13 22:00 | 21.3328 | 0 | 7% | 3% | 36.7287 | 52.746 | 7% | 3% | 61.6615 | 52.746 | 0 | 0 | 2.3504e-05 | 5.3688e-05 | 3
23 | 2015-03-13 23:00 | 0 | 0 | 7% | 7% | 58.0615 | 123.074 | 7% | 7% | 61.6615 | 123.074 | 0 | 0 | 0.0004356 | 0.00012763 | 3
0 | 2015-03-14 | 0 | 0 | 8% | 11% | 66.356 | 193.402 | 8% | 11% | 69.956 | 193.402 | 0 | 0 | 0.00043663 | 0.00030201 | 3
1 | 2015-03-14 01:00 | 0 | 0 | 12% | 17% | 99.534 | 298.894 | 12% | 17% | 103.134 | 298.894 | 0 | 0 | 0.0010661 | 0.00072044 | 3
2 | 2015-03-14 02:00 | 0 | 0 | 20% | 18% | 165.89 | 316.476 | 20% | 18% | 169.49 | 312.9596 | 0 | 0 | 0.0021648 | 0.00062476 | 3
3 | 2015-03-14 03:00 | 32.634 | 0 | 21% | 20% | 141.5505 | 351.64 | 21% | 20% | 177.7845 | 312.9596 | 0 | 0 | 0.00015776 | 0.00057635 | 3
4 | 2015-03-14 04:00 | 27.982 | 0 | 24% | 23% | 171.086 | 404.386 | 24% | 23% | 202.668 | 312.9596 | 0 | 0 | 0.00022025 | 0.00066025 | 3
5 | 2015-03-14 05:00 | 0 | 0 | 21% | 28% | 174.1845 | 492.296 | 21% | 28% | 177.7845 | 312.9596 | 0 | 0 | 0.002694 | 0.00060754 | 3
6 | 2015-03-14 06:00 | 0 | 0 | 24% | 30% | 199.068 | 527.46 | 24% | 30% | 202.668 | 312.9596 | 0 | 0 | 0.0023597 | 0.00087453 | 3
7 | 2015-03-14 07:00 | 2.2397 | 0 | 39% | 34% | 321.2458 | 597.788 | 39% | 34% | 247.1761 | 312.9596 | 0 | 0 | 0.0010287 | 0.0013815 | 3
8 | 2015-03-14 08:00 | 64.7371 | 0 | 44% | 41% | 300.2209 | 720.862 | 44% | 41% | 247.1761 | 312.9596 | 0 | 0 | 0.00058773 | 0.0014323 | 3
9 | 2015-03-14 09:00 | 0 | 0 | 40% | 47% | 331.78 | 826.354 | 40% | 47% | 247.1761 | 312.9596 | 0 | 0 | 0.0016112 | 0.0014461 | 3
10 | 2015-03-14 10:00 | 9.92 | 0 | 40% | 56% | 321.86 | 984.592 | 40% | 56% | 247.1761 | 312.9596 | 0 | 0 | 0.00079411 | 0.001107 | 3
11 | 2015-03-14 11:00 | 111.3218 | 0 | 49% | 63% | 295.1087 | 1107.666 | 49% | 63% | 247.1761 | 312.9596 | 0 | 0 | 0.0081337 | 0.0023629 | 3
12 | 2015-03-14 12:00 | 0 | 0 | 43% | 71% | 356.6635 | 1248.322 | 43% | 71% | 247.1761 | 312.9596 | 0 | 0 | 0.0028785 | 0.00064273 | 3
13 | 2015-03-14 13:00 | 0 | 0 | 55% | 74% | 456.1975 | 1301.068 | 55% | 74% | 247.1761 | 312.9596 | 0 | 0 | 0.0032109 | 0.00078175 | 3
14 | 2015-03-14 14:00 | 34.0249 | 0 | 65% | 79% | 505.1176 | 1388.978 | 65% | 79% | 247.1761 | 312.9596 | 0 | 0 | 7.8779e-07 | 0.0013819 | 3
15 | 2015-03-14 15:00 | 186.2156 | 15.9944 | 67% | 81% | 369.5159 | 1408.1476 | 67% | 81% | 247.1761 | 312.9596 | 0 | 0 | 0.034806 | 0.0011222 | 3
16 | 2015-03-14 16:00 | 144.1763 | 86.1506 | 63% | 79% | 378.3772 | 1302.8274 | 63% | 79% | 247.1761 | 312.9596 | 0 | 0 | 0.022232 | 0.00013984 | 3
17 | 2015-03-14 17:00 | 9.5123 | 254.8132 | 48% | 79% | 388.6237 | 1134.1648 | 48% | 79% | 247.1761 | 312.9596 | 0 | 0 | 0.00086646 | 0.011611 | 3
18 | 2015-03-14 18:00 | 108.8006 | 292.2397 | 48% | 76% | 289.3354 | 1043.9923 | 48% | 76% | 247.1761 | 312.9596 | 0 | 0 | 0.0081483 | 0.013515 | 3
19 | 2015-03-14 19:00 | 103.531 | 53.244 | 44% | 69% | 261.427 | 1159.914 | 44% | 69% | 247.1761 | 312.9596 | 0 | 0 | 0.005043 | 4.0312e-05 | 3
20 | 2015-03-14 20:00 | 0 | 0 | 33% | 67% | 273.7185 | 1177.994 | 33% | 67% | 247.1761 | 312.9596 | 0 | 0 | 0.0018132 | 0.00087013 | 3
21 | 2015-03-14 21:00 | 78.0547 | 0 | 40% | 69% | 253.7253 | 1213.158 | 40% | 69% | 247.1761 | 312.9596 | 0 | 0 | 0.0029122 | 0.00057284 | 3
22 | 2015-03-14 22:00 | 79.4544 | 0 | 32% | 74% | 185.9696 | 1301.068 | 32% | 74% | 247.1761 | 312.9596 | 0 | 0 | 0.0021949 | 0.00078175 | 3
23 | 2015-03-14 23:00 | 136.7213 | 0 | 29% | 73% | 103.8192 | 1283.486 | 29% | 73% | 244.1405 | 312.9596 | 0 | 0 | 0.013157 | 0.00054088 | 3
0 | 2015-03-15 | 102.9628 | 0 | 19% | 73% | 54.6327 | 1283.486 | 19% | 73% | 161.1955 | 312.9596 | 0 | 0 | 0.0079295 | 0.00054088 | 3
1 | 2015-03-15 01:00 | 18.2134 | 0 | 10% | 76% | 64.7316 | 1336.232 | 10% | 76% | 86.545 | 312.9596 | 0 | 0 | 3.7001e-06 | 0.0024961 | 3
2 | 2015-03-15 02:00 | 0 | 0 | 8% | 75% | 66.356 | 1318.65 | 8% | 75% | 69.956 | 312.9596 | 0 | 0 | 0.00043663 | 0.0017181 | 3
3 | 2015-03-15 03:00 | 0 | 0 | 15% | 73% | 124.4175 | 1283.486 | 15% | 73% | 128.0175 | 312.9596 | 0 | 0 | 0.00077608 | 0.00054088 | 3
4 | 2015-03-15 04:00 | 18.2771 | 0 | 36% | 74% | 280.3249 | 1301.068 | 36% | 74% | 247.1761 | 312.9596 | 0 | 0 | 0.0003968 | 0.00078175 | 3
5 | 2015-03-15 05:00 | 151.0308 | 0 | 45% | 73% | 222.2217 | 1283.486 | 45% | 73% | 247.1761 | 312.9596 | 0 | 0 | 0.02183 | 0.00054088 | 3
6 | 2015-03-15 06:00 | 0 | 0 | 24% | 73% | 199.068 | 1283.486 | 24% | 73% | 202.668 | 312.9596 | 0 | 0 | 0.0023597 | 0.00054088 | 3
7 | 2015-03-15 07:00 | 0 | 41.1775 | 40% | 71% | 331.78 | 1207.1445 | 40% | 71% | 247.1761 | 312.9596 | 0 | 0 | 0.0016112 | 3.7324e-06 | 3
8 | 2015-03-15 08:00 | 0 | 60.4447 | 27% | 68% | 223.9515 | 1135.1313 | 27% | 68% | 227.5515 | 312.9596 | 0 | 0 | 0.0016626 | 1.6464e-05 | 3
9 | 2015-03-15 09:00 | 287.1584 | 114.6762 | 43% | 73% | 69.5051 | 1168.8098 | 43% | 73% | 247.1761 | 312.9596 | 0.02 | 0 | 0.085586 | 0.0017612 | 3
10 | 2015-03-15 10:00 | 196.4172 | 118.1338 | 26% | 64% | 19.2398 | 1007.1142 | 26% | 64% | 219.257 | 312.9596 | 0 | 0 | 0.035011 | 0.00067926 | 3
11 | 2015-03-15 11:00 | 50.7804 | 287.9714 | 5% | 64% | -9.3079 | 837.2766 | 6% | 64% | 247.1761 | 312.9596 | 0 | 0 | 0.0016149 | 0.015045 | 3
12 | 2015-03-15 12:00 | 28.4455 | 208.3516 | 5% | 53% | 13.027 | 723.4944 | 5% | 53% | 45.0725 | 312.9596 | 0 | 0 | 0.00040635 | 0.0060098 | 3
13 | 2015-03-15 13:00 | 0 | 0 | 4% | 49% | 33.178 | 861.518 | 4% | 49% | 36.778 | 312.9596 | 0 | 0 | 0.00019673 | 0.0016348 | 3
14 | 2015-03-15 14:00 | 0 | 47.4898 | 5% | 54% | 41.4725 | 901.9382 | 5% | 54% | 45.0725 | 312.9596 | 0 | 0 | 0.00019983 | 0.00044975 | 3
15 | 2015-03-15 15:00 | 52.9028 | 0 | 10% | 54% | 30.0422 | 949.428 | 10% | 54% | 86.545 | 312.9596 | 0 | 0 | 0.0015919 | 0.0023249 | 3
16 | 2015-03-15 16:00 | 40.0558 | 0 | 10% | 54% | 42.8892 | 949.428 | 10% | 54% | 86.545 | 312.9596 | 0 | 0 | 0.00059585 | 0.0023249 | 3
17 | 2015-03-15 17:00 | 0 | 0 | 10% | 53% | 82.945 | 931.846 | 10% | 53% | 86.545 | 312.9596 | 0 | 0 | 0.00057035 | 0.0016794 | 3
18 | 2015-03-15 18:00 | 0 | 74.215 | 19% | 54% | 157.5955 | 875.213 | 19% | 54% | 161.1955 | 312.9596 | 0 | 0 | 0.001231 | 3.6084e-05 | 3
19 | 2015-03-15 19:00 | 0 | 104.7528 | 72% | 52% | 597.204 | 809.5112 | 72% | 52% | 247.1761 | 312.9596 | 0 | 0 | 0.0018516 | 0.00036286 | 3
20 | 2015-03-15 20:00 | 0 | 25.1106 | 72% | 45% | 597.204 | 766.0794 | 72% | 45% | 247.1761 | 312.9596 | 0 | 0 | 0.0018516 | 0.00032082 | 3
21 | 2015-03-15 21:00 | 36.5327 | 22.5434 | 83% | 48% | 651.9108 | 821.3926 | 83% | 48% | 247.1761 | 312.9596 | 0 | 0 | 0.00019373 | 0.00077536 | 3
22 | 2015-03-15 22:00 | 36.939 | 0 | 81% | 44% | 634.9155 | 773.608 | 81% | 44% | 247.1761 | 312.9596 | 0 | 0 | 9.0117e-06 | 0.0013793 | 3
23 | 2015-03-15 23:00 | 0 | 0 | 80% | 47% | 663.56 | 826.354 | 80% | 47% | 247.1761 | 312.9596 | 0 | 0 | 0.0027234 | 0.0014461 | 3
0 | 2015-03-16 | 50.5151 | 0 | 81% | 56% | 621.3394 | 984.592 | 81% | 56% | 247.1761 | 312.9596 | 0 | 0 | 0.00017864 | 0.001107 | 3
1 | 2015-03-16 01:00 | 106.3387 | 0 | 81% | 60% | 565.5158 | 1054.92 | 81% | 60% | 247.1761 | 312.9596 | 0 | 0 | 0.0065073 | 0.00090215 | 3
2 | 2015-03-16 02:00 | 54.7504 | 0 | 74% | 59% | 559.0426 | 1037.338 | 74% | 59% | 247.1761 | 312.9596 | 0 | 0 | 3.7921e-06 | 0.0012771 | 3
3 | 2015-03-16 03:00 | 83.598 | 0 | 70% | 58% | 497.017 | 1019.756 | 70% | 58% | 247.1761 | 312.9596 | 0 | 0 | 0.0037146 | 0.0024262 | 3
4 | 2015-03-16 04:00 | 60.8326 | 0 | 66% | 56% | 486.6044 | 984.592 | 66% | 56% | 247.1761 | 312.9596 | 0 | 0 | 0.0010008 | 0.001107 | 3
5 | 2015-03-16 05:00 | 240.8262 | 0 | 65% | 62% | 298.3163 | 1090.084 | 65% | 62% | 247.1761 | 312.9596 | 0 | 0 | 0.062606 | 0.0018437 | 3
6 | 2015-03-16 06:00 | 168.4691 | 11.1214 | 51% | 64% | 254.5504 | 1114.1266 | 51% | 64% | 247.1761 | 312.9596 | 0 | 0 | 0.025192 | 0.0012112 | 3
7 | 2015-03-16 07:00 | 0 | 0 | 25% | 62% | 207.3625 | 1090.084 | 25% | 62% | 210.9625 | 312.9596 | 0 | 0 | 0.0019633 | 0.0018437 | 3
8 | 2015-03-16 08:00 | 100.6787 | 114.6234 | 27% | 59% | 123.2728 | 922.7146 | 27% | 59% | 227.5515 | 312.9596 | 0 | 0 | 0.0064971 | 0.00086768 | 3
9 | 2015-03-16 09:00 | 177.1154 | 367.0391 | 23% | 53% | 13.6581 | 564.8069 | 23% | 53% | 194.3735 | 312.9596 | 0 | 0.011 | 0.029327 | 0.02815 | 3
10 | 2015-03-16 10:00 | 81.0868 | 168.4674 | 10% | 39% | 1.8582 | 517.2306 | 10% | 39% | 86.545 | 312.9596 | 0 | 0 | 0.0054579 | 0.0032644 | 3
11 | 2015-03-16 11:00 | 0 | 0 | 0% | 28% | 0 | 492.296 | 0% | 28% | 3.6 | 312.9596 | 0 | 0 | 0.00068377 | 0.00060754 | 3
12 | 2015-03-16 12:00 | 0 | 65.7426 | 0% | 37% | 0 | 584.7914 | 0% | 37% | 3.6 | 312.9596 | 0 | 0 | 0.00068377 | 4.5956e-06 | 3
13 | 2015-03-16 13:00 | 0 | 3.0413 | 1% | 32% | 8.2945 | 559.5827 | 1% | 32% | 11.8945 | 312.9596 | 0 | 0 | 1.979e-05 | 0.001111 | 3
14 | 2015-03-16 14:00 | 0 | 0 | 3% | 32% | 24.8835 | 562.624 | 3% | 32% | 28.4835 | 312.9596 | 0 | 0 | 0.00014044 | 0.0012294 | 3
15 | 2015-03-16 15:00 | 0 | 23.6406 | 7% | 33% | 58.0615 | 556.5654 | 7% | 33% | 61.6615 | 312.9596 | 0 | 0 | 0.0004356 | 0.00028003 | 3
16 | 2015-03-16 16:00 | 0 | 0 | 13% | 30% | 107.8285 | 527.46 | 13% | 30% | 111.4285 | 312.9596 | 0 | 0 | 0.0007203 | 0.00087453 | 3
17 | 2015-03-16 17:00 | 0 | 0 | 18% | 30% | 149.301 | 527.46 | 18% | 30% | 152.901 | 312.9596 | 0 | 0 | 0.00098752 | 0.00087453 | 3
18 | 2015-03-16 18:00 | 90.8596 | 106.945 | 21% | 32% | 83.3249 | 455.679 | 21% | 32% | 177.7845 | 312.9596 | 0 | 0 | 0.0033221 | 0.0006638 | 3
19 | 2015-03-16 19:00 | 92.126 | 71.9868 | 16% | 27% | 40.586 | 402.7272 | 16% | 27% | 136.312 | 312.9596 | 0 | 0 | 0.0051602 | 8.3221e-05 | 3
20 | 2015-03-16 20:00 | 55.6012 | 90.893 | 9% | 25% | 19.0493 | 348.657 | 9% | 25% | 78.2505 | 312.9596 | 0 | 0 | 0.0016412 | 0.00086187 | 3
21 | 2015-03-16 21:00 | 23.7709 | 7.2692 | 6% | 21% | 25.9961 | 361.9528 | 6% | 21% | 53.367 | 312.9596 | 0 | 0 | 5.8102e-05 | 0.00039979 | 3
22 | 2015-03-16 22:00 | 24.3522 | 0 | 5% | 18% | 17.1203 | 316.476 | 5% | 18% | 45.0725 | 312.9596 | 0 | 0 | 0.00023175 | 0.00062476 | 3
23 | 2015-03-16 23:00 | 14.0998 | 0 | 4% | 24% | 19.0782 | 421.968 | 4% | 24% | 36.778 | 312.9596 | 0 | 0 | 8.8376e-06 | 0.00062366 | 3
0 | 2015-03-17 | 4.4362 | 21.5132 | 2% | 29% | 12.1528 | 488.3648 | 2% | 29% | 20.189 | 312.9596 | 0 | 0 | 3.1274e-06 | 0.00047762 | 3
1 | 2015-03-17 01:00 | 20.9272 | 0 | 3% | 28% | 3.9563 | 492.296 | 3% | 28% | 28.4835 | 312.9596 | 0 | 0 | 0.00017901 | 0.00060754 | 3
2 | 2015-03-17 02:00 | 13.6282 | 12.811 | 3% | 29% | 11.2553 | 497.067 | 3% | 29% | 28.4835 | 312.9596 | 0 | 0 | 2.0974e-05 | 0.00071845 | 3
3 | 2015-03-17 03:00 | 6.7616 | 1.032 | 2% | 30% | 9.8274 | 526.428 | 2% | 30% | 20.189 | 312.9596 | 0 | 0 | 1.0716e-06 | 0.00084016 | 3
4 | 2015-03-17 04:00 | 0 | 0 | 1% | 29% | 8.2945 | 509.878 | 1% | 29% | 11.8945 | 312.9596 | 0 | 0 | 1.979e-05 | 0.0011622 | 3
5 | 2015-03-17 05:00 | 0 | 0 | 1% | 31% | 8.2945 | 545.042 | 1% | 31% | 11.8945 | 312.9596 | 0 | 0 | 1.979e-05 | 0.00086046 | 3
6 | 2015-03-17 06:00 | 12.4926 | 66.4476 | 3% | 41% | 12.3909 | 654.4144 | 3% | 41% | 28.4835 | 312.9596 | 0 | 0 | 1.0309e-05 | 2.8065e-09 | 3
7 | 2015-03-17 07:00 | 7.6036 | 95.95 | 3% | 40% | 17.2799 | 607.33 | 3% | 40% | 28.4835 | 312.9596 | 0 | 0 | 7.2018e-06 | 0.00043825 | 3
8 | 2015-03-17 08:00 | 0 | 150.1962 | 4% | 37% | 33.178 | 500.3378 | 4% | 37% | 36.778 | 312.9596 | 0 | 0 | 0.00019673 | 0.0025178 | 3
9 | 2015-03-17 09:00 | 0 | 121.4822 | 7% | 33% | 58.0615 | 458.7238 | 7% | 33% | 61.6615 | 312.9596 | 0 | 0 | 0.0004356 | 0.0015144 | 3
10 | 2015-03-17 10:00 | 0 | 208.8205 | 9% | 30% | 74.6505 | 318.6395 | 9% | 30% | 78.2505 | 312.9596 | 0 | 0 | 0.00070343 | 0.0079561 | 3
11 | 2015-03-17 11:00 | 0 | 236.2176 | 17% | 29% | 141.0065 | 273.6604 | 17% | 29% | 144.6065 | 312.9596 | 0 | 0 | 0.0012803 | 0.010052 | 3
12 | 2015-03-17 12:00 | 0 | 142.6384 | 18% | 22% | 149.301 | 244.1656 | 18% | 22% | 152.901 | 312.9596 | 0 | 0 | 0.00098752 | 0.0033995 | 3
13 | 2015-03-17 13:00 | 5.6004 | 46.1836 | 17% | 22% | 135.4061 | 340.6204 | 17% | 22% | 144.6065 | 312.9596 | 0 | 0 | 0.00084268 | 1.187e-05 | 3
14 | 2015-03-17 14:00 | 0 | 0 | 17% | 23% | 141.0065 | 404.386 | 17% | 23% | 144.6065 | 312.9596 | 0 | 0 | 0.0012803 | 0.00066025 | 3
15 | 2015-03-17 15:00 | 19.8444 | 0 | 18% | 25% | 129.4566 | 439.55 | 18% | 25% | 152.901 | 312.9596 | 0 | 0 | 5.6252e-05 | 0.00049903 | 3
16 | 2015-03-17 16:00 | 20.6041 | 0 | 19% | 28% | 136.9914 | 492.296 | 19% | 28% | 161.1955 | 312.9596 | 0 | 0 | 0.00010497 | 0.00060754 | 3
17 | 2015-03-17 17:00 | 7.405 | 33.0347 | 22% | 31% | 175.074 | 512.0073 | 22% | 31% | 186.079 | 312.9596 | 0 | 0 | 0.0008643 | 0.00011119 | 3
18 | 2015-03-17 18:00 | 36.7229 | 0 | 29% | 29% | 203.8176 | 509.878 | 29% | 29% | 244.1405 | 312.9596 | 0 | 0 | 3.4293e-05 | 0.0011622 | 3
19 | 2015-03-17 19:00 | 37.213 | 0 | 35% | 25% | 253.0945 | 439.55 | 35% | 25% | 247.1761 | 312.9596 | 0 | 0 | 1.138e-06 | 0.00049903 | 3
20 | 2015-03-17 20:00 | 2.4934 | 0 | 38% | 32% | 312.6976 | 562.624 | 38% | 32% | 247.1761 | 312.9596 | 0 | 0 | 0.0016787 | 0.0012294 | 3
21 | 2015-03-17 21:00 | 0 | 65.7599 | 34% | 31% | 282.013 | 479.2821 | 34% | 31% | 247.1761 | 312.9596 | 0 | 0 | 0.0017608 | 6.5097e-05 | 3
22 | 2015-03-17 22:00 | 0 | 181.1075 | 49% | 33% | 406.4305 | 399.0985 | 49% | 33% | 247.1761 | 312.9596 | 0 | 0 | 0.0019382 | 0.0053038 | 3
23 | 2015-03-17 23:00 | 0 | 150.0422 | 63% | 26% | 522.5535 | 307.0898 | 63% | 26% | 247.1761 | 312.9596 | 0 | 0 | 0.00061093 | 0.0025279 | 3
0 | 2015-03-18 | 0 | 59.9598 | 67% | 24% | 555.7315 | 362.0082 | 67% | 24% | 247.1761 | 312.9596 | 0 | 0 | 0.0014395 | 8.3353e-05 | 3
1 | 2015-03-18 01:00 | 0 | 0 | 69% | 21% | 572.3205 | 369.222 | 69% | 21% | 247.1761 | 312.9596 | 0 | 0 | 0.0036564 | 0.00058222 | 3
2 | 2015-03-18 02:00 | 0 | 0 | 66% | 23% | 547.437 | 404.386 | 66% | 23% | 247.1761 | 312.9596 | 0 | 0 | 0.0017394 | 0.00066025 | 3
3 | 2015-03-18 03:00 | 0 | 0 | 69% | 22% | 572.3205 | 386.804 | 69% | 22% | 247.1761 | 312.9596 | 0 | 0 | 0.0036564 | 0.00052086 | 3
4 | 2015-03-18 04:00 | 0 | 0 | 67% | 25% | 555.7315 | 439.55 | 67% | 25% | 247.1761 | 312.9596 | 0 | 0 | 0.0014395 | 0.00049903 | 3
5 | 2015-03-18 05:00 | 0 | 0 | 65% | 29% | 539.1425 | 509.878 | 65% | 29% | 247.1761 | 312.9596 | 0 | 0 | 0.0016107 | 0.0011622 | 3
6 | 2015-03-18 06:00 | 0 | 138.2766 | 67% | 38% | 555.7315 | 529.8394 | 67% | 38% | 247.1761 | 312.9596 | 0 | 0 | 0.0014395 | 0.0018207 | 3
7 | 2015-03-18 07:00 | 0 | 146.705 | 63% | 40% | 522.5535 | 556.575 | 63% | 40% | 247.1761 | 312.9596 | 0 | 0 | 0.00061093 | 0.0024802 | 3
8 | 2015-03-18 08:00 | 11.2928 | 96.4925 | 62% | 31% | 502.9662 | 448.5495 | 62% | 31% | 247.1761 | 312.9596 | 0 | 0 | 0.00090127 | 0.00065269 | 3
9 | 2015-03-18 09:00 | 0 | 136.5902 | 57% | 32% | 472.7865 | 426.0338 | 57% | 32% | 247.1761 | 312.9596 | 0 | 0 | 0.0016916 | 0.0018169 | 3
10 | 2015-03-18 10:00 | 0 | 0 | 52% | 26% | 431.314 | 457.132 | 52% | 26% | 247.1761 | 312.9596 | 0 | 0 | 0.002146 | 0.0012292 | 3
11 | 2015-03-18 11:00 | 85.6396 | 0 | 55% | 30% | 370.5579 | 527.46 | 55% | 30% | 247.1761 | 312.9596 | 0 | 0 | 0.0021701 | 0.00087453 | 3
12 | 2015-03-18 12:00 | 128.1481 | 0 | 48% | 33% | 269.9879 | 580.206 | 48% | 33% | 247.1761 | 312.9596 | 0 | 0 | 0.012904 | 0.00091083 | 3
13 | 2015-03-18 13:00 | 102.0204 | 0 | 38% | 36% | 213.1706 | 632.952 | 38% | 36% | 247.1761 | 312.9596 | 0 | 0 | 0.006244 | 0.00088734 | 3
14 | 2015-03-18 14:00 | 0 | 0 | 26% | 36% | 215.657 | 632.952 | 26% | 36% | 219.257 | 312.9596 | 0 | 0 | 0.0024692 | 0.00088734 | 3
15 | 2015-03-18 15:00 | 46.0003 | 0 | 23% | 37% | 144.7732 | 650.534 | 23% | 37% | 194.3735 | 312.9596 | 0 | 0 | 0.00017364 | 0.0012424 | 3
16 | 2015-03-18 16:00 | 65.5682 | 0 | 20% | 37% | 100.3218 | 650.534 | 20% | 37% | 169.49 | 312.9596 | 0 | 0 | 0.0010577 | 0.0012424 | 3
17 | 2015-03-18 17:00 | 71.6888 | 0 | 14% | 37% | 44.4342 | 650.534 | 14% | 37% | 119.723 | 312.9596 | 0 | 0 | 0.0031264 | 0.0012424 | 3
18 | 2015-03-18 18:00 | 67.829 | 58.6078 | 11% | 39% | 23.4105 | 627.0902 | 11% | 39% | 94.8395 | 312.9596 | 0 | 0 | 0.0028138 | 2.8611e-05 | 3
19 | 2015-03-18 19:00 | 21.747 | 0 | 4% | 31% | 11.431 | 545.042 | 4% | 31% | 36.778 | 312.9596 | 0 | 0 | 0.00014866 | 0.00086046 | 3
20 | 2015-03-18 20:00 | 18.0007 | 85.4789 | 3% | 29% | 6.8828 | 424.3991 | 3% | 29% | 28.4835 | 312.9596 | 0 | 0 | 9.705e-05 | 0.00021103 | 3
21 | 2015-03-18 21:00 | 11.513 | 325.9339 | 2% | 26% | 5.076 | 131.1981 | 2% | 26% | 20.189 | 312.9596 | 0 | 0.002 | 4.5746e-05 | 0.022596 | 3
22 | 2015-03-18 22:00 | 11.3852 | 220.6994 | 2% | 19% | 5.2038 | 113.3586 | 2% | 19% | 20.189 | 312.9596 | 0 | 0 | 4.3685e-05 | 0.010107 | 3
23 | 2015-03-18 23:00 | 0 | 44.4817 | 2% | 8% | 16.589 | 96.1743 | 2% | 8% | 20.189 | 140.656 | 0 | 0 | 5.0648e-05 | 0.00011803 | 3
0 | 2015-03-19 | 0 | 35.7464 | 3% | 5% | 24.8835 | 52.1636 | 3% | 5% | 28.4835 | 87.91 | 0 | 0 | 0.00014044 | 7.5402e-05 | 3
1 | 2015-03-19 01:00 | 0 | 20.4017 | 4% | 4% | 33.178 | 49.9263 | 4% | 4% | 36.778 | 70.328 | 0 | 0 | 0.00019673 | 4.3623e-06 | 3
2 | 2015-03-19 02:00 | 0.27888 | 0 | 4% | 4% | 32.8991 | 70.328 | 4% | 4% | 36.778 | 70.328 | 0 | 0 | 0.00018741 | 9.0538e-05 | 3
3 | 2015-03-19 03:00 | 0.19428 | 21.533 | 4% | 6% | 32.9837 | 83.959 | 4% | 6% | 36.778 | 105.492 | 0 | 0 | 0.00019022 | 8.4114e-07 | 3
4 | 2015-03-19 04:00 | 0 | 35.6118 | 4% | 6% | 33.178 | 69.8802 | 4% | 6% | 36.778 | 105.492 | 0 | 0 | 0.00019673 | 7.9649e-05 | 3
5 | 2015-03-19 05:00 | 0 | 25.9212 | 4% | 5% | 33.178 | 61.9888 | 4% | 5% | 36.778 | 87.91 | 0 | 0 | 0.00019673 | 9.5803e-06 | 3
6 | 2015-03-19 06:00 | 0 | 13.5226 | 4% | 4% | 33.178 | 56.8054 | 4% | 4% | 36.778 | 70.328 | 0 | 0 | 0.00019673 | 3.3269e-06 | 3
7 | 2015-03-19 07:00 | 0 | 45.5851 | 4% | 4% | 33.178 | 24.7429 | 4% | 4% | 36.778 | 70.328 | 0 | 0 | 0.00019673 | 0.00026935 | 3
8 | 2015-03-19 08:00 | 0.55992 | 36.6199 | 5% | 3% | 40.9126 | 16.1261 | 5% | 3% | 45.0725 | 52.746 | 0 | 0 | 0.0001812 | 0.00018227 | 3
9 | 2015-03-19 09:00 | 18.4537 | 22.2668 | 6% | 2% | 31.3133 | 12.8972 | 6% | 2% | 53.367 | 35.164 | 0 | 0 | 1.4688e-06 | 4.2118e-05 | 3
10 | 2015-03-19 10:00 | 16.015 | 29.58 | 3% | 2% | 8.8685 | 5.584 | 3% | 2% | 28.4835 | 35.164 | 0 | 0 | 5.5611e-05 | 0.00011341 | 3
11 | 2015-03-19 11:00 | 12.2686 | 20.1348 | 3% | 1% | 12.6149 | -2.5528 | 3% | 1% | 28.4835 | 17.582 | 0 | 0.001 | 8.647e-06 | 6.3782e-05 | 3
12 | 2015-03-19 12:00 | 0 | 0 | 1% | 1% | 8.2945 | 17.582 | 1% | 1% | 11.8945 | 17.582 | 0 | 0 | 1.979e-05 | 1.201e-05 | 3
13 | 2015-03-19 13:00 | 0 | 0 | 2% | 3% | 16.589 | 52.746 | 2% | 3% | 20.189 | 52.746 | 0 | 0 | 5.0648e-05 | 5.3688e-05 | 3
14 | 2015-03-19 14:00 | 0 | 0 | 3% | 4% | 24.8835 | 70.328 | 3% | 4% | 28.4835 | 70.328 | 0 | 0 | 0.00014044 | 9.0538e-05 | 3
15 | 2015-03-19 15:00 | 0 | 0 | 3% | 5% | 24.8835 | 87.91 | 3% | 5% | 28.4835 | 87.91 | 0 | 0 | 0.00014044 | 0.00013567 | 3
16 | 2015-03-19 16:00 | 12.091 | 0 | 5% | 8% | 29.3815 | 140.656 | 5% | 8% | 45.0725 | 140.656 | 0 | 0 | 1.9435e-07 | 0.00020838 | 3
17 | 2015-03-19 17:00 | 14.8798 | 4.9388 | 5% | 10% | 26.5927 | 170.8812 | 5% | 10% | 45.0725 | 175.82 | 0 | 0 | 1.4463e-05 | 0.00034202 | 3
18 | 2015-03-19 18:00 | 5.481 | 19.7656 | 4% | 10% | 27.697 | 156.0544 | 4% | 10% | 36.778 | 175.82 | 0 | 0 | 5.5029e-05 | 0.00010122 | 3
19 | 2015-03-19 19:00 | 0 | 39.523 | 4% | 10% | 33.178 | 136.297 | 4% | 10% | 36.778 | 175.82 | 0 | 0 | 0.00019673 | 1.3841e-06 | 3
20 | 2015-03-19 20:00 | 0 | 0 | 5% | 7% | 41.4725 | 123.074 | 5% | 7% | 45.0725 | 123.074 | 0 | 0 | 0.00019983 | 0.00012763 | 3
21 | 2015-03-19 21:00 | 0 | 0 | 9% | 7% | 74.6505 | 123.074 | 9% | 7% | 78.2505 | 123.074 | 0 | 0 | 0.00070343 | 0.00012763 | 3
22 | 2015-03-19 22:00 | 45.7127 | 0 | 12% | 8% | 53.8213 | 140.656 | 12% | 8% | 103.134 | 140.656 | 0 | 0 | 0.00050447 | 0.00020838 | 3
23 | 2015-03-19 23:00 | 43.7599 | 0 | 10% | 10% | 39.1851 | 175.82 | 10% | 10% | 86.545 | 175.82 | 0 | 0 | 0.00083381 | 0.00045381 | 3
0 | 2015-03-20 | 0.13776 | 0 | 7% | 11% | 57.9237 | 193.402 | 7% | 11% | 61.6615 | 193.402 | 0 | 0 | 0.00042869 | 0.00030201 | 3
1 | 2015-03-20 01:00 | 34.5992 | 0 | 7% | 17% | 23.4623 | 298.894 | 7% | 17% | 61.6615 | 298.894 | 0 | 0 | 0.00043441 | 0.00072044 | 3
2 | 2015-03-20 02:00 | 32.4276 | 0 | 6% | 22% | 17.3394 | 386.804 | 6% | 22% | 53.367 | 312.9596 | 0 | 0 | 0.00032613 | 0.00052086 | 3
3 | 2015-03-20 03:00 | 6.7787 | 0 | 2% | 22% | 9.8103 | 386.804 | 2% | 22% | 20.189 | 312.9596 | 0 | 0 | 1.1146e-06 | 0.00052086 | 3
4 | 2015-03-20 04:00 | 9.7466 | 0 | 3% | 33% | 15.1369 | 580.206 | 3% | 33% | 28.4835 | 312.9596 | 0 | 0 | 9.9778e-09 | 0.00091083 | 3
5 | 2015-03-20 05:00 | 0 | 0 | 2% | 37% | 16.589 | 650.534 | 2% | 37% | 20.189 | 312.9596 | 0 | 0 | 5.0648e-05 | 0.0012424 | 3
6 | 2015-03-20 06:00 | 0 | 14.0764 | 2% | 46% | 16.589 | 794.6956 | 2% | 46% | 20.189 | 312.9596 | 0 | 0 | 5.0648e-05 | 0.0014419 | 3
7 | 2015-03-20 07:00 | 0.9402 | 61.921 | 3% | 44% | 23.9433 | 711.687 | 3% | 44% | 28.4835 | 312.9596 | 0 | 0 | 0.00011486 | 3.691e-06 | 3
8 | 2015-03-20 08:00 | 6.3262 | 161.9131 | 4% | 41% | 26.8518 | 558.9489 | 4% | 41% | 36.778 | 312.9596 | 0 | 0 | 4.095e-05 | 0.0029424 | 3
9 | 2015-03-20 09:00 | 11.9087 | 33.3342 | 3% | 35% | 12.9748 | 582.0358 | 3% | 35% | 28.4835 | 312.9596 | 0 | 0 | 6.2836e-06 | 0.00016394 | 3
10 | 2015-03-20 10:00 | 7.4647 | 43.1587 | 2% | 33% | 9.1243 | 537.0473 | 2% | 33% | 20.189 | 312.9596 | 0 | 0 | 3.5451e-06 | 3.1729e-05 | 3
11 | 2015-03-20 11:00 | 6.4046 | 132.4957 | 1% | 32% | 1.8899 | 430.1283 | 1% | 32% | 11.8945 | 312.9596 | 0 | 0 | 1.0712e-05 | 0.0016238 | 3
12 | 2015-03-20 12:00 | 3.4354 | 140.335 | 1% | 27% | 4.8591 | 334.379 | 1% | 27% | 11.8945 | 312.9596 | 0 | 0 | 9.4193e-08 | 0.0023037 | 3
13 | 2015-03-20 13:00 | 2.5142 | 115.7764 | 1% | 21% | 5.7803 | 253.4456 | 1% | 21% | 11.8945 | 312.9596 | 0 | 0 | 2.0091e-06 | 0.0017406 | 3
14 | 2015-03-20 14:00 | 6.8308 | 43.886 | 1% | 19% | 1.4637 | 290.172 | 1% | 19% | 11.8945 | 312.9596 | 0 | 0 | 1.4339e-05 | 1.0762e-09 | 3
15 | 2015-03-20 15:00 | 4.2361 | 0 | 1% | 16% | 4.0584 | 281.312 | 1% | 16% | 11.8945 | 281.312 | 0 | 0 | 4.3362e-07 | 0.00047347 | 3
16 | 2015-03-20 16:00 | 4.2679 | 21.2192 | 1% | 18% | 4.0266 | 295.2568 | 1% | 18% | 11.8945 | 312.9596 | 0 | 0 | 4.8559e-07 | 0.0001671 | 3
17 | 2015-03-20 17:00 | 1.5068 | 55.4485 | 0% | 16% | -1.5068 | 225.8635 | 0% | 16% | 3.6 | 281.312 | 0 | 0 | 0.00059206 | 9.5604e-05 | 3
18 | 2015-03-20 18:00 | 0 | 97.9159 | 0% | 17% | 0 | 200.9781 | 0% | 17% | 3.6 | 298.894 | 0 | 0 | 0.00068377 | 0.00083232 | 3
19 | 2015-03-20 19:00 | 0 | 85.1884 | 1% | 14% | 8.2945 | 160.9596 | 1% | 14% | 11.8945 | 246.148 | 0 | 0 | 1.979e-05 | 0.00081185 | 3
20 | 2015-03-20 20:00 | 0 | 85.1884 | 9% | 12% | 74.6505 | 125.7956 | 9% | 12% | 78.2505 | 210.984 | 0 | 0 | 0.00070343 | 0.00085949 | 3
21 | 2015-03-20 21:00 | 0 | 0 | 10% | 12% | 82.945 | 210.984 | 10% | 12% | 86.545 | 210.984 | 0 | 0 | 0.00057035 | 0.00036614 | 3
22 | 2015-03-20 22:00 | 0 | 0 | 11% | 15% | 91.2395 | 263.73 | 11% | 15% | 94.8395 | 263.73 | 0 | 0 | 0.00082546 | 0.00056942 | 3
23 | 2015-03-20 23:00 | 0 | 0 | 15% | 30% | 124.4175 | 527.46 | 15% | 30% | 128.0175 | 312.9596 | 0 | 0 | 0.00077608 | 0.00087453 | 3
0 | 2015-03-21 | 0 | 53.6188 | 17% | 29% | 141.0065 | 456.2592 | 17% | 29% | 144.6065 | 312.9596 | 0 | 0 | 0.0012803 | 1.2917e-05 | 3
1 | 2015-03-21 01:00 | 50.2213 | 61.3336 | 29% | 29% | 190.3192 | 448.5444 | 29% | 29% | 244.1405 | 312.9596 | 0 | 0 | 0.00010853 | 6.3033e-07 | 3
2 | 2015-03-21 02:00 | 72.9352 | 0 | 36% | 25% | 225.6668 | 439.55 | 36% | 25% | 247.1761 | 312.9596 | 0 | 0 | 0.0021139 | 0.00049903 | 3
3 | 2015-03-21 03:00 | 0 | 0 | 26% | 28% | 215.657 | 492.296 | 26% | 28% | 219.257 | 312.9596 | 0 | 0 | 0.0024692 | 0.00060754 | 3
4 | 2015-03-21 04:00 | 0 | 5.8351 | 34% | 31% | 282.013 | 539.2069 | 34% | 31% | 247.1761 | 312.9596 | 0 | 0 | 0.0017608 | 0.00067677 | 3
5 | 2015-03-21 05:00 | 0 | 55.525 | 55% | 32% | 456.1975 | 507.099 | 55% | 32% | 247.1761 | 312.9596 | 0 | 0 | 0.0032109 | 1.2122e-05 | 3
6 | 2015-03-21 06:00 | 194.5682 | 0 | 67% | 30% | 361.1633 | 527.46 | 67% | 30% | 247.1761 | 312.9596 | 0 | 0 | 0.038665 | 0.00087453 | 3
7 | 2015-03-21 07:00 | 121.8161 | 0 | 58% | 32% | 359.2649 | 562.624 | 58% | 32% | 247.1761 | 312.9596 | 0 | 0 | 0.012084 | 0.0012294 | 3
8 | 2015-03-21 08:00 | 0 | 183.0451 | 50% | 35% | 414.725 | 432.3249 | 50% | 35% | 247.1761 | 312.9596 | 0 | 0 | 0.0027122 | 0.005234 | 3
9 | 2015-03-21 09:00 | 0 | 64.0906 | 55% | 31% | 456.1975 | 480.9514 | 55% | 31% | 247.1761 | 312.9596 | 0 | 0 | 0.0032109 | 5.0677e-05 | 3
10 | 2015-03-21 10:00 | 0 | 0 | 52% | 32% | 431.314 | 562.624 | 52% | 32% | 247.1761 | 312.9596 | 0 | 0 | 0.002146 | 0.0012294 | 3
11 | 2015-03-21 11:00 | 0 | 0 | 59% | 43% | 489.3755 | 756.026 | 59% | 43% | 247.1761 | 312.9596 | 0 | 0 | 0.00068611 | 0.0027747 | 3
12 | 2015-03-21 12:00 | 72.5032 | 0 | 64% | 49% | 458.3448 | 861.518 | 64% | 49% | 247.1761 | 312.9596 | 0 | 0 | 0.0024739 | 0.0016348 | 3
13 | 2015-03-21 13:00 | 121.4608 | 0 | 65% | 56% | 417.6817 | 984.592 | 65% | 56% | 247.1761 | 312.9596 | 0 | 0 | 0.0113 | 0.001107 | 3
14 | 2015-03-21 14:00 | 69.9659 | 57.5874 | 56% | 55% | 394.5261 | 909.4226 | 56% | 55% | 247.1761 | 312.9596 | 0 | 0 | 0.00092288 | 4.6645e-05 | 3
15 | 2015-03-21 15:00 | 112.0084 | 199.2514 | 52% | 57% | 319.3056 | 802.9226 | 52% | 57% | 247.1761 | 312.9596 | 0 | 0 | 0.0078702 | 0.0064991 | 3
16 | 2015-03-21 16:00 | 156.2543 | 30.0664 | 51% | 48% | 266.7652 | 813.8696 | 51% | 48% | 247.1761 | 312.9596 | 0 | 0 | 0.020734 | 0.00055538 | 3
17 | 2015-03-21 17:00 | 131.8847 | 58.5895 | 48% | 45% | 266.2513 | 732.6005 | 48% | 45% | 247.1761 | 312.9596 | 0 | 0 | 0.013947 | 1.2769e-06 | 3
18 | 2015-03-21 18:00 | 79.2856 | 143.3242 | 34% | 42% | 202.7274 | 595.1198 | 34% | 42% | 247.1761 | 312.9596 | 0 | 0 | 0.0028758 | 0.0020637 | 3
19 | 2015-03-21 19:00 | 106.6237 | 124.6686 | 34% | 36% | 175.3893 | 508.2834 | 34% | 36% | 247.1761 | 312.9596 | 0 | 0 | 0.007497 | 0.0016907 | 3
20 | 2015-03-21 20:00 | 128.8694 | 0 | 25% | 29% | 78.4931 | 509.878 | 25% | 29% | 210.9625 | 312.9596 | 0 | 0 | 0.012334 | 0.0011622 | 3
21 | 2015-03-21 21:00 | 112.4366 | 0 | 20% | 28% | 53.4534 | 492.296 | 20% | 28% | 169.49 | 312.9596 | 0 | 0 | 0.007926 | 0.00060754 | 3
22 | 2015-03-21 22:00 | 39.7811 | 0 | 11% | 26% | 51.4584 | 457.132 | 11% | 26% | 94.8395 | 312.9596 | 0 | 0 | 0.00036979 | 0.0012292 | 3
23 | 2015-03-21 23:00 | 18.5317 | 0 | 7% | 33% | 39.5298 | 580.206 | 7% | 33% | 61.6615 | 312.9596 | 0 | 0 | 2.1643e-06 | 0.00091083 | 3
0 | 2015-03-22 | 20.7618 | 215.7032 | 5% | 45% | 20.7107 | 575.4868 | 5% | 45% | 45.0725 | 312.9596 | 0 | 0 | 0.00011869 | 0.0081885 | 3
1 | 2015-03-22 01:00 | 24.1925 | 96.3571 | 3% | 34% | 0.69102 | 501.4309 | 3% | 34% | 28.4835 | 312.9596 | 0 | 0 | 0.00029985 | 0.00031104 | 3
2 | 2015-03-22 02:00 | 22.26 | 17.6159 | 3% | 29% | 2.6235 | 492.2621 | 3% | 29% | 28.4835 | 312.9596 | 0 | 0 | 0.00022459 | 0.00057942 | 3
3 | 2015-03-22 03:00 | 13.9421 | 61.2653 | 2% | 27% | 2.6469 | 413.4487 | 2% | 27% | 20.189 | 312.9596 | 0 | 0 | 9.3936e-05 | 9.148e-06 | 3
4 | 2015-03-22 04:00 | 6.2653 | 37.8602 | 1% | 25% | 2.0292 | 401.6898 | 1% | 25% | 11.8945 | 312.9596 | 0 | 0 | 9.6407e-06 | 6.487e-07 | 3
5 | 2015-03-22 05:00 | 3.9823 | 0 | 1% | 21% | 4.3122 | 369.222 | 1% | 21% | 11.8945 | 312.9596 | 0 | 0 | 1.2427e-07 | 0.00058222 | 3
6 | 2015-03-22 06:00 | 0 | 0 | 2% | 19% | 16.589 | 334.058 | 2% | 19% | 20.189 | 312.9596 | 0 | 0 | 5.0648e-05 | 0.00062468 | 3
7 | 2015-03-22 07:00 | 0 | 0 | 2% | 22% | 16.589 | 386.804 | 2% | 22% | 20.189 | 312.9596 | 0 | 0 | 5.0648e-05 | 0.00052086 | 3
8 | 2015-03-22 08:00 | 0 | 0 | 1% | 19% | 8.2945 | 334.058 | 1% | 19% | 11.8945 | 312.9596 | 0 | 0 | 1.979e-05 | 0.00062468 | 3
9 | 2015-03-22 09:00 | 0 | 0 | 1% | 16% | 8.2945 | 281.312 | 1% | 16% | 11.8945 | 281.312 | 0 | 0 | 1.979e-05 | 0.00047347 | 3
10 | 2015-03-22 10:00 | 0 | 27.9412 | 0% | 16% | 0 | 253.3708 | 0% | 16% | 3.6 | 281.312 | 0 | 0 | 0.00068377 | 3.4427e-05 | 3
11 | 2015-03-22 11:00 | 0.74664 | 0 | 0% | 14% | -0.74664 | 246.148 | 0% | 14% | 3.6 | 246.148 | 0 | 0 | 0.0006375 | 0.00039837 | 3
12 | 2015-03-22 12:00 | 0 | 0 | 1% | 16% | 8.2945 | 281.312 | 1% | 16% | 11.8945 | 281.312 | 0 | 0 | 1.979e-05 | 0.00047347 | 3
13 | 2015-03-22 13:00 | 0 | 7.6384 | 2% | 22% | 16.589 | 379.1656 | 2% | 22% | 20.189 | 312.9596 | 0 | 0 | 5.0648e-05 | 0.00034143 | 3
14 | 2015-03-22 14:00 | 0 | 12.7314 | 2% | 23% | 16.589 | 391.6546 | 2% | 23% | 20.189 | 312.9596 | 0 | 0 | 5.0648e-05 | 0.00034056 | 3
15 | 2015-03-22 15:00 | 0 | 0 | 4% | 20% | 33.178 | 351.64 | 4% | 20% | 36.778 | 312.9596 | 0 | 0 | 0.00019673 | 0.00057635 | 3
16 | 2015-03-22 16:00 | 0 | 146.3023 | 3% | 24% | 24.8835 | 275.6657 | 3% | 24% | 28.4835 | 312.9596 | 0 | 0 | 0.00014044 | 0.0033917 | 3
17 | 2015-03-22 17:00 | 18.4253 | 258.0397 | 7% | 20% | 39.6362 | 93.6003 | 7% | 20% | 61.6615 | 312.9596 | 0 | 0 | 1.8032e-06 | 0.015069 | 3
18 | 2015-03-22 18:00 | 7.3178 | 212.3212 | 7% | 13% | 50.7437 | 16.2448 | 7% | 13% | 61.6615 | 228.566 | 0 | 0 | 0.00014517 | 0.010499 | 3
19 | 2015-03-22 19:00 | 1.9218 | 92.4114 | 5% | 6% | 39.5507 | 13.0806 | 5% | 6% | 45.0725 | 105.492 | 0 | 0 | 0.0001397 | 0.0016999 | 3
20 | 2015-03-22 20:00 | 25.4693 | 26.3808 | 11% | 3% | 65.7702 | 26.3652 | 11% | 3% | 94.8395 | 52.746 | 0 | 0 | 3.902e-06 | 5.894e-05 | 3
21 | 2015-03-22 21:00 | 0 | 0 | 9% | 3% | 74.6505 | 52.746 | 9% | 3% | 78.2505 | 52.746 | 0 | 0 | 0.00070343 | 5.3688e-05 | 3
22 | 2015-03-22 22:00 | 0 | 0 | 15% | 5% | 124.4175 | 87.91 | 15% | 5% | 128.0175 | 87.91 | 0 | 0 | 0.00077608 | 0.00013567 | 3
23 | 2015-03-22 23:00 | 0 | 0 | 22% | 8% | 182.479 | 140.656 | 22% | 8% | 186.079 | 140.656 | 0 | 0 | 0.0014689 | 0.00020838 | 3
0 | 2015-03-23 | 0 | 0 | 40% | 17% | 331.78 | 298.894 | 40% | 17% | 247.1761 | 298.894 | 0 | 0 | 0.0016112 | 0.00072044 | 3
1 | 2015-03-23 01:00 | 0 | 0 | 46% | 20% | 381.547 | 351.64 | 46% | 20% | 247.1761 | 312.9596 | 0 | 0 | 0.0022377 | 0.00057635 | 3
2 | 2015-03-23 02:00 | 12.4747 | 81.535 | 53% | 24% | 427.1338 | 340.433 | 53% | 24% | 247.1761 | 312.9596 | 0 | 0 | 0.001009 | 0.000458 | 3
3 | 2015-03-23 03:00 | 26.2898 | 0.06552 | 56% | 20% | 438.2022 | 351.5745 | 56% | 20% | 247.1761 | 312.9596 | 0 | 0 | 0.0004963 | 0.00057456 | 3
4 | 2015-03-23 04:00 | 0 | 0 | 53% | 18% | 439.6085 | 316.476 | 53% | 18% | 247.1761 | 312.9596 | 0 | 0 | 0.0021906 | 0.00062476 | 3
5 | 2015-03-23 05:00 | 0 | 26.8406 | 57% | 22% | 472.7865 | 359.9634 | 57% | 22% | 247.1761 | 312.9596 | 0 | 0 | 0.0016916 | 5.7098e-05 | 3
6 | 2015-03-23 06:00 | 13.032 | 0 | 61% | 20% | 492.9325 | 351.64 | 61% | 20% | 247.1761 | 312.9596 | 0 | 0 | 0.00066863 | 0.00057635 | 3
7 | 2015-03-23 07:00 | 36.9066 | 0 | 59% | 23% | 452.4689 | 404.386 | 59% | 23% | 247.1761 | 312.9596 | 0 | 0 | 0.00033495 | 0.00066025 | 3
8 | 2015-03-23 08:00 | 61.5941 | 74.1084 | 54% | 33% | 386.3089 | 506.0976 | 54% | 33% | 247.1761 | 312.9596 | 0 | 0 | 0.00082099 | 0.00014329 | 3
9 | 2015-03-23 09:00 | 55.479 | 163.1006 | 54% | 35% | 392.424 | 452.2694 | 54% | 35% | 247.1761 | 312.9596 | 0 | 0 | 0.00045286 | 0.0037213 | 3
10 | 2015-03-23 10:00 | 68.1258 | 56.7122 | 50% | 32% | 346.5992 | 505.9118 | 50% | 32% | 247.1761 | 312.9596 | 0 | 0 | 0.00090328 | 7.8754e-06 | 3
11 | 2015-03-23 11:00 | 0 | 0 | 51% | 26% | 423.0195 | 457.132 | 51% | 26% | 247.1761 | 312.9596 | 0 | 0 | 0.0019704 | 0.0012292 | 3
12 | 2015-03-23 12:00 | 0 | 0 | 59% | 39% | 489.3755 | 685.698 | 59% | 39% | 247.1761 | 312.9596 | 0 | 0 | 0.00068611 | 0.0014964 | 3
13 | 2015-03-23 13:00 | 0 | 0 | 69% | 53% | 572.3205 | 931.846 | 69% | 53% | 247.1761 | 312.9596 | 0 | 0 | 0.0036564 | 0.0016794 | 3
14 | 2015-03-23 14:00 | 0 | 0 | 77% | 58% | 638.6765 | 1019.756 | 77% | 58% | 247.1761 | 312.9596 | 0 | 0 | 0.0012085 | 0.0024262 | 3
15 | 2015-03-23 15:00 | 0 | 0 | 81% | 59% | 671.8545 | 1037.338 | 81% | 59% | 247.1761 | 312.9596 | 0 | 0 | 0.0022597 | 0.0012771 | 3
16 | 2015-03-23 16:00 | 119.7084 | 0 | 86% | 67% | 593.6186 | 1177.994 | 86% | 67% | 247.1761 | 312.9596 | 0 | 0 | 0.0096659 | 0.00087013 | 3
17 | 2015-03-23 17:00 | 70.2172 | 0 | 81% | 72% | 601.6373 | 1265.904 | 81% | 72% | 247.1761 | 312.9596 | 0 | 0 | 0.0013778 | 0.0025726 | 3
18 | 2015-03-23 18:00 | 153.1151 | 62.9555 | 71% | 74% | 435.7944 | 1238.1125 | 71% | 74% | 247.1761 | 312.9596 | 0 | 0 | 0.022892 | 6.1576e-05 | 3
19 | 2015-03-23 19:00 | 286.3879 | 126.0611 | 69% | 82% | 285.9326 | 1315.6629 | 69% | 82% | 247.1761 | 312.9596 | 0.02 | 0 | 0.081115 | 0.0016441 | 3
20 | 2015-03-23 20:00 | 285.9764 | 0 | 56% | 65% | 178.5156 | 1142.83 | 56% | 65% | 247.1761 | 312.9596 | 0.019 | 0 | 0.084568 | 0.0013583 | 3
21 | 2015-03-23 21:00 | 201.7992 | 41.6197 | 35% | 69% | 88.5083 | 1171.5383 | 35% | 69% | 247.1761 | 312.9596 | 0 | 0 | 0.039798 | 6.8798e-08 | 3
22 | 2015-03-23 22:00 | 119.2319 | 0 | 23% | 69% | 71.5416 | 1213.158 | 23% | 69% | 194.3735 | 312.9596 | 0 | 0 | 0.010295 | 0.00057284 | 3
23 | 2015-03-23 23:00 | 58.6568 | 0 | 20% | 61% | 107.2332 | 1072.502 | 20% | 61% | 169.49 | 312.9596 | 0 | 0 | 0.00058517 | 0.0011846 | 3
0 | 2015-03-24 | 0 | 0 | 9% | 74% | 74.6505 | 1301.068 | 9% | 74% | 78.2505 | 312.9596 | 0 | 0 | 0.00070343 | 0.00078175 | 3
1 | 2015-03-24 01:00 | 0 | 0 | 20% | 80% | 165.89 | 1406.56 | 20% | 80% | 169.49 | 312.9596 | 0 | 0 | 0.0021648 | 0.0022629 | 3
2 | 2015-03-24 02:00 | 0 | 110.3111 | 30% | 80% | 248.835 | 1296.2489 | 30% | 80% | 247.1761 | 312.9596 | 0 | 0 | 0.0031859 | 0.00023016 | 3
3 | 2015-03-24 03:00 | 0 | 204.7541 | 28% | 80% | 232.246 | 1201.8059 | 28% | 80% | 235.846 | 312.9596 | 0 | 0 | 0.0010544 | 0.0047454 | 3
4 | 2015-03-24 04:00 | 0 | 0 | 45% | 69% | 373.2525 | 1213.158 | 45% | 69% | 247.1761 | 312.9596 | 0 | 0 | 0.001179 | 0.00057284 | 3
5 | 2015-03-24 05:00 | 0 | 193.3296 | 53% | 76% | 439.6085 | 1142.9024 | 53% | 76% | 247.1761 | 312.9596 | 0 | 0 | 0.0021906 | 0.0035998 | 3
6 | 2015-03-24 06:00 | 108.8886 | 140.9838 | 63% | 76% | 413.6649 | 1195.2482 | 63% | 76% | 247.1761 | 312.9596 | 0 | 0 | 0.011355 | 0.00091359 | 3
7 | 2015-03-24 07:00 | 106.3715 | 123.7067 | 72% | 69% | 490.8325 | 1089.4513 | 72% | 69% | 247.1761 | 312.9596 | 0 | 0 | 0.0072612 | 0.0021554 | 3
8 | 2015-03-24 08:00 | 0 | 86.9303 | 67% | 72% | 555.7315 | 1178.9737 | 67% | 72% | 247.1761 | 312.9596 | 0 | 0 | 0.0014395 | 1.6341e-06 | 3
9 | 2015-03-24 09:00 | 0 | 0 | 66% | 69% | 547.437 | 1213.158 | 66% | 69% | 247.1761 | 312.9596 | 0 | 0 | 0.0017394 | 0.00057284 | 3
10 | 2015-03-24 10:00 | 0 | 0 | 76% | 77% | 630.382 | 1353.814 | 76% | 77% | 247.1761 | 312.9596 | 0 | 0 | 0.00052437 | 0.00085625 | 3
11 | 2015-03-24 11:00 | 14.6964 | 0 | 82% | 80% | 665.4526 | 1406.56 | 82% | 80% | 247.1761 | 312.9596 | 0 | 0 | 9.098e-05 | 0.0022629 | 3
12 | 2015-03-24 12:00 | 0 | 0 | 82% | 86% | 680.149 | 1512.052 | 82% | 86% | 247.1761 | 312.9596 | 0 | 0 | 6.6911e-05 | 0.0012061 | 3
13 | 2015-03-24 13:00 | 29.2925 | 0 | 84% | 86% | 667.4455 | 1512.052 | 84% | 86% | 247.1761 | 312.9596 | 0 | 0 | 1.2e-07 | 0.0012061 | 3
14 | 2015-03-24 14:00 | 94.1676 | 111.7926 | 80% | 88% | 569.3924 | 1435.4234 | 80% | 88% | 247.1761 | 312.9596 | 0 | 0 | 0.0037631 | 0.00093624 | 3
15 | 2015-03-24 15:00 | 113.7287 | 100.8229 | 77% | 87% | 524.9478 | 1428.8111 | 77% | 87% | 247.1761 | 312.9596 | 0 | 0 | 0.010476 | 0.00076584 | 3
16 | 2015-03-24 16:00 | 0 | 22.4456 | 63% | 82% | 522.5535 | 1419.2784 | 63% | 82% | 247.1761 | 312.9596 | 0 | 0 | 0.00061093 | 0.00033802 | 3
17 | 2015-03-24 17:00 | 0 | 176.6422 | 63% | 80% | 522.5535 | 1229.9178 | 63% | 80% | 247.1761 | 312.9596 | 0 | 0 | 0.00061093 | 0.0027982 | 3
18 | 2015-03-24 18:00 | 11.0732 | 257.0207 | 68% | 73% | 552.9528 | 1026.4653 | 68% | 73% | 247.1761 | 312.9596 | 0 | 0 | 0.0014823 | 0.015111 | 3
19 | 2015-03-24 19:00 | 14.6804 | 181.8881 | 63% | 58% | 507.8731 | 837.8679 | 63% | 58% | 247.1761 | 312.9596 | 0 | 0 | 4.9253e-05 | 0.002937 | 3
20 | 2015-03-24 20:00 | 0 | 45.8309 | 63% | 54% | 522.5535 | 903.5971 | 63% | 54% | 247.1761 | 312.9596 | 0 | 0 | 0.00061093 | 0.00049066 | 3
21 | 2015-03-24 21:00 | 31.4491 | 119.8073 | 62% | 50% | 482.8099 | 759.2927 | 62% | 50% | 247.1761 | 312.9596 | 0 | 0 | 3.2722e-05 | 0.00079737 | 3
22 | 2015-03-24 22:00 | 45.9565 | 226.643 | 58% | 51% | 435.1245 | 670.039 | 58% | 51% | 247.1761 | 312.9596 | 0 | 0 | 0.00034116 | 0.0089523 | 3
23 | 2015-03-24 23:00 | 63.3318 | 95.3574 | 57% | 39% | 409.4547 | 590.3406 | 57% | 39% | 247.1761 | 312.9596 | 0 | 0 | 0.0012408 | 0.00024189 | 3
0 | 2015-03-25 | 43.3474 | 137.0765 | 48% | 38% | 354.7886 | 531.0395 | 48% | 38% | 247.1761 | 312.9596 | 0 | 0 | 0.00012897 | 0.0017629 | 3
1 | 2015-03-25 01:00 | 41.405 | 96.925 | 40% | 32% | 290.375 | 465.699 | 40% | 32% | 247.1761 | 312.9596 | 0 | 0 | 9.5629e-05 | 0.00040261 | 3
2 | 2015-03-25 02:00 | 10.275 | 0 | 39% | 28% | 313.2105 | 492.296 | 39% | 28% | 247.1761 | 312.9596 | 0 | 0 | 0.00050113 | 0.00060754 | 3
3 | 2015-03-25 03:00 | 23.4659 | 0 | 32% | 34% | 241.9581 | 597.788 | 32% | 34% | 247.1761 | 312.9596 | 0 | 0 | 0.00042644 | 0.0013815 | 3
4 | 2015-03-25 04:00 | 74.6929 | 7.5342 | 30% | 32% | 174.1421 | 555.0898 | 30% | 32% | 247.1761 | 312.9596 | 0 | 0 | 0.0011295 | 0.00094722 | 3
5 | 2015-03-25 05:00 | 18.6132 | 39.1745 | 24% | 28% | 180.4548 | 453.1215 | 24% | 28% | 202.668 | 312.9596 | 0 | 0 | 0.00068308 | 5.6045e-06 | 3
6 | 2015-03-25 06:00 | 87.6911 | 117.6284 | 21% | 27% | 86.4934 | 357.0856 | 21% | 27% | 177.7845 | 312.9596 | 0 | 0 | 0.0028963 | 0.0012307 | 3
7 | 2015-03-25 07:00 | 95.0198 | 94.8697 | 16% | 20% | 37.6922 | 256.7703 | 16% | 20% | 136.312 | 312.9596 | 0 | 0 | 0.0056737 | 0.00089707 | 3
8 | 2015-03-25 08:00 | 0 | 104.6658 | 10% | 15% | 82.945 | 159.0642 | 10% | 15% | 86.545 | 263.73 | 0 | 0 | 0.00057035 | 0.0012722 | 3
9 | 2015-03-25 09:00 | 0 | 80.7533 | 14% | 11% | 116.123 | 112.6487 | 14% | 11% | 119.723 | 193.402 | 0 | 0 | 0.00093117 | 0.00081516 | 3
10 | 2015-03-25 10:00 | 0 | 23.9285 | 12% | 8% | 99.534 | 116.7275 | 12% | 8% | 103.134 | 140.656 | 0 | 0 | 0.0010661 | 6.8158e-07 | 3
11 | 2015-03-25 11:00 | 0 | 15.0534 | 21% | 8% | 174.1845 | 125.6026 | 21% | 8% | 177.7845 | 140.656 | 0 | 0 | 0.002694 | 3.4497e-05 | 3
12 | 2015-03-25 12:00 | 0 | 0 | 21% | 9% | 174.1845 | 158.238 | 21% | 9% | 177.7845 | 158.238 | 0 | 0 | 0.002694 | 0.00021667 | 3
13 | 2015-03-25 13:00 | 0 | 0 | 23% | 9% | 190.7735 | 158.238 | 23% | 9% | 194.3735 | 158.238 | 0 | 0 | 0.0017877 | 0.00021667 | 3
14 | 2015-03-25 14:00 | 0 | 0 | 33% | 14% | 273.7185 | 246.148 | 33% | 14% | 247.1761 | 246.148 | 0 | 0 | 0.0018132 | 0.00039837 | 3
15 | 2015-03-25 15:00 | 15.5964 | 0 | 36% | 30% | 283.0056 | 527.46 | 36% | 30% | 247.1761 | 312.9596 | 0 | 0 | 0.000536 | 0.00087453 | 3
16 | 2015-03-25 16:00 | 0 | 0 | 28% | 33% | 232.246 | 580.206 | 28% | 33% | 235.846 | 312.9596 | 0 | 0 | 0.0010544 | 0.00091083 | 3
17 | 2015-03-25 17:00 | 10.3441 | 125.8894 | 30% | 37% | 238.4909 | 524.6446 | 30% | 37% | 247.1761 | 312.9596 | 0 | 0 | 0.0019336 | 0.0013215 | 3
18 | 2015-03-25 18:00 | 52.9361 | 203.0396 | 33% | 34% | 220.7824 | 394.7484 | 33% | 34% | 247.1761 | 312.9596 | 0 | 0 | 0.00045109 | 0.006133 | 3
19 | 2015-03-25 19:00 | 1.6194 | 49.3446 | 25% | 25% | 205.7431 | 390.2054 | 25% | 25% | 210.9625 | 312.9596 | 0 | 0 | 0.0017941 | 3.2792e-05 | 3
20 | 2015-03-25 20:00 | 33.0935 | 0 | 27% | 20% | 190.858 | 351.64 | 27% | 20% | 227.5515 | 312.9596 | 0 | 0 | 7.6935e-07 | 0.00057635 | 3
21 | 2015-03-25 21:00 | 0 | 0 | 28% | 24% | 232.246 | 421.968 | 28% | 24% | 235.846 | 312.9596 | 0 | 0 | 0.0010544 | 0.00062366 | 3
22 | 2015-03-25 22:00 | 0 | 0 | 28% | 24% | 232.246 | 421.968 | 28% | 24% | 235.846 | 312.9596 | 0 | 0 | 0.0010544 | 0.00062366 | 3
23 | 2015-03-25 23:00 | 0 | 0 | 43% | 32% | 356.6635 | 562.624 | 43% | 32% | 247.1761 | 312.9596 | 0 | 0 | 0.0028785 | 0.0012294 | 3
0 | 2015-03-26 | 23.3 | 0 | 45% | 38% | 349.9525 | 668.116 | 45% | 38% | 247.1761 | 312.9596 | 0 | 0 | 3.9e-05 | 0.0012944 | 3
1 | 2015-03-26 01:00 | 34.1066 | 0 | 40% | 48% | 297.6734 | 843.936 | 40% | 48% | 247.1761 | 312.9596 | 0 | 0 | 9.6023e-07 | 0.0016538 | 3
2 | 2015-03-26 02:00 | 37.5826 | 0 | 35% | 59% | 252.7249 | 1037.338 | 35% | 59% | 247.1761 | 312.9596 | 0 | 0 | 2.2872e-06 | 0.0012771 | 3
3 | 2015-03-26 03:00 | 111.3014 | 0 | 33% | 62% | 162.4171 | 1090.084 | 33% | 62% | 247.1761 | 312.9596 | 0 | 0 | 0.0083915 | 0.0018437 | 3
4 | 2015-03-26 04:00 | 70.3061 | 41.364 | 24% | 65% | 128.7619 | 1101.466 | 24% | 65% | 202.668 | 312.9596 | 0 | 0 | 0.0013094 | 0.00017767 | 3
5 | 2015-03-26 05:00 | 59.3074 | 0 | 16% | 60% | 73.4046 | 1054.92 | 16% | 60% | 136.312 | 312.9596 | 0 | 0 | 0.0010412 | 0.00090215 | 3
6 | 2015-03-26 06:00 | 42.2159 | 43.9049 | 13% | 63% | 65.6126 | 1063.7611 | 13% | 63% | 111.4285 | 312.9596 | 0 | 0 | 0.00057878 | 0.00055878 | 3
7 | 2015-03-26 07:00 | 0 | 102.7894 | 6% | 59% | 49.767 | 934.5486 | 6% | 59% | 53.367 | 312.9596 | 0 | 0 | 0.00044252 | 0.00051646 | 3
8 | 2015-03-26 08:00 | 38.5769 | 249.2803 | 10% | 55% | 44.3681 | 717.7297 | 10% | 55% | 86.545 | 312.9596 | 0 | 0 | 0.00051198 | 0.010444 | 3
9 | 2015-03-26 09:00 | 81.7072 | 136.2151 | 11% | 47% | 9.5323 | 690.1389 | 11% | 47% | 94.8395 | 312.9596 | 0 | 0 | 0.0048688 | 0.001556 | 3
10 | 2015-03-26 10:00 | 20.2164 | 104.0108 | 2% | 40% | -3.6274 | 599.2692 | 2% | 40% | 20.189 | 312.9596 | 0.001 | 0 | 0.00029779 | 0.00065123 | 3
11 | 2015-03-26 11:00 | 3.09 | 98.3807 | 0% | 45% | -3.09 | 692.8093 | 0% | 45% | 3.6 | 312.9596 | 0 | 0 | 0.00050282 | 0.00056462 | 3
12 | 2015-03-26 12:00 | 1.5275 | 64.2532 | 0% | 44% | -1.5275 | 709.3548 | 0% | 44% | 3.6 | 312.9596 | 0 | 0 | 0.00059085 | 3.5371e-07 | 3
13 | 2015-03-26 13:00 | 0.62592 | 0 | 0% | 42% | -0.62592 | 738.444 | 0% | 42% | 3.6 | 312.9596 | 0 | 0 | 0.00064487 | 0.0013025 | 3
14 | 2015-03-26 14:00 | 0.19956 | 0 | 0% | 45% | -0.19956 | 791.19 | 0% | 45% | 3.6 | 312.9596 | 0 | 0 | 0.00067124 | 0.0010364 | 3
15 | 2015-03-26 15:00 | 0 | 0.90384 | 0% | 46% | 0 | 807.8682 | 0% | 46% | 3.6 | 312.9596 | 0 | 0 | 0.00068377 | 0.002067 | 3
16 | 2015-03-26 16:00 | 0 | 0 | 0% | 46% | 0 | 808.772 | 0% | 46% | 3.6 | 312.9596 | 0 | 0 | 0.00068377 | 0.0021141 | 3
17 | 2015-03-26 17:00 | 0 | 73.1472 | 0% | 44% | 0 | 700.4608 | 0% | 44% | 3.6 | 312.9596 | 0 | 0 | 0.00068377 | 1.9926e-05 | 3
18 | 2015-03-26 18:00 | 0 | 161.3778 | 0% | 41% | 0 | 559.4842 | 0% | 41% | 3.6 | 312.9596 | 0 | 0 | 0.00068377 | 0.0029095 | 3
19 | 2015-03-26 19:00 | 0 | 294.4322 | 1% | 36% | 8.2945 | 338.5198 | 1% | 36% | 11.8945 | 312.9596 | 0 | 0 | 1.979e-05 | 0.018954 | 3
20 | 2015-03-26 20:00 | 1.7202 | 224.5492 | 1% | 26% | 6.5743 | 232.5828 | 1% | 26% | 11.8945 | 312.9596 | 0 | 0 | 5.6394e-06 | 0.0085849 | 3
21 | 2015-03-26 21:00 | 13.0615 | 161.609 | 2% | 19% | 3.5275 | 172.449 | 2% | 19% | 20.189 | 312.9596 | 0 | 0 | 7.4485e-05 | 0.0044788 | 3
22 | 2015-03-26 22:00 | 11.1707 | 104.458 | 1% | 18% | -2.8762 | 212.018 | 1% | 18% | 11.8945 | 312.9596 | 0 | 0 | 8.1341e-05 | 0.0011845 | 3
23 | 2015-03-26 23:00 | 8.1049 | 0 | 1% | 16% | 0.18958 | 281.312 | 1% | 16% | 11.8945 | 281.312 | 0 | 0 | 2.8332e-05 | 0.00047347 | 3
0 | 2015-03-27 | 6.3004 | 0 | 1% | 20% | 1.9941 | 351.64 | 1% | 20% | 11.8945 | 312.9596 | 0 | 0 | 9.9048e-06 | 0.00057635 | 3
1 | 2015-03-27 01:00 | 0 | 0 | 1% | 31% | 8.2945 | 545.042 | 1% | 31% | 11.8945 | 312.9596 | 0 | 0 | 1.979e-05 | 0.00086046 | 3
2 | 2015-03-27 02:00 | 5.3216 | 0 | 1% | 43% | 2.9729 | 756.026 | 1% | 43% | 11.8945 | 312.9596 | 0 | 0 | 3.87e-06 | 0.0027747 | 3
3 | 2015-03-27 03:00 | 10.4659 | 78.2594 | 1% | 45% | -2.1714 | 712.9306 | 1% | 45% | 11.8945 | 312.9596 | 0 | 0 | 6.6737e-05 | 0.00015172 | 3
4 | 2015-03-27 04:00 | 6.1028 | 69.8432 | 1% | 44% | 2.1917 | 703.7648 | 1% | 44% | 11.8945 | 312.9596 | 0 | 0 | 8.4626e-06 | 6.6807e-06 | 3
5 | 2015-03-27 05:00 | 0 | 30.8179 | 1% | 40% | 8.2945 | 672.4621 | 1% | 40% | 11.8945 | 312.9596 | 0 | 0 | 1.979e-05 | 0.00025954 | 3
6 | 2015-03-27 06:00 | 0 | 21.9432 | 1% | 38% | 8.2945 | 646.1728 | 1% | 38% | 11.8945 | 312.9596 | 0 | 0 | 1.979e-05 | 0.00055209 | 3
7 | 2015-03-27 07:00 | 1.9891 | 0 | 2% | 37% | 14.5999 | 650.534 | 2% | 37% | 20.189 | 312.9596 | 0 | 0 | 2.2266e-05 | 0.0012424 | 3
8 | 2015-03-27 08:00 | 16.3421 | 0 | 3% | 37% | 8.5414 | 650.534 | 3% | 37% | 28.4835 | 312.9596 | 0 | 0 | 6.1649e-05 | 0.0012424 | 3
9 | 2015-03-27 09:00 | 17.041 | 0 | 2% | 42% | -0.45196 | 738.444 | 2% | 42% | 20.189 | 312.9596 | 0 | 0 | 0.00018031 | 0.0013025 | 3
10 | 2015-03-27 10:00 | 8.2295 | 0 | 1% | 44% | 0.06502 | 773.608 | 1% | 44% | 11.8945 | 312.9596 | 0 | 0 | 2.9953e-05 | 0.0013793 | 3
11 | 2015-03-27 11:00 | 4.1394 | 0 | 1% | 48% | 4.1551 | 843.936 | 1% | 48% | 11.8945 | 312.9596 | 0 | 0 | 2.9365e-07 | 0.0016538 | 3
12 | 2015-03-27 12:00 | 4.1404 | 22.8803 | 1% | 54% | 4.1541 | 926.5477 | 1% | 54% | 11.8945 | 312.9596 | 0 | 0 | 2.9491e-07 | 0.0012393 | 3
13 | 2015-03-27 13:00 | 4.0795 | 6.034 | 1% | 52% | 4.215 | 908.23 | 1% | 52% | 11.8945 | 312.9596 | 0 | 0 | 2.2062e-07 | 0.0013763 | 3
14 | 2015-03-27 14:00 | 0 | 0 | 1% | 53% | 8.2945 | 931.846 | 1% | 53% | 11.8945 | 312.9596 | 0 | 0 | 1.979e-05 | 0.0016794 | 3
15 | 2015-03-27 15:00 | 0 | 0 | 1% | 54% | 8.2945 | 949.428 | 1% | 54% | 11.8945 | 312.9596 | 0 | 0 | 1.979e-05 | 0.0023249 | 3
16 | 2015-03-27 16:00 | 0 | 0 | 3% | 55% | 24.8835 | 967.01 | 3% | 55% | 28.4835 | 312.9596 | 0 | 0 | 0.00014044 | 0.0015668 | 3
17 | 2015-03-27 17:00 | 0 | 193.99 | 5% | 55% | 41.4725 | 773.02 | 5% | 55% | 45.0725 | 312.9596 | 0 | 0 | 0.00019983 | 0.0050057 | 3
18 | 2015-03-27 18:00 | 0 | Data Error | 9% | Data Error | 74.6505 | Data Error | 9% | Data Error | 78.2505 | Data Error | 0 | Data Error | 0.00070343 | Data Error | 3
19 | 2015-03-27 19:00 | 0 | Data Error | 16% | Data Error | 132.712 | Data Error | 16% | Data Error | 136.312 | Data Error | 0 | Data Error | 0.0015393 | Data Error | 3
20 | 2015-03-27 20:00 | 0 | 53.2078 | 24% | 23% | 199.068 | 351.1782 | 24% | 23% | 202.668 | 312.9596 | 0 | 0 | 0.0023597 | 2.086e-05 | 3
21 | 2015-03-27 21:00 | 0 | 0 | 35% | 26% | 290.3075 | 457.132 | 35% | 26% | 247.1761 | 312.9596 | 0 | 0 | 0.0019183 | 0.0012292 | 3
22 | 2015-03-27 22:00 | 0 | 0 | 42% | 31% | 348.369 | 545.042 | 42% | 31% | 247.1761 | 312.9596 | 0 | 0 | 0.0019602 | 0.00086046 | 3
23 | 2015-03-27 23:00 | 0 | 0 | 58% | 31% | 481.081 | 545.042 | 58% | 31% | 247.1761 | 312.9596 | 0 | 0 | 0.0013642 | 0.00086046 | 3
0 | 2015-03-28 | 0 | 0 | 72% | 34% | 597.204 | 597.788 | 72% | 34% | 247.1761 | 312.9596 | 0 | 0 | 0.0018516 | 0.0013815 | 3
1 | 2015-03-28 01:00 | 94.974 | 0 | 86% | 38% | 618.353 | 668.116 | 86% | 38% | 247.1761 | 312.9596 | 0 | 0 | 0.0046916 | 0.0012944 | 3
2 | 2015-03-28 02:00 | 54.5148 | 40.1332 | 86% | 48% | 658.8122 | 803.8028 | 86% | 48% | 247.1761 | 312.9596 | 0 | 0 | 0.00038874 | 0.0003183 | 3
3 | 2015-03-28 03:00 | 91.2847 | 3.2618 | 88% | 48% | 638.6313 | 840.6742 | 88% | 48% | 247.1761 | 312.9596 | 0 | 0 | 0.00041628 | 0.0015064 | 3
4 | 2015-03-28 04:00 | 42.6973 | 0 | 87% | 50% | 678.9242 | 879.1 | 87% | 50% | 247.1761 | 312.9596 | 0 | 0 | 3.4783e-07 | 0.0015923 | 3
5 | 2015-03-28 05:00 | 34.7519 | 100.5403 | 86% | 54% | 678.5751 | 848.8877 | 86% | 54% | 247.1761 | 312.9596 | 0 | 0 | 1.6892e-05 | 8.0388e-05 | 3
6 | 2015-03-28 06:00 | 95.436 | 73.2845 | 85% | 57% | 609.5965 | 928.8895 | 85% | 57% | 247.1761 | 312.9596 | 0 | 0 | 0.002615 | 8.0492e-05 | 3
7 | 2015-03-28 07:00 | 95.4235 | 0 | 78% | 52% | 551.5475 | 914.264 | 78% | 52% | 247.1761 | 312.9596 | 0 | 0 | 0.0048734 | 0.0016427 | 3
8 | 2015-03-28 08:00 | 60.0133 | 0 | 75% | 59% | 562.0742 | 1037.338 | 75% | 59% | 247.1761 | 312.9596 | 0 | 0 | 0.0011508 | 0.0012771 | 3
9 | 2015-03-28 09:00 | 73.3894 | 0 | 78% | 65% | 573.5816 | 1142.83 | 78% | 65% | 247.1761 | 312.9596 | 0 | 0 | 0.0018701 | 0.0013583 | 3
10 | 2015-03-28 10:00 | 14.0605 | 0 | 75% | 74% | 608.027 | 1301.068 | 75% | 74% | 247.1761 | 312.9596 | 0 | 0 | 0.00046132 | 0.00078175 | 3
11 | 2015-03-28 11:00 | 0 | 0 | 75% | 85% | 622.0875 | 1494.47 | 75% | 85% | 247.1761 | 312.9596 | 0 | 0 | 0.0014769 | 0.0025722 | 3
12 | 2015-03-28 12:00 | 31.3769 | 89.0558 | 79% | 81% | 623.8886 | 1335.0862 | 79% | 81% | 247.1761 | 312.9596 | 0 | 0 | 0.00031582 | 6.488e-05 | 3
13 | 2015-03-28 13:00 | 32.1316 | 100.1293 | 79% | 78% | 623.1339 | 1271.2667 | 79% | 78% | 247.1761 | 312.9596 | 0 | 0 | 0.00034899 | 0.001134 | 3
14 | 2015-03-28 14:00 | 0 | 92.0333 | 75% | 79% | 622.0875 | 1296.9447 | 75% | 79% | 247.1761 | 312.9596 | 0 | 0 | 0.0014769 | 0.00023017 | 3
15 | 2015-03-28 15:00 | 41.1488 | 33.2044 | 76% | 79% | 589.2332 | 1355.7736 | 76% | 79% | 247.1761 | 312.9596 | 0 | 0 | 0.00071346 | 0.00033447 | 3
16 | 2015-03-28 16:00 | 70.2442 | 0 | 77% | 78% | 568.4323 | 1371.396 | 77% | 78% | 247.1761 | 312.9596 | 0 | 0 | 0.0024924 | 0.00054175 | 3
17 | 2015-03-28 17:00 | 89.199 | 0 | 76% | 80% | 541.183 | 1406.56 | 76% | 80% | 247.1761 | 312.9596 | 0 | 0 | 0.0071641 | 0.0022629 | 3
18 | 2015-03-28 18:00 | 166.3715 | 0 | 65% | 80% | 372.771 | 1406.56 | 65% | 80% | 247.1761 | 312.9596 | 0 | 0 | 0.025743 | 0.0022629 | 3
19 | 2015-03-28 19:00 | 194.5741 | 90.2176 | 57% | 80% | 278.2124 | 1316.3424 | 57% | 80% | 247.1761 | 312.9596 | 0 | 0 | 0.037424 | 1.4006e-05 | 3
20 | 2015-03-28 20:00 | 94.039 | 230.4023 | 42% | 81% | 254.33 | 1193.7397 | 42% | 81% | 247.1761 | 312.9596 | 0 | 0 | 0.004775 | 0.007823 | 3
21 | 2015-03-28 21:00 | 7.1178 | 250.7215 | 33% | 67% | 266.6007 | 927.2725 | 33% | 67% | 247.1761 | 312.9596 | 0 | 0 | 0.001156 | 0.012792 | 3
22 | 2015-03-28 22:00 | 20.9147 | 374.1374 | 30% | 65% | 227.9203 | 768.6926 | 30% | 65% | 247.1761 | 312.9596 | 0 | 0.013 | 0.00097522 | 0.030955 | 3
23 | 2015-03-28 23:00 | 59.6639 | 380.3849 | 29% | 54% | 180.8766 | 569.0431 | 29% | 54% | 244.1405 | 312.9596 | 0 | 0.014 | 0.00047533 | 0.028268 | 3
0 | 2015-03-29 | 78.3574 | 252.7362 | 24% | 41% | 120.7106 | 468.1258 | 24% | 41% | 202.668 | 312.9596 | 0 | 0 | 0.0021062 | 0.011215 | 3
1 | 2015-03-29 01:00 | 114.61 | 186.4048 | 22% | 37% | 67.869 | 464.1292 | 22% | 37% | 186.079 | 312.9596 | 0 | 0 | 0.0099699 | 0.0050087 | 3
2 | 2015-03-29 02:00 | 63.0818 | 0 | 15% | 27% | 61.3357 | 474.714 | 15% | 27% | 128.0175 | 312.9596 | 0 | 0 | 0.0023227 | 0.0010126 | 3
3 | 2015-03-29 03:00 | 12.467 | 182.3646 | 10% | 37% | 70.478 | 468.1694 | 10% | 37% | 86.545 | 312.9596 | 0 | 0 | 7.8348e-05 | 0.0046887 | 3
4 | 2015-03-29 04:00 | 0 | 253.9992 | 11% | 33% | 91.2395 | 326.2068 | 11% | 33% | 94.8395 | 312.9596 | 0 | 0 | 0.00082546 | 0.013061 | 3
5 | 2015-03-29 05:00 | 0 | 199.4794 | 10% | 18% | 82.945 | 116.9966 | 10% | 18% | 86.545 | 312.9596 | 0 | 0 | 0.00057035 | 0.0078254 | 3
6 | 2015-03-29 06:00 | 0 | 215.9641 | 14% | 16% | 116.123 | 65.3479 | 14% | 16% | 119.723 | 281.312 | 0 | 0 | 0.00093117 | 0.010216 | 3
7 | 2015-03-29 07:00 | 24.7238 | 101.9563 | 13% | 7% | 83.1047 | 21.1177 | 13% | 7% | 111.4285 | 123.074 | 0 | 0 | 8.8153e-06 | 0.0021801 | 3
8 | 2015-03-29 08:00 | 70.6322 | 0 | 15% | 5% | 53.7853 | 87.91 | 15% | 5% | 128.0175 | 87.91 | 0 | 0 | 0.003283 | 0.00013567 | 3
9 | 2015-03-29 09:00 | 27.2011 | 0 | 9% | 6% | 47.4494 | 105.492 | 9% | 6% | 78.2505 | 105.492 | 0 | 0 | 3.9338e-05 | 0.00012837 | 3
10 | 2015-03-29 10:00 | 0 | 0 | 4% | 7% | 33.178 | 123.074 | 4% | 7% | 36.778 | 123.074 | 0 | 0 | 0.00019673 | 0.00012763 | 3
11 | 2015-03-29 11:00 | 0 | 0 | 5% | 15% | 41.4725 | 263.73 | 5% | 15% | 45.0725 | 263.73 | 0 | 0 | 0.00019983 | 0.00056942 | 3
12 | 2015-03-29 12:00 | 0 | 0 | 8% | 24% | 66.356 | 421.968 | 8% | 24% | 69.956 | 312.9596 | 0 | 0 | 0.00043663 | 0.00062366 | 3
13 | 2015-03-29 13:00 | 4.0032 | 0 | 11% | 31% | 87.2363 | 545.042 | 11% | 31% | 94.8395 | 312.9596 | 0 | 0 | 0.00057143 | 0.00086046 | 3
14 | 2015-03-29 14:00 | 0 | 0 | 9% | 36% | 74.6505 | 632.952 | 9% | 36% | 78.2505 | 312.9596 | 0 | 0 | 0.00070343 | 0.00088734 | 3
15 | 2015-03-29 15:00 | 0 | 0 | 11% | 44% | 91.2395 | 773.608 | 11% | 44% | 94.8395 | 312.9596 | 0 | 0 | 0.00082546 | 0.0013793 | 3
16 | 2015-03-29 16:00 | 24.4531 | 0 | 13% | 51% | 83.3754 | 896.682 | 13% | 51% | 111.4285 | 312.9596 | 0 | 0 | 6.9838e-06 | 0.0011758 | 3
17 | 2015-03-29 17:00 | 54.128 | 137.0603 | 13% | 50% | 53.7005 | 742.0397 | 13% | 50% | 111.4285 | 312.9596 | 0 | 0 | 0.001476 | 0.0014479 | 3
18 | 2015-03-29 18:00 | 28.8096 | 238.5703 | 8% | 44% | 37.5464 | 535.0377 | 8% | 44% | 69.956 | 312.9596 | 0 | 0 | 0.00019148 | 0.0097122 | 3
19 | 2015-03-29 19:00 | 14.9642 | 307.6568 | 7% | 35% | 43.0973 | 307.7132 | 7% | 35% | 61.6615 | 312.9596 | 0 | 0 | 8.0081e-06 | 0.020512 | 3
20 | 2015-03-29 20:00 | 0 | 174.0994 | 5% | 25% | 41.4725 | 265.4506 | 5% | 25% | 45.0725 | 312.9596 | 0 | 0 | 0.00019983 | 0.0058802 | 3
21 | 2015-03-29 21:00 | 0 | 0 | 7% | 18% | 58.0615 | 316.476 | 7% | 18% | 61.6615 | 312.9596 | 0 | 0 | 0.0004356 | 0.00062476 | 3
22 | 2015-03-29 22:00 | 0 | 0 | 10% | 18% | 82.945 | 316.476 | 10% | 18% | 86.545 | 312.9596 | 0 | 0 | 0.00057035 | 0.00062476 | 3
23 | 2015-03-29 23:00 | 0 | 0 | 12% | 17% | 99.534 | 298.894 | 12% | 17% | 103.134 | 298.894 | 0 | 0 | 0.0010661 | 0.00072044 | 3
0 | 2015-03-30 | 0 | 0 | 16% | 22% | 132.712 | 386.804 | 16% | 22% | 136.312 | 312.9596 | 0 | 0 | 0.0015393 | 0.00052086 | 3
1 | 2015-03-30 01:00 | 47.7583 | 0 | 18% | 23% | 101.5427 | 404.386 | 18% | 23% | 152.901 | 312.9596 | 0 | 0 | 0.000684 | 0.00066025 | 3
2 | 2015-03-30 02:00 | 90.7049 | 0 | 21% | 25% | 83.4796 | 439.55 | 21% | 25% | 177.7845 | 312.9596 | 0 | 0 | 0.0033006 | 0.00049903 | 3
3 | 2015-03-30 03:00 | 17.7733 | 0 | 11% | 33% | 73.4662 | 580.206 | 11% | 33% | 94.8395 | 312.9596 | 0 | 0 | 5.3334e-05 | 0.00091083 | 3
4 | 2015-03-30 04:00 | 25.4354 | 0 | 10% | 38% | 57.5096 | 668.116 | 10% | 38% | 86.545 | 312.9596 | 0 | 0 | 4.6016e-05 | 0.0012944 | 3
5 | 2015-03-30 05:00 | 30.7824 | 127.0543 | 9% | 45% | 43.8681 | 664.1357 | 9% | 45% | 78.2505 | 312.9596 | 0 | 0 | 0.00011214 | 0.0016056 | 3
6 | 2015-03-30 06:00 | 30.1694 | 160.5925 | 9% | 41% | 44.4811 | 560.2695 | 9% | 41% | 78.2505 | 312.9596 | 0 | 0 | 9.7035e-05 | 0.0028615 | 3
7 | 2015-03-30 07:00 | 15.8816 | 225.2714 | 7% | 35% | 42.1799 | 390.0986 | 7% | 35% | 61.6615 | 312.9596 | 0 | 0 | 2.9716e-06 | 0.0092858 | 3
8 | 2015-03-30 08:00 | 39.7867 | 21.9239 | 8% | 24% | 26.5693 | 400.0441 | 8% | 24% | 69.956 | 312.9596 | 0 | 0 | 0.00073289 | 0.00015634 | 3
9 | 2015-03-30 09:00 | 25.5144 | 56.7361 | 6% | 22% | 24.2526 | 330.0679 | 6% | 22% | 53.367 | 312.9596 | 0 | 0 | 9.4565e-05 | 8.9248e-05 | 3
10 | 2015-03-30 10:00 | 5.7527 | 28.1683 | 3% | 20% | 19.1308 | 323.4717 | 3% | 20% | 28.4835 | 312.9596 | 0 | 0 | 2.4158e-05 | 6.3778e-05 | 3
11 | 2015-03-30 11:00 | 19.5859 | 9.8657 | 3% | 17% | 5.2976 | 289.0283 | 3% | 17% | 28.4835 | 298.894 | 0 | 0 | 0.00013836 | 0.00045071 | 3
12 | 2015-03-30 12:00 | 15.9042 | 57.7475 | 2% | 19% | 0.6848 | 276.3105 | 2% | 19% | 20.189 | 312.9596 | 0 | 0 | 0.00014539 | 6.1639e-05 | 3
13 | 2015-03-30 13:00 | 5.9246 | 0 | 1% | 15% | 2.3699 | 263.73 | 1% | 15% | 11.8945 | 263.73 | 0 | 0 | 7.2588e-06 | 0.00056942 | 3
14 | 2015-03-30 14:00 | 2.8432 | 0 | 0% | 19% | -2.8432 | 334.058 | 0% | 19% | 3.6 | 312.9596 | 0 | 0 | 0.00051625 | 0.00062468 | 3
15 | 2015-03-30 15:00 | 2.0088 | 0 | 0% | 21% | -2.0088 | 369.222 | 0% | 21% | 3.6 | 312.9596 | 0 | 0 | 0.00056298 | 0.00058222 | 3
16 | 2015-03-30 16:00 | 2.1985 | 0 | 0% | 25% | -2.1985 | 439.55 | 0% | 25% | 3.6 | 312.9596 | 0 | 0 | 0.00055218 | 0.00049903 | 3
17 | 2015-03-30 17:00 | 2.0892 | 43.5538 | 0% | 25% | -2.0892 | 395.9962 | 0% | 25% | 3.6 | 312.9596 | 0 | 0 | 0.00055839 | 5.9187e-06 | 3
18 | 2015-03-30 18:00 | 1.7491 | 253.8878 | 1% | 22% | 6.5454 | 132.9162 | 1% | 22% | 11.8945 | 312.9596 | 0 | 0 | 5.475e-06 | 0.014782 | 3
19 | 2015-03-30 19:00 | 9.3839 | 179.8819 | 2% | 17% | 7.2051 | 119.0121 | 2% | 17% | 20.189 | 298.894 | 0 | 0 | 1.7612e-05 | 0.0056956 | 3
20 | 2015-03-30 20:00 | 16.8194 | 103.7062 | 3% | 11% | 8.0641 | 89.6958 | 3% | 11% | 28.4835 | 193.402 | 0 | 0 | 7.1018e-05 | 0.001731 | 3
21 | 2015-03-30 21:00 | 21.5123 | 19.3176 | 7% | 8% | 36.5492 | 121.3384 | 7% | 8% | 61.6615 | 140.656 | 0 | 0 | 2.565e-05 | 1.1889e-05 | 3
22 | 2015-03-30 22:00 | 0 | 0 | 8% | 8% | 66.356 | 140.656 | 8% | 8% | 69.956 | 140.656 | 0 | 0 | 0.00043663 | 0.00020838 | 3
23 | 2015-03-30 23:00 | 21.608 | 0 | 18% | 13% | 127.693 | 228.566 | 18% | 13% | 152.901 | 228.566 | 0 | 0 | 2.8878e-05 | 0.00033473 | 3
0 | 2015-03-31 | 0 | 0 | 25% | 13% | 207.3625 | 228.566 | 25% | 13% | 210.9625 | 228.566 | 0 | 0 | 0.0019633 | 0.00033473 | 3
1 | 2015-03-31 01:00 | 0 | 0 | 37% | 16% | 306.8965 | 281.312 | 37% | 16% | 247.1761 | 281.312 | 0 | 0 | 0.002807 | 0.00047347 | 3
2 | 2015-03-31 02:00 | 0 | 0 | 45% | 19% | 373.2525 | 334.058 | 45% | 19% | 247.1761 | 312.9596 | 0 | 0 | 0.001179 | 0.00062468 | 3
3 | 2015-03-31 03:00 | 0 | 0 | 49% | 17% | 406.4305 | 298.894 | 49% | 17% | 247.1761 | 298.894 | 0 | 0 | 0.0019382 | 0.00072044 | 3
4 | 2015-03-31 04:00 | 0 | 0 | 68% | 24% | 564.026 | 421.968 | 68% | 24% | 247.1761 | 312.9596 | 0 | 0 | 0.0026884 | 0.00062366 | 3
5 | 2015-03-31 05:00 | 0 | 0 | 57% | 27% | 472.7865 | 474.714 | 57% | 27% | 247.1761 | 312.9596 | 0 | 0 | 0.0016916 | 0.0010126 | 3
6 | 2015-03-31 06:00 | 63.2488 | 0 | 77% | 27% | 575.4277 | 474.714 | 77% | 27% | 247.1761 | 312.9596 | 0 | 0 | 0.0017215 | 0.0010126 | 3
7 | 2015-03-31 07:00 | 0 | 0 | 73% | 29% | 605.4985 | 509.878 | 73% | 29% | 247.1761 | 312.9596 | 0 | 0 | 0.0018299 | 0.0011622 | 3
8 | 2015-03-31 08:00 | 0 | 24.9329 | 76% | 30% | 630.382 | 502.5271 | 76% | 30% | 247.1761 | 312.9596 | 0 | 0 | 0.00052437 | 0.0002369 | 3
9 | 2015-03-31 09:00 | 0 | 0 | 83% | 31% | 688.4435 | 545.042 | 83% | 31% | 247.1761 | 312.9596 | 0 | 0 | 0.00090757 | 0.00086046 | 3
10 | 2015-03-31 10:00 | 0 | 0 | 83% | 37% | 688.4435 | 650.534 | 83% | 37% | 247.1761 | 312.9596 | 0 | 0 | 0.00090757 | 0.0012424 | 3
11 | 2015-03-31 11:00 | 0 | 0 | 83% | 46% | 688.4435 | 808.772 | 83% | 46% | 247.1761 | 312.9596 | 0 | 0 | 0.00090757 | 0.0021141 | 3
12 | 2015-03-31 12:00 | 6.3588 | 0 | 83% | 53% | 682.0847 | 931.846 | 83% | 53% | 247.1761 | 312.9596 | 0 | 0 | 0.00050444 | 0.0016794 | 3
13 | 2015-03-31 13:00 | 9.1165 | 0 | 84% | 60% | 687.6215 | 1054.92 | 84% | 60% | 247.1761 | 312.9596 | 0 | 0 | 0.00060865 | 0.00090215 | 3
14 | 2015-03-31 14:00 | 0 | 111.0168 | 83% | 69% | 688.4435 | 1102.1412 | 83% | 69% | 247.1761 | 312.9596 | 0 | 0 | 0.00090757 | 0.0015373 | 3
15 | 2015-03-31 15:00 | 46.2131 | 8.0701 | 83% | 64% | 642.2304 | 1117.1779 | 83% | 64% | 247.1761 | 312.9596 | 0 | 0 | 0.00065482 | 0.001335 | 3
16 | 2015-03-31 16:00 | 0 | 0 | 86% | 58% | 713.327 | 1019.756 | 86% | 58% | 247.1761 | 312.9596 | 0 | 0 | 0.0021167 | 0.0024262 | 3
17 | 2015-03-31 17:00 | 0 | 180.5395 | 83% | 62% | 688.4435 | 909.5445 | 83% | 62% | 247.1761 | 312.9596 | 0 | 0 | 0.00090757 | 0.0035696 | 3
18 | 2015-03-31 18:00 | 0 | 275.3042 | 87% | 52% | 721.6215 | 638.9598 | 87% | 52% | 247.1761 | 312.9596 | 0 | 0 | 0.0027109 | 0.013468 | 3
19 | 2015-03-31 19:00 | 19.5592 | 245.5597 | 88% | 45% | 710.3568 | 545.6303 | 88% | 45% | 247.1761 | 312.9596 | 0 | 0 | 0.0043653 | 0.01155 | 3
20 | 2015-03-31 20:00 | 5.7577 | 15.4165 | 87% | 37% | 715.8638 | 635.1175 | 87% | 37% | 247.1761 | 312.9596 | 0 | 0 | 0.0020362 | 0.00070119 | 3
21 | 2015-03-31 21:00 | 0 | 0 | 86% | 38% | 713.327 | 668.116 | 86% | 38% | 247.1761 | 312.9596 | 0 | 0 | 0.0021167 | 0.0012944 | 3
22 | 2015-03-31 22:00 | 16.9756 | 21.0472 | 87% | 42% | 704.6459 | 717.3968 | 87% | 42% | 247.1761 | 312.9596 | 0 | 0 | 0.00099858 | 0.00058173 | 3
23 | 2015-03-31 23:00 | 15.5225 | 67.4368 | 87% | 44% | 706.099 | 706.1712 | 87% | 44% | 247.1761 | 312.9596 | 0 | 0 | 0.0011124 | 1.4786e-06 | 3
0 | 2015-04-01 | 24.1307 | 0 | 83% | 42% | 664.3128 | 738.444 | 83% | 42% | 247.1761 | 312.9596 | 0 | 0 | 1.0682e-06 | 0.0013025 | 4
1 | 2015-04-01 01:00 | 12.3672 | 0 | 81% | 42% | 659.4873 | 738.444 | 81% | 42% | 247.1761 | 312.9596 | 0 | 0 | 0.0010645 | 0.0013025 | 4
2 | 2015-04-01 02:00 | 64.804 | 0 | 80% | 45% | 598.756 | 791.19 | 80% | 45% | 247.1761 | 312.9596 | 0 | 0 | 0.00067303 | 0.0010364 | 4
3 | 2015-04-01 03:00 | 38.7868 | 0 | 77% | 56% | 599.8897 | 984.592 | 77% | 56% | 247.1761 | 312.9596 | 0 | 0 | 0.00014397 | 0.001107 | 4
4 | 2015-04-01 04:00 | 0 | 73.7558 | 73% | 63% | 605.4985 | 1033.9102 | 73% | 63% | 247.1761 | 312.9596 | 0 | 0 | 0.0018299 | 4.4361e-05 | 4
5 | 2015-04-01 05:00 | 0 | 262.7692 | 74% | 64% | 613.793 | 862.4788 | 74% | 64% | 247.1761 | 312.9596 | 0 | 0 | 0.0041038 | 0.011734 | 4
6 | 2015-04-01 06:00 | 0 | 0 | 76% | 45% | 630.382 | 791.19 | 76% | 45% | 247.1761 | 312.9596 | 0 | 0 | 0.00052437 | 0.0010364 | 4
7 | 2015-04-01 07:00 | 10.7316 | 0 | 74% | 47% | 603.0614 | 826.354 | 74% | 47% | 247.1761 | 312.9596 | 0 | 0 | 0.0026135 | 0.0014461 | 4
8 | 2015-04-01 08:00 | 5.7796 | 0 | 69% | 45% | 566.5409 | 791.19 | 69% | 45% | 247.1761 | 312.9596 | 0 | 0 | 0.0028623 | 0.0010364 | 4
9 | 2015-04-01 09:00 | 0 | 33.2251 | 63% | 58% | 522.5535 | 986.5309 | 63% | 58% | 247.1761 | 312.9596 | 0 | 0 | 0.00061093 | 0.0009217 | 4
10 | 2015-04-01 10:00 | 0 | 76.1539 | 66% | 57% | 547.437 | 926.0201 | 66% | 57% | 247.1761 | 312.9596 | 0 | 0 | 0.0017394 | 0.00011244 | 4
11 | 2015-04-01 11:00 | 82.961 | 0 | 66% | 49% | 464.476 | 861.518 | 66% | 49% | 247.1761 | 312.9596 | 0 | 0 | 0.0034004 | 0.0016348 | 4
12 | 2015-04-01 12:00 | 94.8874 | 0 | 62% | 59% | 419.3716 | 1037.338 | 62% | 59% | 247.1761 | 312.9596 | 0 | 0 | 0.0050073 | 0.0012771 | 4
13 | 2015-04-01 13:00 | 54.3527 | 167.5442 | 58% | 65% | 426.7283 | 975.2858 | 58% | 65% | 247.1761 | 312.9596 | 0 | 0 | 0.00081757 | 0.0034149 | 4
14 | 2015-04-01 14:00 | 10.3769 | 135.6006 | 55% | 65% | 445.8206 | 1007.2294 | 55% | 65% | 247.1761 | 312.9596 | 0 | 0 | 0.0019496 | 0.0016216 | 4
15 | 2015-04-01 15:00 | 0 | 65.3296 | 51% | 52% | 423.0195 | 848.9344 | 51% | 52% | 247.1761 | 312.9596 | 0 | 0 | 0.0019704 | 1.1382e-05 | 4
16 | 2015-04-01 16:00 | 11.3064 | 167.7415 | 50% | 56% | 403.4186 | 816.8505 | 50% | 56% | 247.1761 | 312.9596 | 0 | 0 | 0.0014782 | 0.0038605 | 4
17 | 2015-04-01 17:00 | 0 | 48.9658 | 47% | 48% | 389.8415 | 794.9702 | 47% | 48% | 247.1761 | 312.9596 | 0 | 0 | 0.0028582 | 0.00016428 | 4
18 | 2015-04-01 18:00 | 0 | 0 | 47% | 47% | 389.8415 | 826.354 | 47% | 47% | 247.1761 | 312.9596 | 0 | 0 | 0.0028582 | 0.0014461 | 4
19 | 2015-04-01 19:00 | 0 | 0 | 49% | 41% | 406.4305 | 720.862 | 49% | 41% | 247.1761 | 312.9596 | 0 | 0 | 0.0019382 | 0.0014323 | 4
20 | 2015-04-01 20:00 | 0 | 0 | 50% | 46% | 414.725 | 808.772 | 50% | 46% | 247.1761 | 312.9596 | 0 | 0 | 0.0027122 | 0.0021141 | 4
21 | 2015-04-01 21:00 | 0 | 0 | 48% | 39% | 398.136 | 685.698 | 48% | 39% | 247.1761 | 312.9596 | 0 | 0 | 0.0016731 | 0.0014964 | 4
22 | 2015-04-01 22:00 | 0 | 83.8266 | 52% | 35% | 431.314 | 531.5434 | 52% | 35% | 247.1761 | 312.9596 | 0 | 0 | 0.002146 | 0.00025326 | 4
23 | 2015-04-01 23:00 | 0 | 240.4476 | 54% | 32% | 447.903 | 322.1764 | 54% | 32% | 247.1761 | 312.9596 | 0 | 0 | 0.0020799 | 0.010342 | 4
0 | 2015-04-02 | 0 | 137.1187 | 56% | 22% | 464.492 | 249.6853 | 56% | 22% | 247.1761 | 312.9596 | 0 | 0 | 0.0029131 | 0.0030433 | 4
1 | 2015-04-02 01:00 | 0 | 165.1547 | 55% | 19% | 456.1975 | 168.9033 | 55% | 19% | 247.1761 | 312.9596 | 0 | 0 | 0.0032109 | 0.0047528 | 4
2 | 2015-04-02 02:00 | 0 | 89.5139 | 56% | 11% | 464.492 | 103.8881 | 56% | 11% | 247.1761 | 193.402 | 0 | 0 | 0.0029131 | 0.0011245 | 4
3 | 2015-04-02 03:00 | 0 | 97.3646 | 51% | 9% | 423.0195 | 60.8734 | 51% | 9% | 247.1761 | 158.238 | 0 | 0 | 0.0019704 | 0.001653 | 4
4 | 2015-04-02 04:00 | 0 | 69.7532 | 47% | 6% | 389.8415 | 35.7388 | 47% | 6% | 247.1761 | 105.492 | 0 | 0 | 0.0028582 | 0.00080333 | 4
5 | 2015-04-02 05:00 | 0 | 50.2856 | 42% | 5% | 348.369 | 37.6244 | 42% | 5% | 247.1761 | 87.91 | 0 | 0 | 0.0019602 | 0.0002874 | 4
6 | 2015-04-02 06:00 | 0 | 6.0764 | 41% | 3% | 340.0745 | 46.6696 | 41% | 3% | 247.1761 | 52.746 | 0 | 0 | 0.0021365 | 1.4986e-05 | 4
7 | 2015-04-02 07:00 | 0 | 0 | 43% | 4% | 356.6635 | 70.328 | 43% | 4% | 247.1761 | 70.328 | 0 | 0 | 0.0028785 | 9.0538e-05 | 4
8 | 2015-04-02 08:00 | 0 | 0 | 41% | 10% | 340.0745 | 175.82 | 41% | 10% | 247.1761 | 175.82 | 0 | 0 | 0.0021365 | 0.00045381 | 4
9 | 2015-04-02 09:00 | 0 | 24.642 | 41% | 14% | 340.0745 | 221.506 | 41% | 14% | 247.1761 | 246.148 | 0 | 0 | 0.0021365 | 3.5327e-05 | 4
10 | 2015-04-02 10:00 | 73.0266 | 0 | 40% | 12% | 258.7534 | 210.984 | 40% | 12% | 247.1761 | 210.984 | 0 | 0 | 0.0022947 | 0.00036614 | 4
11 | 2015-04-02 11:00 | 93.5518 | 38.2422 | 36% | 14% | 205.0502 | 207.9058 | 36% | 14% | 247.1761 | 246.148 | 0 | 0 | 0.0050173 | 3.21e-06 | 4
12 | 2015-04-02 12:00 | 66.9596 | 30.9461 | 29% | 14% | 173.5809 | 215.2019 | 29% | 14% | 244.1405 | 246.148 | 0 | 0 | 0.00093624 | 5.5608e-06 | 4
13 | 2015-04-02 13:00 | 63.3232 | 0 | 26% | 13% | 152.3338 | 228.566 | 26% | 13% | 219.257 | 228.566 | 0 | 0 | 0.00071038 | 0.00033473 | 4
14 | 2015-04-02 14:00 | 74.9448 | 0 | 24% | 16% | 124.1232 | 281.312 | 24% | 16% | 202.668 | 281.312 | 0 | 0 | 0.0017454 | 0.00047347 | 4
15 | 2015-04-02 15:00 | 52.3796 | 0 | 19% | 18% | 105.2159 | 316.476 | 19% | 18% | 161.1955 | 312.9596 | 0 | 0 | 0.00078756 | 0.00062476 | 4
16 | 2015-04-02 16:00 | 32.8937 | 0 | 12% | 20% | 66.6403 | 351.64 | 12% | 20% | 103.134 | 312.9596 | 0 | 0 | 4.9078e-05 | 0.00057635 | 4
17 | 2015-04-02 17:00 | 25.16 | 55.597 | 9% | 26% | 49.4905 | 401.535 | 9% | 26% | 78.2505 | 312.9596 | 0 | 0 | 1.4525e-05 | 1.1826e-05 | 4
18 | 2015-04-02 18:00 | 8.3886 | 322.3546 | 8% | 30% | 57.9674 | 205.1054 | 8% | 30% | 69.956 | 312.9596 | 0 | 0.002 | 0.00011626 | 0.023646 | 4
19 | 2015-04-02 19:00 | 18.5009 | 189.9275 | 8% | 18% | 47.8551 | 126.5485 | 8% | 18% | 69.956 | 312.9596 | 0 | 0 | 1.9861e-06 | 0.0068937 | 4
20 | 2015-04-02 20:00 | 70.4668 | 0 | 14% | 12% | 45.6562 | 210.984 | 14% | 12% | 119.723 | 210.984 | 0 | 0 | 0.0029638 | 0.00036614 | 4
21 | 2015-04-02 21:00 | 54.3392 | 13.2598 | 13% | 11% | 53.4893 | 180.1422 | 13% | 11% | 111.4285 | 193.402 | 0 | 0 | 0.0014957 | 9.6762e-05 | 4
22 | 2015-04-02 22:00 | 36.0052 | 103.8366 | 13% | 13% | 71.8233 | 124.7294 | 13% | 13% | 111.4285 | 228.566 | 0 | 0 | 0.00027457 | 0.0016616 | 4
23 | 2015-04-02 23:00 | 0 | 127.5716 | 14% | 10% | 116.123 | 48.2484 | 14% | 10% | 119.723 | 175.82 | 0 | 0 | 0.00093117 | 0.0026271 | 4
0 | 2015-04-03 | 0 | 79.8122 | 11% | 6% | 91.2395 | 25.6798 | 11% | 6% | 94.8395 | 105.492 | 0 | 0 | 0.00082546 | 0.0011604 | 4
1 | 2015-04-03 01:00 | 0 | 54.5105 | 14% | 4% | 116.123 | 15.8175 | 14% | 4% | 119.723 | 70.328 | 0 | 0 | 0.00093117 | 0.00046175 | 4
2 | 2015-04-03 02:00 | 0 | 15.0829 | 13% | 3% | 107.8285 | 37.6631 | 13% | 3% | 111.4285 | 52.746 | 0 | 0 | 0.0007203 | 1.566e-06 | 4
3 | 2015-04-03 03:00 | 0 | 13.8349 | 13% | 3% | 107.8285 | 38.9111 | 13% | 3% | 111.4285 | 52.746 | 0 | 0 | 0.0007203 | 2.933e-07 | 4
4 | 2015-04-03 04:00 | 6.0035 | 0 | 12% | 4% | 93.5305 | 70.328 | 12% | 4% | 103.134 | 70.328 | 0 | 0 | 0.00064586 | 9.0538e-05 | 4
5 | 2015-04-03 05:00 | 0 | 0 | 9% | 7% | 74.6505 | 123.074 | 9% | 7% | 78.2505 | 123.074 | 0 | 0 | 0.00070343 | 0.00012763 | 4
6 | 2015-04-03 06:00 | 0 | 0 | 11% | 13% | 91.2395 | 228.566 | 11% | 13% | 94.8395 | 228.566 | 0 | 0 | 0.00082546 | 0.00033473 | 4
7 | 2015-04-03 07:00 | 0 | 0 | 13% | 15% | 107.8285 | 263.73 | 13% | 15% | 111.4285 | 263.73 | 0 | 0 | 0.0007203 | 0.00056942 | 4
8 | 2015-04-03 08:00 | 0.3828 | 0 | 10% | 16% | 82.5622 | 281.312 | 10% | 16% | 86.545 | 281.312 | 0 | 0 | 0.00054852 | 0.00047347 | 4
9 | 2015-04-03 09:00 | 26.9576 | 0 | 9% | 28% | 47.6929 | 492.296 | 9% | 28% | 78.2505 | 312.9596 | 0 | 0 | 3.5742e-05 | 0.00060754 | 4
10 | 2015-04-03 10:00 | 34.8836 | 0 | 6% | 33% | 14.8834 | 580.206 | 6% | 33% | 53.367 | 312.9596 | 0 | 0 | 0.00044185 | 0.00091083 | 4
11 | 2015-04-03 11:00 | 10.0708 | 0 | 4% | 37% | 23.1072 | 650.534 | 4% | 37% | 36.778 | 312.9596 | 0 | 0 | 3.5518e-06 | 0.0012424 | 4
12 | 2015-04-03 12:00 | 0.76812 | 0 | 5% | 37% | 40.7044 | 650.534 | 5% | 37% | 45.0725 | 312.9596 | 0 | 0 | 0.00017451 | 0.0012424 | 4
13 | 2015-04-03 13:00 | 0 | 0 | 5% | 45% | 41.4725 | 791.19 | 5% | 45% | 45.0725 | 312.9596 | 0 | 0 | 0.00019983 | 0.0010364 | 4
14 | 2015-04-03 14:00 | 0 | 55.1059 | 9% | 54% | 74.6505 | 894.3221 | 9% | 54% | 78.2505 | 312.9596 | 0 | 0 | 0.00070343 | 0.00028478 | 4
15 | 2015-04-03 15:00 | 0 | 129.7483 | 10% | 55% | 82.945 | 837.2617 | 10% | 55% | 86.545 | 312.9596 | 0 | 0 | 0.00057035 | 0.0011705 | 4
16 | 2015-04-03 16:00 | 0 | 124.9102 | 13% | 49% | 107.8285 | 736.6078 | 13% | 49% | 111.4285 | 312.9596 | 0 | 0 | 0.0007203 | 0.00093706 | 4
17 | 2015-04-03 17:00 | 0 | 124.9102 | 17% | 46% | 141.0065 | 683.8618 | 17% | 46% | 144.6065 | 312.9596 | 0 | 0 | 0.0012803 | 0.00062828 | 4
18 | 2015-04-03 18:00 | 38.2901 | 274.2263 | 33% | 38% | 235.4284 | 393.8897 | 33% | 38% | 247.1761 | 312.9596 | 0 | 0 | 1.2827e-05 | 0.014398 | 4
19 | 2015-04-03 19:00 | 94.6946 | 352.3553 | 38% | 33% | 220.4964 | 227.8507 | 38% | 33% | 247.1761 | 312.9596 | 0 | 0.008 | 0.0049262 | 0.028977 | 4
20 | 2015-04-03 20:00 | 171.281 | 139.801 | 46% | 19% | 210.266 | 194.257 | 46% | 19% | 247.1761 | 312.9596 | 0 | 0 | 0.025343 | 0.0029724 | 4
21 | 2015-04-03 21:00 | 3.4769 | 0 | 40% | 13% | 328.3031 | 228.566 | 40% | 13% | 247.1761 | 228.566 | 0 | 0 | 0.0012923 | 0.00033473 | 4
22 | 2015-04-03 22:00 | 0 | 0 | 37% | 22% | 306.8965 | 386.804 | 37% | 22% | 247.1761 | 312.9596 | 0 | 0 | 0.002807 | 0.00052086 | 4
23 | 2015-04-03 23:00 | 0 | 0 | 40% | 24% | 331.78 | 421.968 | 40% | 24% | 247.1761 | 312.9596 | 0 | 0 | 0.0016112 | 0.00062366 | 4
0 | 2015-04-04 | 0 | 0 | 38% | 28% | 315.191 | 492.296 | 38% | 28% | 247.1761 | 312.9596 | 0 | 0 | 0.0019341 | 0.00060754 | 4
1 | 2015-04-04 01:00 | 0 | 20.891 | 39% | 33% | 323.4855 | 559.315 | 39% | 33% | 247.1761 | 312.9596 | 0 | 0 | 0.0012092 | 0.00033481 | 4
2 | 2015-04-04 02:00 | 23.9108 | 0 | 43% | 33% | 332.7527 | 580.206 | 43% | 33% | 247.1761 | 312.9596 | 0 | 0 | 0.00061626 | 0.00091083 | 4
3 | 2015-04-04 03:00 | 0 | 0 | 39% | 37% | 323.4855 | 650.534 | 39% | 37% | 247.1761 | 312.9596 | 0 | 0 | 0.0012092 | 0.0012424 | 4
4 | 2015-04-04 04:00 | 0 | 53.7664 | 39% | 46% | 323.4855 | 755.0056 | 39% | 46% | 247.1761 | 312.9596 | 0 | 0 | 0.0012092 | 0.00023711 | 4
5 | 2015-04-04 05:00 | 0 | 51.968 | 37% | 48% | 306.8965 | 791.968 | 37% | 48% | 247.1761 | 312.9596 | 0 | 0 | 0.002807 | 0.00012342 | 4
6 | 2015-04-04 06:00 | 0 | 0 | 34% | 47% | 282.013 | 826.354 | 34% | 47% | 247.1761 | 312.9596 | 0 | 0 | 0.0017608 | 0.0014461 | 4
7 | 2015-04-04 07:00 | 0 | 90.3484 | 38% | 48% | 315.191 | 753.5876 | 38% | 48% | 247.1761 | 312.9596 | 0 | 0 | 0.0019341 | 0.00011491 | 4
8 | 2015-04-04 08:00 | 0 | 85.0163 | 34% | 50% | 282.013 | 794.0837 | 34% | 50% | 247.1761 | 312.9596 | 0 | 0 | 0.0017608 | 7.1401e-05 | 4
9 | 2015-04-04 09:00 | 0 | 0 | 32% | 48% | 265.424 | 843.936 | 32% | 48% | 247.1761 | 312.9596 | 0 | 0 | 0.0023953 | 0.0016538 | 4
10 | 2015-04-04 10:00 | 0 | 210.2426 | 26% | 60% | 215.657 | 844.6774 | 26% | 60% | 219.257 | 312.9596 | 0 | 0 | 0.0024692 | 0.0080179 | 4
11 | 2015-04-04 11:00 | 59.5362 | 277.9369 | 34% | 59% | 222.4768 | 759.4011 | 34% | 59% | 247.1761 | 312.9596 | 0 | 0 | 0.00088899 | 0.014968 | 4
12 | 2015-04-04 12:00 | 77.3291 | 0 | 32% | 49% | 188.0949 | 861.518 | 32% | 49% | 247.1761 | 312.9596 | 0 | 0 | 0.0019614 | 0.0016348 | 4
13 | 2015-04-04 13:00 | 103.0777 | 0 | 26% | 52% | 112.5793 | 914.264 | 26% | 52% | 219.257 | 312.9596 | 0 | 0 | 0.0055624 | 0.0016427 | 4
14 | 2015-04-04 14:00 | 72.0151 | 0 | 18% | 66% | 77.2859 | 1160.412 | 18% | 66% | 152.901 | 312.9596 | 0 | 0 | 0.0030689 | 0.0013082 | 4
15 | 2015-04-04 15:00 | 57.3442 | 0 | 13% | 65% | 50.4843 | 1142.83 | 13% | 65% | 111.4285 | 312.9596 | 0 | 0 | 0.001789 | 0.0013583 | 4
16 | 2015-04-04 16:00 | 48.3833 | 157.4981 | 8% | 64% | 17.9727 | 967.7499 | 8% | 64% | 69.956 | 312.9596 | 0 | 0 | 0.0014015 | 0.0023476 | 4
17 | 2015-04-04 17:00 | 24.4115 | 254.8909 | 3% | 57% | 0.47202 | 747.2831 | 3% | 57% | 28.4835 | 312.9596 | 0 | 0 | 0.00030907 | 0.012603 | 4
18 | 2015-04-04 18:00 | 6.4012 | 271.461 | 1% | 46% | 1.8933 | 537.311 | 1% | 46% | 11.8945 | 312.9596 | 0 | 0 | 1.0684e-05 | 0.011755 | 4
19 | 2015-04-04 19:00 | 4.4129 | 272.1732 | 1% | 33% | 3.8816 | 308.0328 | 1% | 33% | 11.8945 | 312.9596 | 0 | 0 | 7.597e-07 | 0.015531 | 4
20 | 2015-04-04 20:00 | 2.5543 | 233.1238 | 1% | 25% | 5.7402 | 206.4262 | 1% | 25% | 11.8945 | 312.9596 | 0 | 0 | 1.8745e-06 | 0.012156 | 4
21 | 2015-04-04 21:00 | 0 | 0 | 1% | 18% | 8.2945 | 316.476 | 1% | 18% | 11.8945 | 312.9596 | 0 | 0 | 1.979e-05 | 0.00062476 | 4
22 | 2015-04-04 22:00 | 0 | 8.0532 | 2% | 19% | 16.589 | 326.0048 | 2% | 19% | 20.189 | 312.9596 | 0 | 0 | 5.0648e-05 | 0.0004167 | 4
23 | 2015-04-04 23:00 | 0 | 26.5352 | 2% | 19% | 16.589 | 307.5228 | 2% | 19% | 20.189 | 312.9596 | 0 | 0 | 5.0648e-05 | 9.8036e-05 | 4
0 | 2015-04-05 | 0 | 145.8283 | 2% | 23% | 16.589 | 258.5577 | 2% | 23% | 20.189 | 312.9596 | 0 | 0 | 5.0648e-05 | 0.0032772 | 4
1 | 2015-04-05 01:00 | 34.0766 | 186.029 | 5% | 21% | 7.3959 | 183.193 | 5% | 21% | 45.0725 | 312.9596 | 0 | 0 | 0.00072615 | 0.0066712 | 4
2 | 2015-04-05 02:00 | 11.5157 | 180.921 | 2% | 18% | 5.0733 | 135.555 | 2% | 18% | 20.189 | 312.9596 | 0 | 0 | 4.5789e-05 | 0.0060693 | 4
3 | 2015-04-05 03:00 | 2.4794 | 95.8786 | 1% | 14% | 5.8151 | 150.2694 | 1% | 14% | 11.8945 | 246.148 | 0 | 0 | 2.1298e-06 | 0.0011953 | 4
4 | 2015-04-05 04:00 | 5.3268 | 66.0352 | 1% | 14% | 2.9677 | 180.1128 | 1% | 14% | 11.8945 | 246.148 | 0 | 0 | 3.8945e-06 | 0.00030973 | 4
5 | 2015-04-05 05:00 | 0 | 110.4149 | 1% | 17% | 8.2945 | 188.4791 | 1% | 17% | 11.8945 | 298.894 | 0 | 0 | 1.979e-05 | 0.001293 | 4
6 | 2015-04-05 06:00 | 0 | 41.9807 | 1% | 13% | 8.2945 | 186.5853 | 1% | 13% | 11.8945 | 228.566 | 0 | 0 | 1.979e-05 | 3.1152e-05 | 4
7 | 2015-04-05 07:00 | 0 | 33.1832 | 1% | 14% | 8.2945 | 212.9648 | 1% | 14% | 11.8945 | 246.148 | 0 | 0 | 1.979e-05 | 1.1788e-06 | 4
8 | 2015-04-05 08:00 | 0 | 0 | 3% | 14% | 24.8835 | 246.148 | 3% | 14% | 28.4835 | 246.148 | 0 | 0 | 0.00014044 | 0.00039837 | 4
9 | 2015-04-05 09:00 | 4.4354 | 0 | 4% | 21% | 28.7426 | 369.222 | 4% | 21% | 36.778 | 312.9596 | 0 | 0 | 7.5319e-05 | 0.00058222 | 4
10 | 2015-04-05 10:00 | 0 | 0 | 2% | 31% | 16.589 | 545.042 | 2% | 31% | 20.189 | 312.9596 | 0 | 0 | 5.0648e-05 | 0.00086046 | 4
11 | 2015-04-05 11:00 | 0 | 0 | 2% | 49% | 16.589 | 861.518 | 2% | 49% | 20.189 | 312.9596 | 0 | 0 | 5.0648e-05 | 0.0016348 | 4
12 | 2015-04-05 12:00 | 0 | 0 | 4% | 54% | 33.178 | 949.428 | 4% | 54% | 36.778 | 312.9596 | 0 | 0 | 0.00019673 | 0.0023249 | 4
13 | 2015-04-05 13:00 | 25.692 | 0 | 8% | 51% | 40.664 | 896.682 | 8% | 51% | 69.956 | 312.9596 | 0 | 0 | 0.00010159 | 0.0011758 | 4
14 | 2015-04-05 14:00 | 0 | 0 | 5% | 58% | 41.4725 | 1019.756 | 5% | 58% | 45.0725 | 312.9596 | 0 | 0 | 0.00019983 | 0.0024262 | 4
15 | 2015-04-05 15:00 | 0 | 44.0704 | 5% | 57% | 41.4725 | 958.1036 | 5% | 57% | 45.0725 | 312.9596 | 0 | 0 | 0.00019983 | 5.8434e-05 | 4
16 | 2015-04-05 16:00 | 0 | 64.1371 | 13% | 59% | 107.8285 | 973.2009 | 13% | 59% | 111.4285 | 312.9596 | 0 | 0 | 0.0007203 | 5.5016e-07 | 4
17 | 2015-04-05 17:00 | 49.268 | 91.0218 | 14% | 52% | 66.855 | 823.2422 | 14% | 52% | 119.723 | 312.9596 | 0 | 0 | 0.00083425 | 0.00012632 | 4
18 | 2015-04-05 18:00 | 36.477 | 105.9125 | 11% | 48% | 54.7625 | 738.0235 | 11% | 48% | 94.8395 | 312.9596 | 0 | 0 | 0.00023245 | 0.00038306 | 4
19 | 2015-04-05 19:00 | 11.4193 | 69.363 | 7% | 35% | 46.6422 | 546.007 | 7% | 35% | 61.6615 | 312.9596 | 0 | 0 | 5.0462e-05 | 5.9104e-05 | 4
20 | 2015-04-05 20:00 | 2.5806 | 75.6841 | 5% | 34% | 38.8919 | 522.1039 | 5% | 34% | 45.0725 | 312.9596 | 0 | 0 | 0.00012155 | 3.4553e-05 | 4
21 | 2015-04-05 21:00 | 27.492 | 0 | 6% | 28% | 22.275 | 492.296 | 6% | 28% | 53.367 | 312.9596 | 0 | 0 | 0.00014662 | 0.00060754 | 4
22 | 2015-04-05 22:00 | 16.2589 | 0 | 3% | 39% | 8.6246 | 685.698 | 3% | 39% | 28.4835 | 312.9596 | 0 | 0 | 6.0085e-05 | 0.0014964 | 4
23 | 2015-04-05 23:00 | 0 | 91.5829 | 2% | 39% | 16.589 | 594.1151 | 2% | 39% | 20.189 | 312.9596 | 0 | 0 | 5.0648e-05 | 0.00017973 | 4
0 | 2015-04-06 | 0 | 53.9118 | 4% | 37% | 33.178 | 596.6222 | 4% | 37% | 36.778 | 312.9596 | 0 | 0 | 0.00019673 | 2.1024e-05 | 4
1 | 2015-04-06 01:00 | 0 | 0 | 13% | 32% | 107.8285 | 562.624 | 13% | 32% | 111.4285 | 312.9596 | 0 | 0 | 0.0007203 | 0.0012294 | 4
2 | 2015-04-06 02:00 | 0 | 8.1028 | 20% | 35% | 165.89 | 607.2672 | 20% | 35% | 169.49 | 312.9596 | 0 | 0 | 0.0021648 | 0.00073738 | 4
3 | 2015-04-06 03:00 | 0 | 0 | 20% | 32% | 165.89 | 562.624 | 20% | 32% | 169.49 | 312.9596 | 0 | 0 | 0.0021648 | 0.0012294 | 4
4 | 2015-04-06 04:00 | 0 | 0 | 20% | 31% | 165.89 | 545.042 | 20% | 31% | 169.49 | 312.9596 | 0 | 0 | 0.0021648 | 0.00086046 | 4
5 | 2015-04-06 05:00 | 0 | 0 | 34% | 30% | 282.013 | 527.46 | 34% | 30% | 247.1761 | 312.9596 | 0 | 0 | 0.0017608 | 0.00087453 | 4
6 | 2015-04-06 06:00 | 0 | 41.9881 | 49% | 37% | 406.4305 | 608.5459 | 49% | 37% | 247.1761 | 312.9596 | 0 | 0 | 0.0019382 | 0.00012921 | 4
7 | 2015-04-06 07:00 | 0 | 65.1702 | 60% | 35% | 497.67 | 550.1998 | 60% | 35% | 247.1761 | 312.9596 | 0 | 0 | 0.0017678 | 2.8124e-05 | 4
8 | 2015-04-06 08:00 | 0 | 54.5154 | 64% | 35% | 530.848 | 560.8546 | 64% | 35% | 247.1761 | 312.9596 | 0 | 0 | 0.0014193 | 5.7287e-07 | 4
9 | 2015-04-06 09:00 | 0 | 0 | 60% | 33% | 497.67 | 580.206 | 60% | 33% | 247.1761 | 312.9596 | 0 | 0 | 0.0017678 | 0.00091083 | 4
10 | 2015-04-06 10:00 | 0 | 51.2992 | 57% | 49% | 472.7865 | 810.2188 | 57% | 49% | 247.1761 | 312.9596 | 0 | 0 | 0.0016916 | 0.00012669 | 4
11 | 2015-04-06 11:00 | 0 | 188.6584 | 54% | 54% | 447.903 | 760.7696 | 54% | 54% | 247.1761 | 312.9596 | 0 | 0 | 0.0020799 | 0.003491 | 4
12 | 2015-04-06 12:00 | 0 | 34.377 | 48% | 45% | 398.136 | 756.813 | 48% | 45% | 247.1761 | 312.9596 | 0 | 0 | 0.0016731 | 0.0001598 | 4
13 | 2015-04-06 13:00 | 10.3937 | 0 | 43% | 44% | 346.2698 | 773.608 | 43% | 44% | 247.1761 | 312.9596 | 0 | 0 | 0.001691 | 0.0013793 | 4
14 | 2015-04-06 14:00 | 81.4303 | 44.9056 | 41% | 47% | 258.6442 | 781.4484 | 41% | 47% | 247.1761 | 312.9596 | 0 | 0 | 0.0026989 | 0.00015594 | 4
15 | 2015-04-06 15:00 | 55.7618 | 0 | 28% | 42% | 176.4842 | 738.444 | 28% | 42% | 235.846 | 312.9596 | 0 | 0 | 0.001208 | 0.0013025 | 4
16 | 2015-04-06 16:00 | 113.9188 | 0 | 23% | 41% | 76.8547 | 720.862 | 23% | 41% | 194.3735 | 312.9596 | 0 | 0 | 0.0090366 | 0.0014323 | 4
17 | 2015-04-06 17:00 | 129.4098 | 0 | 19% | 48% | 28.1857 | 843.936 | 19% | 48% | 161.1955 | 312.9596 | 0 | 0 | 0.014625 | 0.0016538 | 4
18 | 2015-04-06 18:00 | 95.6693 | 0 | 12% | 55% | 3.8647 | 967.01 | 12% | 55% | 103.134 | 312.9596 | 0 | 0 | 0.0068375 | 0.0015668 | 4
19 | 2015-04-06 19:00 | 34.4305 | 216.7862 | 5% | 54% | 7.042 | 732.6418 | 5% | 54% | 45.0725 | 312.9596 | 0 | 0 | 0.00074933 | 0.0056374 | 4
20 | 2015-04-06 20:00 | 26.4136 | 175.8482 | 4% | 45% | 6.7644 | 615.3418 | 4% | 45% | 36.778 | 312.9596 | 0 | 0 | 0.0003175 | 0.0045999 | 4
21 | 2015-04-06 21:00 | 46.9438 | 137.8217 | 7% | 30% | 11.1177 | 389.6383 | 7% | 30% | 61.6615 | 312.9596 | 0 | 0 | 0.0012763 | 0.002383 | 4
22 | 2015-04-06 22:00 | 60.514 | 343.003 | 8% | 29% | 5.842 | 166.875 | 8% | 29% | 69.956 | 312.9596 | 0 | 0.006 | 0.0027104 | 0.02592 | 4
23 | 2015-04-06 23:00 | 47.2789 | 214.1754 | 8% | 17% | 19.0771 | 84.7186 | 8% | 17% | 69.956 | 298.894 | 0 | 0 | 0.0013035 | 0.0090201 | 4
0 | 2015-04-07 | 0 | 0 | 3% | 6% | 24.8835 | 105.492 | 3% | 6% | 28.4835 | 105.492 | 0 | 0 | 0.00014044 | 0.00012837 | 4
1 | 2015-04-07 01:00 | 33.9908 | 0 | 5% | 11% | 7.4817 | 193.402 | 5% | 11% | 45.0725 | 193.402 | 0 | 0 | 0.00072059 | 0.00030201 | 4
2 | 2015-04-07 02:00 | 33.7694 | 0 | 5% | 10% | 7.7031 | 175.82 | 5% | 10% | 45.0725 | 175.82 | 0 | 0 | 0.00070633 | 0.00045381 | 4
3 | 2015-04-07 03:00 | 12.6649 | 0 | 2% | 11% | 3.9241 | 193.402 | 2% | 11% | 20.189 | 193.402 | 0 | 0 | 6.646e-05 | 0.00030201 | 4
4 | 2015-04-07 04:00 | 0 | 0 | 2% | 11% | 16.589 | 193.402 | 2% | 11% | 20.189 | 193.402 | 0 | 0 | 5.0648e-05 | 0.00030201 | 4
5 | 2015-04-07 05:00 | 1.1102 | 0 | 3% | 11% | 23.7733 | 193.402 | 3% | 11% | 28.4835 | 193.402 | 0 | 0 | 0.0001105 | 0.00030201 | 4
6 | 2015-04-07 06:00 | 0 | 0 | 3% | 12% | 24.8835 | 210.984 | 3% | 12% | 28.4835 | 210.984 | 0 | 0 | 0.00014044 | 0.00036614 | 4
7 | 2015-04-07 07:00 | 0 | 83.4767 | 3% | 15% | 24.8835 | 180.2533 | 3% | 15% | 28.4835 | 263.73 | 0 | 0 | 0.00014044 | 0.00055772 | 4
8 | 2015-04-07 08:00 | 9.3004 | 122.6632 | 7% | 14% | 48.7611 | 123.4848 | 7% | 14% | 61.6615 | 246.148 | 0 | 0 | 9.3284e-05 | 0.0024808 | 4
9 | 2015-04-07 09:00 | 34.3752 | 113.7278 | 9% | 10% | 40.2753 | 62.0922 | 9% | 10% | 78.2505 | 175.82 | 0 | 0 | 0.00022264 | 0.001882 | 4
10 | 2015-04-07 10:00 | 20.6099 | 59.9144 | 6% | 8% | 29.1571 | 80.7416 | 6% | 8% | 53.367 | 140.656 | 0 | 0 | 1.4527e-05 | 0.0003858 | 4
11 | 2015-04-07 11:00 | 0 | 0 | 4% | 6% | 33.178 | 105.492 | 4% | 6% | 36.778 | 105.492 | 0 | 0 | 0.00019673 | 0.00012837 | 4
12 | 2015-04-07 12:00 | 0 | 0 | 6% | 9% | 49.767 | 158.238 | 6% | 9% | 53.367 | 158.238 | 0 | 0 | 0.00044252 | 0.00021667 | 4
13 | 2015-04-07 13:00 | 0 | 0 | 6% | 14% | 49.767 | 246.148 | 6% | 14% | 53.367 | 246.148 | 0 | 0 | 0.00044252 | 0.00039837 | 4
14 | 2015-04-07 14:00 | 29.3678 | 0 | 8% | 21% | 36.9882 | 369.222 | 8% | 21% | 69.956 | 312.9596 | 0 | 0 | 0.00021056 | 0.00058222 | 4
15 | 2015-04-07 15:00 | 16.9657 | 0 | 6% | 26% | 32.8013 | 457.132 | 6% | 26% | 53.367 | 312.9596 | 0 | 0 | 3.3873e-07 | 0.0012292 | 4
16 | 2015-04-07 16:00 | 30.534 | 0 | 5% | 26% | 10.9385 | 457.132 | 5% | 26% | 45.0725 | 312.9596 | 0 | 0 | 0.00051421 | 0.0012292 | 4
17 | 2015-04-07 17:00 | 28.7594 | 38.9717 | 4% | 29% | 4.4186 | 470.9063 | 4% | 29% | 36.778 | 312.9596 | 0 | 0 | 0.00042629 | 0.0001422 | 4
18 | 2015-04-07 18:00 | 16.5367 | 130.6073 | 3% | 30% | 8.3468 | 396.8527 | 3% | 30% | 28.4835 | 312.9596 | 0 | 0 | 6.5389e-05 | 0.0019992 | 4
19 | 2015-04-07 19:00 | 0 | 87.8494 | 2% | 26% | 16.589 | 369.2826 | 2% | 26% | 20.189 | 312.9596 | 0 | 0 | 5.0648e-05 | 0.00022216 | 4
20 | 2015-04-07 20:00 | 0 | 0 | 2% | 24% | 16.589 | 421.968 | 2% | 24% | 20.189 | 312.9596 | 0 | 0 | 5.0648e-05 | 0.00062366 | 4
21 | 2015-04-07 21:00 | 0 | 0 | 3% | 33% | 24.8835 | 580.206 | 3% | 33% | 28.4835 | 312.9596 | 0 | 0 | 0.00014044 | 0.00091083 | 4
22 | 2015-04-07 22:00 | 0 | 79.6637 | 4% | 42% | 33.178 | 658.7803 | 4% | 42% | 36.778 | 312.9596 | 0 | 0 | 0.00019673 | 8.5005e-05 | 4
23 | 2015-04-07 23:00 | 0 | 30.4078 | 4% | 43% | 33.178 | 725.6182 | 4% | 43% | 36.778 | 312.9596 | 0 | 0 | 0.00019673 | 0.0012518 | 4
0 | 2015-04-08 | 0 | 0 | 5% | 40% | 41.4725 | 703.28 | 5% | 40% | 45.0725 | 312.9596 | 0 | 0 | 0.00019983 | 0.0011315 | 4
1 | 2015-04-08 01:00 | 0 | 0 | 7% | 45% | 58.0615 | 791.19 | 7% | 45% | 61.6615 | 312.9596 | 0 | 0 | 0.0004356 | 0.0010364 | 4
2 | 2015-04-08 02:00 | 0 | 0 | 11% | 45% | 91.2395 | 791.19 | 11% | 45% | 94.8395 | 312.9596 | 0 | 0 | 0.00082546 | 0.0010364 | 4
3 | 2015-04-08 03:00 | 8.8144 | 0 | 11% | 43% | 82.4251 | 756.026 | 11% | 43% | 94.8395 | 312.9596 | 0 | 0 | 0.00032776 | 0.0027747 | 4
4 | 2015-04-08 04:00 | 16.9292 | 0 | 12% | 41% | 82.6048 | 720.862 | 12% | 41% | 103.134 | 312.9596 | 0 | 0 | 0.00014985 | 0.0014323 | 4
5 | 2015-04-08 05:00 | 0 | 76.2509 | 12% | 42% | 99.534 | 662.1931 | 12% | 42% | 103.134 | 312.9596 | 0 | 0 | 0.0010661 | 5.298e-05 | 4
6 | 2015-04-08 06:00 | 0 | 221.3779 | 15% | 37% | 124.4175 | 429.1561 | 15% | 37% | 128.0175 | 312.9596 | 0 | 0 | 0.00077608 | 0.0082199 | 4
7 | 2015-04-08 07:00 | 0 | 272.1002 | 18% | 29% | 149.301 | 237.7778 | 18% | 29% | 152.901 | 312.9596 | 0 | 0 | 0.00098752 | 0.014561 | 4
8 | 2015-04-08 08:00 | 0 | 173.0059 | 16% | 20% | 132.712 | 178.6341 | 16% | 20% | 136.312 | 312.9596 | 0 | 0 | 0.0015393 | 0.0055342 | 4
9 | 2015-04-08 09:00 | 0 | 117.3902 | 18% | 17% | 149.301 | 181.5038 | 18% | 17% | 152.901 | 298.894 | 0 | 0 | 0.00098752 | 0.0015941 | 4
10 | 2015-04-08 10:00 | 7.4231 | 129.7136 | 18% | 19% | 141.8779 | 204.3444 | 18% | 19% | 152.901 | 312.9596 | 0 | 0 | 0.00050515 | 0.0023798 | 4
11 | 2015-04-08 11:00 | 10.6439 | 85.2108 | 18% | 19% | 138.6571 | 248.8472 | 18% | 19% | 152.901 | 312.9596 | 0 | 0 | 0.00034568 | 0.0005509 | 4
12 | 2015-04-08 12:00 | 0 | 110.2712 | 15% | 21% | 124.4175 | 258.9508 | 15% | 21% | 128.0175 | 312.9596 | 0 | 0 | 0.00077608 | 0.0014891 | 4
13 | 2015-04-08 13:00 | 40.7314 | 98.3303 | 17% | 23% | 100.2751 | 306.0557 | 17% | 23% | 144.6065 | 312.9596 | 0 | 0 | 0.00017757 | 0.00091393 | 4
14 | 2015-04-08 14:00 | 67.6157 | 14.4227 | 14% | 25% | 48.5073 | 425.1273 | 14% | 25% | 119.723 | 312.9596 | 0 | 0 | 0.0026014 | 0.00019982 | 4
15 | 2015-04-08 15:00 | 35.3329 | 0 | 12% | 31% | 64.2011 | 545.042 | 12% | 31% | 103.134 | 312.9596 | 0 | 0 | 9.893e-05 | 0.00086046 | 4
16 | 2015-04-08 16:00 | 4.9313 | 0 | 8% | 48% | 61.4247 | 843.936 | 8% | 48% | 69.956 | 312.9596 | 0 | 0 | 0.00022352 | 0.0016538 | 4
17 | 2015-04-08 17:00 | 0 | 76.1891 | 9% | 59% | 74.6505 | 961.1489 | 9% | 59% | 78.2505 | 312.9596 | 0 | 0 | 0.00070343 | 5.7706e-05 | 4
18 | 2015-04-08 18:00 | 0 | 0 | 10% | 48% | 82.945 | 843.936 | 10% | 48% | 86.545 | 312.9596 | 0 | 0 | 0.00057035 | 0.0016538 | 4
19 | 2015-04-08 19:00 | 0 | 77.1955 | 13% | 54% | 107.8285 | 872.2325 | 13% | 54% | 111.4285 | 312.9596 | 0 | 0 | 0.0007203 | 1.8591e-05 | 4
20 | 2015-04-08 20:00 | 0 | 170.8079 | 18% | 51% | 149.301 | 725.8741 | 18% | 51% | 152.901 | 312.9596 | 0 | 0 | 0.00098752 | 0.0039513 | 4
21 | 2015-04-08 21:00 | 0 | 258.0182 | 36% | 47% | 298.602 | 568.3358 | 36% | 47% | 247.1761 | 312.9596 | 0 | 0 | 0.0017602 | 0.011821 | 4
22 | 2015-04-08 22:00 | 0 | 136.9214 | 31% | 41% | 257.1295 | 583.9406 | 31% | 41% | 247.1761 | 312.9596 | 0 | 0 | 0.0011007 | 0.0016024 | 4
23 | 2015-04-08 23:00 | 0 | 120.0767 | 36% | 35% | 298.602 | 495.2933 | 36% | 35% | 247.1761 | 312.9596 | 0 | 0 | 0.0017602 | 0.0013346 | 4
0 | 2015-04-09 | 0 | 162.808 | 37% | 32% | 306.8965 | 399.816 | 37% | 32% | 247.1761 | 312.9596 | 0 | 0 | 0.002807 | 0.0033105 | 4
1 | 2015-04-09 01:00 | 0 | 142.0588 | 36% | 29% | 298.602 | 367.8192 | 36% | 29% | 247.1761 | 312.9596 | 0 | 0 | 0.0017602 | 0.0021816 | 4
2 | 2015-04-09 02:00 | 0 | 77.8253 | 39% | 25% | 323.4855 | 361.7247 | 39% | 25% | 247.1761 | 312.9596 | 0 | 0 | 0.0012092 | 0.00048072 | 4
3 | 2015-04-09 03:00 | 0 | 77.8253 | 39% | 27% | 323.4855 | 396.8887 | 39% | 27% | 247.1761 | 312.9596 | 0 | 0 | 0.0012092 | 0.00015484 | 4
4 | 2015-04-09 04:00 | 5.4974 | 0 | 39% | 21% | 317.9881 | 369.222 | 39% | 21% | 247.1761 | 312.9596 | 0 | 0 | 0.00079218 | 0.00058222 | 4
5 | 2015-04-09 05:00 | 26.0502 | 0 | 33% | 25% | 247.6683 | 439.55 | 33% | 25% | 247.1761 | 312.9596 | 0 | 0 | 0.00012488 | 0.00049903 | 4
6 | 2015-04-09 06:00 | 23.8504 | 0 | 26% | 24% | 191.8066 | 421.968 | 26% | 24% | 219.257 | 312.9596 | 0 | 0 | 0.00043832 | 0.00062366 | 4
7 | 2015-04-09 07:00 | 15.1256 | 71.4348 | 20% | 24% | 150.7644 | 350.5332 | 20% | 24% | 169.49 | 312.9596 | 0 | 0 | 0.00080042 | 0.00024512 | 4
8 | 2015-04-09 08:00 | 46.986 | 127.2727 | 14% | 20% | 69.137 | 224.3673 | 14% | 20% | 119.723 | 312.9596 | 0 | 0 | 0.00068289 | 0.0023407 | 4
9 | 2015-04-09 09:00 | 45.4159 | 136.6182 | 10% | 17% | 37.5291 | 162.2758 | 10% | 17% | 86.545 | 298.894 | 0 | 0 | 0.0009531 | 0.002587 | 4
10 | 2015-04-09 10:00 | 40.771 | 36.0937 | 6% | 11% | 8.996 | 157.3083 | 6% | 11% | 53.367 | 193.402 | 0 | 0 | 0.00079062 | 9.9247e-06 | 4
11 | 2015-04-09 11:00 | 25.2623 | 0 | 3% | 9% | -0.37878 | 158.238 | 3% | 9% | 28.4835 | 158.238 | 0 | 0 | 0.00034619 | 0.00021667 | 4
12 | 2015-04-09 12:00 | 16.9373 | 5.0377 | 2% | 12% | -0.34828 | 205.9463 | 2% | 12% | 20.189 | 210.984 | 0 | 0 | 0.00017697 | 0.0002647 | 4
13 | 2015-04-09 13:00 | 5.2668 | 40.0837 | 1% | 11% | 3.0277 | 153.3183 | 1% | 11% | 11.8945 | 193.402 | 0 | 0 | 3.6142e-06 | 2.9373e-05 | 4
14 | 2015-04-09 14:00 | 0 | 44.9918 | 0% | 11% | 0 | 148.4102 | 0% | 11% | 3.6 | 193.402 | 0 | 0 | 0.00068377 | 6.7425e-05 | 4
15 | 2015-04-09 15:00 | 4.0008 | 0 | 1% | 8% | 4.2937 | 140.656 | 1% | 8% | 11.8945 | 140.656 | 0 | 0 | 1.4047e-07 | 0.00020838 | 4
16 | 2015-04-09 16:00 | 0 | 0 | 0% | 9% | 0 | 158.238 | 0% | 9% | 3.6 | 158.238 | 0 | 0 | 0.00068377 | 0.00021667 | 4
17 | 2015-04-09 17:00 | 0 | 0 | 1% | 10% | 8.2945 | 175.82 | 1% | 10% | 11.8945 | 175.82 | 0 | 0 | 1.979e-05 | 0.00045381 | 4
18 | 2015-04-09 18:00 | 0 | 0 | 3% | 9% | 24.8835 | 158.238 | 3% | 9% | 28.4835 | 158.238 | 0 | 0 | 0.00014044 | 0.00021667 | 4
19 | 2015-04-09 19:00 | 32.7008 | 19.9427 | 4% | 13% | 0.47716 | 208.6233 | 4% | 13% | 36.778 | 228.566 | 0 | 0 | 0.00064509 | 4.8344e-05 | 4
20 | 2015-04-09 20:00 | 9.1205 | 0 | 1% | 11% | -0.82598 | 193.402 | 1% | 11% | 11.8945 | 193.402 | 0 | 0 | 4.2866e-05 | 0.00030201 | 4
21 | 2015-04-09 21:00 | 0.54036 | 0.10572 | 0% | 11% | -0.54036 | 193.2963 | 0% | 11% | 3.6 | 193.402 | 0 | 0 | 0.00065012 | 0.00029992 | 4
22 | 2015-04-09 22:00 | 0 | 3.3888 | 1% | 11% | 8.2945 | 190.0132 | 1% | 11% | 11.8945 | 193.402 | 0 | 0 | 1.979e-05 | 0.00023873 | 4
23 | 2015-04-09 23:00 | 7.8184 | 10.9338 | 2% | 11% | 8.7706 | 182.4682 | 2% | 11% | 20.189 | 193.402 | 0 | 0 | 5.3324e-06 | 0.00012454 | 4
0 | 2015-04-10 | 0 | 13.9112 | 1% | 10% | 8.2945 | 161.9088 | 1% | 10% | 11.8945 | 175.82 | 0 | 0 | 1.979e-05 | 0.00017931 | 4
1 | 2015-04-10 01:00 | 0 | 0 | 2% | 9% | 16.589 | 158.238 | 2% | 9% | 20.189 | 158.238 | 0 | 0 | 5.0648e-05 | 0.00021667 | 4
2 | 2015-04-10 02:00 | 0 | 0 | 3% | 9% | 24.8835 | 158.238 | 3% | 9% | 28.4835 | 158.238 | 0 | 0 | 0.00014044 | 0.00021667 | 4
3 | 2015-04-10 03:00 | 1.9199 | 0 | 3% | 9% | 22.9636 | 158.238 | 3% | 9% | 28.4835 | 158.238 | 0 | 0 | 9.0935e-05 | 0.00021667 | 4
4 | 2015-04-10 04:00 | 14.7624 | 0 | 3% | 9% | 10.1211 | 158.238 | 3% | 9% | 28.4835 | 158.238 | 0 | 0 | 3.5369e-05 | 0.00021667 | 4
5 | 2015-04-10 05:00 | 15.498 | 18.5207 | 3% | 10% | 9.3855 | 157.2993 | 3% | 10% | 28.4835 | 175.82 | 0 | 0 | 4.6704e-05 | 0.00011597 | 4
6 | 2015-04-10 06:00 | 0 | 10.3618 | 1% | 8% | 8.2945 | 130.2942 | 1% | 8% | 11.8945 | 140.656 | 0 | 0 | 1.979e-05 | 7.2963e-05 | 4
7 | 2015-04-10 07:00 | 0 | 16.6686 | 2% | 6% | 16.589 | 88.8234 | 2% | 6% | 20.189 | 105.492 | 0 | 0 | 5.0648e-05 | 3.4209e-06 | 4
8 | 2015-04-10 08:00 | 0 | 79.4416 | 2% | 7% | 16.589 | 43.6324 | 2% | 7% | 20.189 | 123.074 | 0 | 0 | 5.0648e-05 | 0.0011483 | 4
9 | 2015-04-10 09:00 | 0 | 2.7485 | 2% | 3% | 16.589 | 49.9975 | 2% | 3% | 20.189 | 52.746 | 0 | 0 | 5.0648e-05 | 3.3224e-05 | 4
10 | 2015-04-10 10:00 | 2.7323 | 0 | 2% | 4% | 13.8567 | 70.328 | 2% | 4% | 20.189 | 70.328 | 0 | 0 | 1.4613e-05 | 9.0538e-05 | 4
11 | 2015-04-10 11:00 | 0.6588 | 0 | 3% | 7% | 24.2247 | 123.074 | 3% | 7% | 28.4835 | 123.074 | 0 | 0 | 0.00012224 | 0.00012763 | 4
12 | 2015-04-10 12:00 | 0 | 0 | 3% | 8% | 24.8835 | 140.656 | 3% | 8% | 28.4835 | 140.656 | 0 | 0 | 0.00014044 | 0.00020838 | 4
13 | 2015-04-10 13:00 | 0 | 0 | 5% | 12% | 41.4725 | 210.984 | 5% | 12% | 45.0725 | 210.984 | 0 | 0 | 0.00019983 | 0.00036614 | 4
14 | 2015-04-10 14:00 | 0 | 0 | 9% | 17% | 74.6505 | 298.894 | 9% | 17% | 78.2505 | 298.894 | 0 | 0 | 0.00070343 | 0.00072044 | 4
15 | 2015-04-10 15:00 | 0 | 0 | 14% | 22% | 116.123 | 386.804 | 14% | 22% | 119.723 | 312.9596 | 0 | 0 | 0.00093117 | 0.00052086 | 4
16 | 2015-04-10 16:00 | 0 | 0 | 17% | 20% | 141.0065 | 351.64 | 17% | 20% | 144.6065 | 312.9596 | 0 | 0 | 0.0012803 | 0.00057635 | 4
17 | 2015-04-10 17:00 | 0 | 19.696 | 21% | 24% | 174.1845 | 402.272 | 21% | 24% | 177.7845 | 312.9596 | 0 | 0 | 0.002694 | 0.00018964 | 4
18 | 2015-04-10 18:00 | 5.566 | 229.1581 | 24% | 26% | 193.502 | 227.9739 | 24% | 26% | 202.668 | 312.9596 | 0 | 0 | 0.0017527 | 0.0090776 | 4
19 | 2015-04-10 19:00 | 0 | 163.5276 | 28% | 22% | 232.246 | 223.2764 | 28% | 22% | 235.846 | 312.9596 | 0 | 0 | 0.0010544 | 0.0049261 | 4
20 | 2015-04-10 20:00 | 0 | 77.4648 | 34% | 12% | 282.013 | 133.5192 | 34% | 12% | 247.1761 | 210.984 | 0 | 0 | 0.0017608 | 0.00062122 | 4
21 | 2015-04-10 21:00 | 0 | 38.575 | 38% | 11% | 315.191 | 154.827 | 38% | 11% | 247.1761 | 193.402 | 0 | 0 | 0.0019341 | 2.0808e-05 | 4
22 | 2015-04-10 22:00 | 13.8986 | 0 | 48% | 9% | 384.2374 | 158.238 | 48% | 9% | 247.1761 | 158.238 | 0 | 0 | 0.0005831 | 0.00021667 | 4
23 | 2015-04-10 23:00 | 107.9123 | 39.9284 | 54% | 13% | 339.9907 | 188.6376 | 54% | 13% | 247.1761 | 228.566 | 0 | 0 | 0.0071394 | 1.9485e-05 | 4
0 | 2015-04-11 | 76.1149 | 60.1991 | 56% | 15% | 388.3771 | 203.5309 | 56% | 15% | 247.1761 | 263.73 | 0 | 0 | 0.0014283 | 0.00010767 | 4
1 | 2015-04-11 01:00 | 167.4654 | 28.2101 | 54% | 14% | 280.4376 | 217.9379 | 54% | 14% | 247.1761 | 246.148 | 0 | 0 | 0.024428 | 1.5322e-05 | 4
2 | 2015-04-11 02:00 | 147.21 | 0 | 53% | 15% | 292.3985 | 263.73 | 53% | 15% | 247.1761 | 263.73 | 0 | 0 | 0.017076 | 0.00056942 | 4
3 | 2015-04-11 03:00 | 0 | 0 | 42% | 18% | 348.369 | 316.476 | 42% | 18% | 247.1761 | 312.9596 | 0 | 0 | 0.0019602 | 0.00062476 | 4
4 | 2015-04-11 04:00 | 0 | 4.5563 | 51% | 23% | 423.0195 | 399.8297 | 51% | 23% | 247.1761 | 312.9596 | 0 | 0 | 0.0019704 | 0.00053379 | 4
5 | 2015-04-11 05:00 | 0 | 0 | 54% | 23% | 447.903 | 404.386 | 54% | 23% | 247.1761 | 312.9596 | 0 | 0 | 0.0020799 | 0.00066025 | 4
6 | 2015-04-11 06:00 | 0 | 0 | 59% | 25% | 489.3755 | 439.55 | 59% | 25% | 247.1761 | 312.9596 | 0 | 0 | 0.00068611 | 0.00049903 | 4
7 | 2015-04-11 07:00 | 0 | 61.9367 | 66% | 29% | 547.437 | 447.9413 | 66% | 29% | 247.1761 | 312.9596 | 0 | 0 | 0.0017394 | 1.2927e-06 | 4
8 | 2015-04-11 08:00 | 31.7116 | 52.0476 | 76% | 30% | 598.6704 | 475.4124 | 76% | 30% | 247.1761 | 312.9596 | 0 | 0 | 0.0002351 | 9.2123e-10 | 4
9 | 2015-04-11 09:00 | 46.9331 | 0 | 75% | 32% | 575.1544 | 562.624 | 75% | 32% | 247.1761 | 312.9596 | 0 | 0 | 0.00032954 | 0.0012294 | 4
10 | 2015-04-11 10:00 | 0 | 0 | 71% | 51% | 588.9095 | 896.682 | 71% | 51% | 247.1761 | 312.9596 | 0 | 0 | 0.0011088 | 0.0011758 | 4
11 | 2015-04-11 11:00 | 0 | 0 | 75% | 64% | 622.0875 | 1125.248 | 75% | 64% | 247.1761 | 312.9596 | 0 | 0 | 0.0014769 | 0.0016915 | 4
12 | 2015-04-11 12:00 | 0 | 0 | 79% | 68% | 655.2655 | 1195.576 | 79% | 68% | 247.1761 | 312.9596 | 0 | 0 | 0.00040229 | 0.0014773 | 4
13 | 2015-04-11 13:00 | 0 | 0 | 73% | 69% | 605.4985 | 1213.158 | 73% | 69% | 247.1761 | 312.9596 | 0 | 0 | 0.0018299 | 0.00057284 | 4
14 | 2015-04-11 14:00 | 0 | 0 | 82% | 71% | 680.149 | 1248.322 | 82% | 71% | 247.1761 | 312.9596 | 0 | 0 | 6.6911e-05 | 0.00064273 | 4
15 | 2015-04-11 15:00 | 0 | 0 | 76% | 73% | 630.382 | 1283.486 | 76% | 73% | 247.1761 | 312.9596 | 0 | 0 | 0.00052437 | 0.00054088 | 4
16 | 2015-04-11 16:00 | 0 | 0 | 83% | 76% | 688.4435 | 1336.232 | 83% | 76% | 247.1761 | 312.9596 | 0 | 0 | 0.00090757 | 0.0024961 | 4
17 | 2015-04-11 17:00 | 0 | 0 | 82% | 78% | 680.149 | 1371.396 | 82% | 78% | 247.1761 | 312.9596 | 0 | 0 | 6.6911e-05 | 0.00054175 | 4
18 | 2015-04-11 18:00 | 0 | 0 | 83% | 69% | 688.4435 | 1213.158 | 83% | 69% | 247.1761 | 312.9596 | 0 | 0 | 0.00090757 | 0.00057284 | 4
19 | 2015-04-11 19:00 | 0 | 91.6416 | 82% | 69% | 680.149 | 1121.5164 | 82% | 69% | 247.1761 | 312.9596 | 0 | 0 | 6.6911e-05 | 0.00079458 | 4
20 | 2015-04-11 20:00 | 0 | 2.2372 | 83% | 65% | 688.4435 | 1140.5928 | 83% | 65% | 247.1761 | 312.9596 | 0 | 0 | 0.00090757 | 0.0012662 | 4
21 | 2015-04-11 21:00 | 4.0328 | 0 | 83% | 65% | 684.4107 | 1142.83 | 83% | 65% | 247.1761 | 312.9596 | 0 | 0 | 0.00063826 | 0.0013583 | 4
22 | 2015-04-11 22:00 | 0 | 77.1266 | 78% | 67% | 646.971 | 1100.8674 | 78% | 67% | 247.1761 | 312.9596 | 0 | 0 | 0.0020462 | 0.00020646 | 4
23 | 2015-04-11 23:00 | 0 | 73.6302 | 79% | 64% | 655.2655 | 1051.6178 | 79% | 64% | 247.1761 | 312.9596 | 0 | 0 | 0.00040229 | 5.6332e-07 | 4
0 | 2015-04-12 | 0 | 169.3067 | 79% | 62% | 655.2655 | 920.7773 | 79% | 62% | 247.1761 | 312.9596 | 0 | 0 | 0.00040229 | 0.002847 | 4
1 | 2015-04-12 01:00 | 0 | 98.1396 | 79% | 59% | 655.2655 | 939.1984 | 79% | 59% | 247.1761 | 312.9596 | 0 | 0 | 0.00040229 | 0.00040325 | 4
2 | 2015-04-12 02:00 | 56.5507 | 254.4131 | 79% | 64% | 598.7148 | 870.8349 | 79% | 64% | 247.1761 | 312.9596 | 0 | 0 | 0.0023157 | 0.010727 | 4
3 | 2015-04-12 03:00 | 37.3189 | 98.9268 | 75% | 58% | 584.7686 | 920.8292 | 75% | 58% | 247.1761 | 312.9596 | 0 | 0 | 4.3064e-05 | 4.9128e-05 | 4
4 | 2015-04-12 04:00 | 0 | 46.3001 | 70% | 61% | 580.615 | 1026.2019 | 70% | 61% | 247.1761 | 312.9596 | 0 | 0 | 0.0015872 | 6.5352e-05 | 4
5 | 2015-04-12 05:00 | 0 | 202.4119 | 72% | 64% | 597.204 | 922.8361 | 72% | 64% | 247.1761 | 312.9596 | 0 | 0 | 0.0018516 | 0.0054755 | 4
6 | 2015-04-12 06:00 | 38.0191 | 191.7667 | 72% | 60% | 559.1849 | 863.1533 | 72% | 60% | 247.1761 | 312.9596 | 0 | 0 | 7.8727e-06 | 0.0062464 | 4
7 | 2015-04-12 07:00 | 7.834 | 0 | 69% | 53% | 564.4865 | 931.846 | 69% | 53% | 247.1761 | 312.9596 | 0 | 0 | 0.0026034 | 0.0016794 | 4
8 | 2015-04-12 08:00 | 0 | 0 | 65% | 56% | 539.1425 | 984.592 | 65% | 56% | 247.1761 | 312.9596 | 0 | 0 | 0.0016107 | 0.001107 | 4
9 | 2015-04-12 09:00 | 0 | 0 | 62% | 59% | 514.259 | 1037.338 | 62% | 59% | 247.1761 | 312.9596 | 0 | 0 | 0.0019041 | 0.0012771 | 4
10 | 2015-04-12 10:00 | 54.5432 | 0 | 55% | 56% | 401.6543 | 984.592 | 55% | 56% | 247.1761 | 312.9596 | 0 | 0 | 8.2699e-05 | 0.001107 | 4
11 | 2015-04-12 11:00 | 68.0668 | 34.6416 | 51% | 56% | 354.9527 | 949.9504 | 51% | 56% | 247.1761 | 312.9596 | 0 | 0 | 0.0014193 | 0.00018412 | 4
12 | 2015-04-12 12:00 | 77.7386 | 0 | 43% | 53% | 278.9249 | 931.846 | 43% | 53% | 247.1761 | 312.9596 | 0 | 0 | 0.0016057 | 0.0016794 | 4
13 | 2015-04-12 13:00 | 139.6825 | 0 | 38% | 56% | 175.5085 | 984.592 | 38% | 56% | 247.1761 | 312.9596 | 0 | 0 | 0.015482 | 0.001107 | 4
14 | 2015-04-12 14:00 | 97.4701 | 0 | 29% | 56% | 143.0704 | 984.592 | 29% | 56% | 244.1405 | 312.9596 | 0 | 0 | 0.0045403 | 0.001107 | 4
15 | 2015-04-12 15:00 | 40.2895 | 0 | 20% | 56% | 125.6005 | 984.592 | 20% | 56% | 169.49 | 312.9596 | 0 | 0 | 4.1873e-06 | 0.001107 | 4
16 | 2015-04-12 16:00 | 48.1544 | 34.8194 | 15% | 59% | 76.2631 | 1002.5186 | 15% | 59% | 128.0175 | 312.9596 | 0 | 0 | 0.0009119 | 0.00025386 | 4
17 | 2015-04-12 17:00 | 73.7587 | 0 | 13% | 56% | 34.0698 | 984.592 | 13% | 56% | 111.4285 | 312.9596 | 0 | 0 | 0.0038547 | 0.001107 | 4
18 | 2015-04-12 18:00 | 52.5101 | 38.4929 | 7% | 57% | 5.5514 | 963.6811 | 7% | 57% | 61.6615 | 312.9596 | 0 | 0 | 0.0018008 | 0.000117 | 4
19 | 2015-04-12 19:00 | 13.142 | 249.326 | 2% | 63% | 3.447 | 858.34 | 2% | 63% | 20.189 | 312.9596 | 0 | 0 | 7.617e-05 | 0.0086858 | 4
20 | 2015-04-12 20:00 | 3.8842 | 45.8888 | 1% | 50% | 4.4103 | 833.2112 | 1% | 50% | 11.8945 | 312.9596 | 0 | 0 | 5.4837e-08 | 0.00019056 | 4
21 | 2015-04-12 21:00 | 3.0377 | 5.228 | 1% | 44% | 5.2568 | 768.38 | 1% | 44% | 11.8945 | 312.9596 | 0 | 0 | 6.1836e-07 | 0.0011673 | 4
22 | 2015-04-12 22:00 | 0 | 31.2412 | 1% | 42% | 8.2945 | 707.2028 | 1% | 42% | 11.8945 | 312.9596 | 0 | 0 | 1.979e-05 | 0.00033566 | 4
23 | 2015-04-12 23:00 | 0 | 60.9584 | 1% | 39% | 8.2945 | 624.7396 | 1% | 39% | 11.8945 | 312.9596 | 0 | 0 | 1.979e-05 | 1.6095e-05 | 4
0 | 2015-04-13 | 0 | 0 | 1% | 31% | 8.2945 | 545.042 | 1% | 31% | 11.8945 | 312.9596 | 0 | 0 | 1.979e-05 | 0.00086046 | 4
1 | 2015-04-13 01:00 | 8.9063 | 0 | 2% | 31% | 7.6827 | 545.042 | 2% | 31% | 20.189 | 312.9596 | 0 | 0 | 1.311e-05 | 0.00086046 | 4
2 | 2015-04-13 02:00 | 15.5028 | 20.0642 | 2% | 32% | 1.0862 | 542.5598 | 2% | 32% | 20.189 | 312.9596 | 0 | 0 | 0.00013395 | 0.00055934 | 4
3 | 2015-04-13 03:00 | 13.6999 | 89.6123 | 2% | 31% | 2.8891 | 455.4297 | 2% | 31% | 20.189 | 312.9596 | 0 | 0 | 8.8362e-05 | 0.00046806 | 4
4 | 2015-04-13 04:00 | 11.6035 | 162.0786 | 2% | 31% | 4.9855 | 382.9634 | 2% | 31% | 20.189 | 312.9596 | 0 | 0 | 4.7233e-05 | 0.0039502 | 4
5 | 2015-04-13 05:00 | 0 | 196.7341 | 2% | 27% | 16.589 | 277.9799 | 2% | 27% | 20.189 | 312.9596 | 0 | 0 | 5.0648e-05 | 0.0064119 | 4
6 | 2015-04-13 06:00 | 0 | 27.5845 | 4% | 21% | 33.178 | 341.6375 | 4% | 21% | 36.778 | 312.9596 | 0 | 0 | 0.00019673 | 7.1237e-05 | 4
7 | 2015-04-13 07:00 | 0 | 34.839 | 5% | 19% | 41.4725 | 299.219 | 5% | 19% | 45.0725 | 312.9596 | 0 | 0 | 0.00019983 | 2.6816e-05 | 4
8 | 2015-04-13 08:00 | 14.5934 | 28.549 | 7% | 15% | 43.4681 | 235.181 | 7% | 15% | 61.6615 | 263.73 | 0 | 0 | 1.0738e-05 | 5.8139e-05 | 4
9 | 2015-04-13 09:00 | 10.514 | 21.7733 | 6% | 15% | 39.253 | 241.9567 | 6% | 15% | 53.367 | 263.73 | 0 | 0 | 6.9894e-05 | 0.00013176 | 4
10 | 2015-04-13 10:00 | 28.8755 | 38.4678 | 6% | 15% | 20.8915 | 225.2622 | 6% | 15% | 53.367 | 263.73 | 0 | 0 | 0.0001898 | 3.9338e-06 | 4
11 | 2015-04-13 11:00 | 53.705 | 3.0109 | 7% | 15% | 4.3565 | 260.7191 | 7% | 15% | 61.6615 | 263.73 | 0 | 0 | 0.0019252 | 0.00049062 | 4
12 | 2015-04-13 12:00 | 6.4502 | 0 | 2% | 16% | 10.1388 | 281.312 | 2% | 16% | 20.189 | 281.312 | 0 | 0 | 4.353e-07 | 0.00047347 | 4
13 | 2015-04-13 13:00 | 6.9461 | 0 | 3% | 17% | 17.9374 | 298.894 | 3% | 17% | 28.4835 | 298.894 | 0 | 0 | 1.2085e-05 | 0.00072044 | 4
14 | 2015-04-13 14:00 | 8.8945 | 0 | 4% | 22% | 24.2835 | 386.804 | 4% | 22% | 36.778 | 312.9596 | 0 | 0 | 1.0908e-05 | 0.00052086 | 4
15 | 2015-04-13 15:00 | 0 | 0 | 4% | 25% | 33.178 | 439.55 | 4% | 25% | 36.778 | 312.9596 | 0 | 0 | 0.00019673 | 0.00049903 | 4
16 | 2015-04-13 16:00 | 0 | 0 | 7% | 24% | 58.0615 | 421.968 | 7% | 24% | 61.6615 | 312.9596 | 0 | 0 | 0.0004356 | 0.00062366 | 4
17 | 2015-04-13 17:00 | 13.2514 | 73.2409 | 13% | 28% | 94.5771 | 419.0551 | 13% | 28% | 111.4285 | 312.9596 | 0 | 0 | 0.00011799 | 0.00028928 | 4
18 | 2015-04-13 18:00 | 0 | 73.2409 | 16% | 26% | 132.712 | 383.8911 | 16% | 26% | 136.312 | 312.9596 | 0 | 0 | 0.0015393 | 4.3512e-05 | 4
19 | 2015-04-13 19:00 | 92.5309 | 0 | 26% | 23% | 123.1261 | 404.386 | 26% | 23% | 219.257 | 312.9596 | 0 | 0 | 0.0038274 | 0.00066025 | 4
20 | 2015-04-13 20:00 | 63.6674 | 0 | 29% | 31% | 176.8731 | 545.042 | 29% | 31% | 244.1405 | 312.9596 | 0 | 0 | 0.00070909 | 0.00086046 | 4
21 | 2015-04-13 21:00 | 56.6215 | 0 | 36% | 41% | 241.9805 | 720.862 | 36% | 41% | 247.1761 | 312.9596 | 0 | 0 | 0.00069216 | 0.0014323 | 4
22 | 2015-04-13 22:00 | 0 | 72.6521 | 39% | 45% | 323.4855 | 718.5379 | 39% | 45% | 247.1761 | 312.9596 | 0 | 0 | 0.0012092 | 8.3326e-05 | 4
23 | 2015-04-13 23:00 | 0 | 91.8664 | 51% | 43% | 423.0195 | 664.1596 | 51% | 43% | 247.1761 | 312.9596 | 0 | 0 | 0.0019704 | 1.8056e-07 | 4
0 | 2015-04-14 | 0 | 45.8072 | 57% | 38% | 472.7865 | 622.3088 | 57% | 38% | 247.1761 | 312.9596 | 0 | 0 | 0.0016916 | 9.848e-05 | 4
1 | 2015-04-14 01:00 | 0 | 0 | 73% | 39% | 605.4985 | 685.698 | 73% | 39% | 247.1761 | 312.9596 | 0 | 0 | 0.0018299 | 0.0014964 | 4
2 | 2015-04-14 02:00 | 21.7396 | 46.1072 | 80% | 42% | 641.8204 | 692.3368 | 80% | 42% | 247.1761 | 312.9596 | 0 | 0 | 0.00067478 | 9.7335e-05 | 4
3 | 2015-04-14 03:00 | 0 | 59.6724 | 80% | 42% | 663.56 | 678.7716 | 80% | 42% | 247.1761 | 312.9596 | 0 | 0 | 0.0027234 | 4.6246e-06 | 4
4 | 2015-04-14 04:00 | 39.3204 | 27.0892 | 80% | 39% | 624.2396 | 658.6088 | 80% | 39% | 247.1761 | 312.9596 | 0 | 0 | 2.2855e-05 | 0.00054175 | 4
5 | 2015-04-14 05:00 | 20.1301 | 105.2195 | 79% | 38% | 635.1354 | 562.8965 | 79% | 38% | 247.1761 | 312.9596 | 0 | 0 | 1.7742e-05 | 0.00056967 | 4
6 | 2015-04-14 06:00 | 26.0693 | 121.5444 | 78% | 32% | 620.9017 | 441.0796 | 78% | 32% | 247.1761 | 312.9596 | 0 | 0 | 0.00019058 | 0.0011606 | 4
7 | 2015-04-14 07:00 | 0 | 189.4889 | 75% | 29% | 622.0875 | 320.3891 | 75% | 29% | 247.1761 | 312.9596 | 0 | 0 | 0.0014769 | 0.0054293 | 4
8 | 2015-04-14 08:00 | 0 | 75.8928 | 78% | 27% | 646.971 | 398.8212 | 78% | 27% | 247.1761 | 312.9596 | 0 | 0 | 0.0020462 | 0.00012869 | 4
9 | 2015-04-14 09:00 | 0 | 0 | 77% | 25% | 638.6765 | 439.55 | 77% | 25% | 247.1761 | 312.9596 | 0 | 0 | 0.0012085 | 0.00049903 | 4
10 | 2015-04-14 10:00 | 0 | 0 | 76% | 30% | 630.382 | 527.46 | 76% | 30% | 247.1761 | 312.9596 | 0 | 0 | 0.00052437 | 0.00087453 | 4
11 | 2015-04-14 11:00 | 1.6655 | 0 | 75% | 44% | 620.422 | 773.608 | 75% | 44% | 247.1761 | 312.9596 | 0 | 0 | 0.0013266 | 0.0013793 | 4
12 | 2015-04-14 12:00 | 5.2676 | 0 | 74% | 57% | 608.5254 | 1002.174 | 74% | 57% | 247.1761 | 312.9596 | 0 | 0 | 0.0033304 | 0.0010699 | 4
13 | 2015-04-14 13:00 | 79.282 | 14.6296 | 73% | 67% | 526.2165 | 1163.3644 | 73% | 67% | 247.1761 | 312.9596 | 0 | 0 | 0.0027885 | 0.00044847 | 4
14 | 2015-04-14 14:00 | 140.7344 | 0 | 72% | 65% | 456.4696 | 1142.83 | 72% | 65% | 247.1761 | 312.9596 | 0 | 0 | 0.016038 | 0.0013583 | 4
15 | 2015-04-14 15:00 | 97.7822 | 0 | 66% | 57% | 449.6548 | 1002.174 | 66% | 57% | 247.1761 | 312.9596 | 0 | 0 | 0.0058037 | 0.0010699 | 4
16 | 2015-04-14 16:00 | 96.7991 | 0 | 60% | 58% | 400.8709 | 1019.756 | 60% | 58% | 247.1761 | 312.9596 | 0 | 0 | 0.0055737 | 0.0024262 | 4
17 | 2015-04-14 17:00 | 34.585 | 0 | 61% | 63% | 471.3795 | 1107.666 | 61% | 63% | 247.1761 | 312.9596 | 0 | 0 | 1.6058e-08 | 0.0023629 | 4
18 | 2015-04-14 18:00 | 209.276 | 26.1071 | 59% | 62% | 280.0995 | 1063.9769 | 59% | 62% | 247.1761 | 312.9596 | 0 | 0 | 0.051127 | 0.00078901 | 4
19 | 2015-04-14 19:00 | 170.9758 | 257.1133 | 59% | 62% | 318.3997 | 832.9707 | 59% | 62% | 247.1761 | 312.9596 | 0 | 0 | 0.032378 | 0.010671 | 4
20 | 2015-04-14 20:00 | 0 | 268.8565 | 49% | 56% | 406.4305 | 715.7355 | 49% | 56% | 247.1761 | 312.9596 | 0 | 0 | 0.0019382 | 0.014315 | 4
21 | 2015-04-14 21:00 | 41.6663 | 195.887 | 60% | 50% | 456.0037 | 683.213 | 60% | 50% | 247.1761 | 312.9596 | 0 | 0 | 6.705e-05 | 0.0051136 | 4
22 | 2015-04-14 22:00 | 0 | 0 | 56% | 41% | 464.492 | 720.862 | 56% | 41% | 247.1761 | 312.9596 | 0 | 0 | 0.0029131 | 0.0014323 | 4
23 | 2015-04-14 23:00 | 0 | 90.3874 | 55% | 43% | 456.1975 | 665.6386 | 55% | 43% | 247.1761 | 312.9596 | 0 | 0 | 0.0032109 | 1.6031e-06 | 4
0 | 2015-04-15 | 0 | 0 | 68% | 41% | 564.026 | 720.862 | 68% | 41% | 247.1761 | 312.9596 | 0 | 0 | 0.0026884 | 0.0014323 | 4
1 | 2015-04-15 01:00 | 9.4724 | 0 | 70% | 40% | 571.1426 | 703.28 | 70% | 40% | 247.1761 | 312.9596 | 0 | 0 | 0.00080765 | 0.0011315 | 4
2 | 2015-04-15 02:00 | 1.8433 | 25.8666 | 68% | 56% | 562.1827 | 958.7254 | 68% | 56% | 247.1761 | 312.9596 | 0 | 0 | 0.0024629 | 0.00034447 | 4
3 | 2015-04-15 03:00 | 0 | 115.8437 | 64% | 60% | 530.848 | 939.0763 | 64% | 60% | 247.1761 | 312.9596 | 0 | 0 | 0.0014193 | 0.0012854 | 4
4 | 2015-04-15 04:00 | 0 | 44.7994 | 60% | 49% | 497.67 | 816.7186 | 60% | 49% | 247.1761 | 312.9596 | 0 | 0 | 0.0017678 | 0.00022358 | 4
5 | 2015-04-15 05:00 | 67.7948 | 0 | 59% | 50% | 421.5807 | 879.1 | 59% | 50% | 247.1761 | 312.9596 | 0 | 0 | 0.0030848 | 0.0015923 | 4
6 | 2015-04-15 06:00 | 0.54276 | 0 | 52% | 50% | 430.7712 | 879.1 | 52% | 50% | 247.1761 | 312.9596 | 0 | 0 | 0.0020858 | 0.0015923 | 4
7 | 2015-04-15 07:00 | 0 | 38.946 | 48% | 46% | 398.136 | 769.826 | 48% | 46% | 247.1761 | 312.9596 | 0 | 0 | 0.0016731 | 0.00056776 | 4
8 | 2015-04-15 08:00 | 0 | 47.7598 | 46% | 42% | 381.547 | 690.6842 | 46% | 42% | 247.1761 | 312.9596 | 0 | 0 | 0.0022377 | 7.9673e-05 | 4
9 | 2015-04-15 09:00 | 93.0612 | 0 | 43% | 35% | 263.6023 | 615.37 | 43% | 35% | 247.1761 | 312.9596 | 0 | 0 | 0.0034274 | 0.0010089 | 4
10 | 2015-04-15 10:00 | 162.715 | 0 | 37% | 33% | 144.1815 | 580.206 | 37% | 33% | 247.1761 | 312.9596 | 0 | 0 | 0.020504 | 0.00091083 | 4
11 | 2015-04-15 11:00 | 128.4025 | 0 | 24% | 41% | 70.6655 | 720.862 | 24% | 41% | 202.668 | 312.9596 | 0 | 0 | 0.011284 | 0.0014323 | 4
12 | 2015-04-15 12:00 | 68.5122 | 0 | 15% | 46% | 55.9053 | 808.772 | 15% | 46% | 128.0175 | 312.9596 | 0 | 0 | 0.0029966 | 0.0021141 | 4
13 | 2015-04-15 13:00 | 52.9708 | 0 | 11% | 52% | 38.2687 | 914.264 | 11% | 52% | 94.8395 | 312.9596 | 0 | 0 | 0.0012342 | 0.0016427 | 4
14 | 2015-04-15 14:00 | 42.9629 | 0 | 7% | 51% | 15.0986 | 896.682 | 7% | 51% | 61.6615 | 312.9596 | 0 | 0 | 0.00095641 | 0.0011758 | 4
15 | 2015-04-15 15:00 | 17.0491 | 154.4963 | 4% | 52% | 16.1289 | 759.7677 | 4% | 52% | 36.778 | 312.9596 | 0 | 0 | 4.2623e-05 | 0.0022412 | 4
16 | 2015-04-15 16:00 | 3.9936 | 54.251 | 2% | 42% | 12.5954 | 684.193 | 2% | 42% | 20.189 | 312.9596 | 0 | 0 | 5.2992e-06 | 2.7394e-05 | 4
17 | 2015-04-15 17:00 | 8.1449 | 0 | 2% | 38% | 8.4441 | 668.116 | 2% | 38% | 20.189 | 312.9596 | 0 | 0 | 7.3054e-06 | 0.0012944 | 4
18 | 2015-04-15 18:00 | 3.571 | 0 | 2% | 45% | 13.018 | 791.19 | 2% | 45% | 20.189 | 312.9596 | 0 | 0 | 7.9048e-06 | 0.0010364 | 4
19 | 2015-04-15 19:00 | 0 | 0 | 2% | 41% | 16.589 | 720.862 | 2% | 41% | 20.189 | 312.9596 | 0 | 0 | 5.0648e-05 | 0.0014323 | 4
20 | 2015-04-15 20:00 | 9.5848 | 0 | 4% | 47% | 23.5932 | 826.354 | 4% | 47% | 36.778 | 312.9596 | 0 | 0 | 6.1037e-06 | 0.0014461 | 4
21 | 2015-04-15 21:00 | 6.3492 | 119.7259 | 4% | 51% | 26.8288 | 776.9561 | 4% | 51% | 36.778 | 312.9596 | 0 | 0 | 4.0595e-05 | 0.0011428 | 4
22 | 2015-04-15 22:00 | 19.1732 | 0 | 4% | 39% | 14.0048 | 685.698 | 4% | 39% | 36.778 | 312.9596 | 0 | 0 | 8.2619e-05 | 0.0014964 | 4
23 | 2015-04-15 23:00 | 35.0522 | 0 | 5% | 34% | 6.4203 | 597.788 | 5% | 34% | 45.0725 | 312.9596 | 0 | 0 | 0.00079092 | 0.0013815 | 4
0 | 2015-04-16 | 23.8027 | 46.505 | 4% | 39% | 9.3753 | 639.193 | 4% | 39% | 36.778 | 312.9596 | 0 | 0 | 0.00021523 | 0.00014963 | 4
1 | 2015-04-16 01:00 | 16.56 | 0 | 3% | 32% | 8.3235 | 562.624 | 3% | 32% | 28.4835 | 312.9596 | 0 | 0 | 6.5844e-05 | 0.0012294 | 4
2 | 2015-04-16 02:00 | 16.7237 | 19.198 | 3% | 34% | 8.1598 | 578.59 | 3% | 34% | 28.4835 | 312.9596 | 0 | 0 | 6.9085e-05 | 0.00068902 | 4
3 | 2015-04-16 03:00 | 17.812 | 25.5894 | 3% | 30% | 7.0715 | 501.8706 | 3% | 30% | 28.4835 | 312.9596 | 0 | 0 | 9.2618e-05 | 0.00022554 | 4
4 | 2015-04-16 04:00 | 20.5008 | 11.1211 | 2% | 30% | -3.9118 | 516.3389 | 2% | 30% | 20.189 | 312.9596 | 0.001 | 0 | 0.00030974 | 0.00054043 | 4
5 | 2015-04-16 05:00 | 13.8007 | 0 | 2% | 30% | 2.7883 | 527.46 | 2% | 30% | 20.189 | 312.9596 | 0 | 0 | 9.0662e-05 | 0.00087453 | 4
6 | 2015-04-16 06:00 | 8.4696 | 3.4564 | 1% | 28% | -0.1751 | 488.8396 | 1% | 28% | 11.8945 | 312.9596 | 0 | 0 | 3.3206e-05 | 0.0005145 | 4
7 | 2015-04-16 07:00 | 13.7228 | 0 | 2% | 27% | 2.8662 | 474.714 | 2% | 27% | 20.189 | 312.9596 | 0 | 0 | 8.8882e-05 | 0.0010126 | 4
8 | 2015-04-16 08:00 | 14.2012 | 0 | 2% | 27% | 2.3878 | 474.714 | 2% | 27% | 20.189 | 312.9596 | 0 | 0 | 0.00010009 | 0.0010126 | 4
9 | 2015-04-16 09:00 | 13.4627 | 0 | 2% | 28% | 3.1263 | 492.296 | 2% | 28% | 20.189 | 312.9596 | 0 | 0 | 8.3067e-05 | 0.00060754 | 4
10 | 2015-04-16 10:00 | 0 | 0 | 1% | 27% | 8.2945 | 474.714 | 1% | 27% | 11.8945 | 312.9596 | 0 | 0 | 1.979e-05 | 0.0010126 | 4
11 | 2015-04-16 11:00 | 0 | 9.5188 | 0% | 30% | 0 | 517.9412 | 0% | 30% | 3.6 | 312.9596 | 0 | 0 | 0.00068377 | 0.00058363 | 4
12 | 2015-04-16 12:00 | 0 | 96.1314 | 4% | 31% | 33.178 | 448.9106 | 4% | 31% | 36.778 | 312.9596 | 0 | 0 | 0.00019673 | 0.00064224 | 4
13 | 2015-04-16 13:00 | 14.6561 | 49.313 | 5% | 25% | 26.8164 | 390.237 | 5% | 25% | 45.0725 | 312.9596 | 0 | 0 | 1.2485e-05 | 3.2587e-05 | 4
14 | 2015-04-16 14:00 | 19.7386 | 192.9563 | 5% | 26% | 21.7339 | 264.1757 | 5% | 26% | 45.0725 | 312.9596 | 0 | 0 | 9.3334e-05 | 0.005578 | 4
15 | 2015-04-16 15:00 | 8.9387 | 190.9334 | 3% | 26% | 15.9448 | 266.1986 | 3% | 26% | 28.4835 | 312.9596 | 0 | 0 | 1.1534e-06 | 0.0054075 | 4
16 | 2015-04-16 16:00 | 0 | 0 | 2% | 16% | 16.589 | 281.312 | 2% | 16% | 20.189 | 281.312 | 0 | 0 | 5.0648e-05 | 0.00047347 | 4
17 | 2015-04-16 17:00 | 0.09984 | 145.3159 | 2% | 21% | 16.4892 | 223.9061 | 2% | 21% | 20.189 | 312.9596 | 0 | 0 | 4.8949e-05 | 0.0034247 | 4
18 | 2015-04-16 18:00 | 11.1714 | 110.4947 | 2% | 17% | 5.4176 | 188.3993 | 2% | 17% | 20.189 | 298.894 | 0 | 0 | 4.0344e-05 | 0.0012963 | 4
19 | 2015-04-16 19:00 | 9.6086 | 38.1374 | 1% | 14% | -1.3141 | 208.0106 | 1% | 14% | 11.8945 | 246.148 | 0 | 0 | 5.0918e-05 | 3e-06 | 4
20 | 2015-04-16 20:00 | 8.91 | 28.8026 | 1% | 13% | -0.6155 | 199.7634 | 1% | 13% | 11.8945 | 228.566 | 0 | 0 | 3.9607e-05 | 3.6625e-06 | 4
21 | 2015-04-16 21:00 | 5.1374 | 138.809 | 0% | 16% | -5.1374 | 142.503 | 0% | 16% | 3.6 | 281.312 | 0.001 | 0 | 0.00039821 | 0.0032707 | 4
22 | 2015-04-16 22:00 | 2.2499 | 63.4778 | 0% | 10% | -2.2499 | 112.3422 | 0% | 10% | 3.6 | 175.82 | 0 | 0 | 0.00054927 | 0.00021907 | 4
23 | 2015-04-16 23:00 | 2.524 | 45.5797 | 0% | 10% | -2.524 | 130.2403 | 0% | 10% | 3.6 | 175.82 | 0 | 0 | 0.00053389 | 2.1357e-05 | 4
0 | 2015-04-17 | 0 | 1.5152 | 0% | 10% | 0 | 174.3048 | 0% | 10% | 3.6 | 175.82 | 0 | 0 | 0.00068377 | 0.00041783 | 4
1 | 2015-04-17 01:00 | 0 | 0 | 1% | 12% | 8.2945 | 210.984 | 1% | 12% | 11.8945 | 210.984 | 0 | 0 | 1.979e-05 | 0.00036614 | 4
2 | 2015-04-17 02:00 | 11.2736 | 30.7674 | 1% | 14% | -2.9791 | 215.3806 | 1% | 14% | 11.8945 | 246.148 | 0 | 0 | 8.3596e-05 | 6.0504e-06 | 4
3 | 2015-04-17 03:00 | 11.2 | 23.8738 | 1% | 15% | -2.9055 | 239.8562 | 1% | 15% | 11.8945 | 263.73 | 0 | 0 | 8.1979e-05 | 0.00010576 | 4
4 | 2015-04-17 04:00 | 1.6999 | 0 | 0% | 15% | -1.6999 | 263.73 | 0% | 15% | 3.6 | 263.73 | 0 | 0 | 0.00058079 | 0.00056942 | 4
5 | 2015-04-17 05:00 | 1.7999 | 0 | 0% | 15% | -1.7999 | 263.73 | 0% | 15% | 3.6 | 263.73 | 0 | 0 | 0.00057499 | 0.00056942 | 4
6 | 2015-04-17 06:00 | 1.3 | 17.169 | 0% | 18% | -1.3 | 299.307 | 0% | 18% | 3.6 | 312.9596 | 0 | 0 | 0.00060426 | 0.00023196 | 4
7 | 2015-04-17 07:00 | 2.375 | 29.1698 | 0% | 17% | -2.375 | 269.7242 | 0% | 17% | 3.6 | 298.894 | 0 | 0 | 0.00054222 | 0.00010507 | 4
8 | 2015-04-17 08:00 | 2.3603 | 99.3713 | 0% | 19% | -2.3603 | 234.6867 | 0% | 19% | 3.6 | 312.9596 | 0 | 0 | 0.00054305 | 0.00099384 | 4
9 | 2015-04-17 09:00 | 3.2999 | 99.297 | 0% | 17% | -3.2999 | 199.597 | 0% | 17% | 3.6 | 298.894 | 0 | 0 | 0.00049153 | 0.00087826 | 4
10 | 2015-04-17 10:00 | 1.8376 | 0 | 0% | 15% | -1.8376 | 263.73 | 0% | 15% | 3.6 | 263.73 | 0 | 0 | 0.00057282 | 0.00056942 | 4
11 | 2015-04-17 11:00 | 0.33744 | 27.022 | 0% | 16% | -0.33744 | 254.29 | 0% | 16% | 3.6 | 281.312 | 0 | 0 | 0.00066266 | 4.0835e-05 | 4
12 | 2015-04-17 12:00 | 0 | 0 | 0% | 16% | 0 | 281.312 | 0% | 16% | 3.6 | 281.312 | 0 | 0 | 0.00068377 | 0.00047347 | 4
13 | 2015-04-17 13:00 | 0 | 30.7681 | 0% | 16% | 0 | 250.5439 | 0% | 16% | 3.6 | 281.312 | 0 | 0 | 0.00068377 | 1.8144e-05 | 4
14 | 2015-04-17 14:00 | 0 | 11.5414 | 1% | 17% | 8.2945 | 287.3526 | 1% | 17% | 11.8945 | 298.894 | 0 | 0 | 1.979e-05 | 0.00041115 | 4
15 | 2015-04-17 15:00 | 4.4333 | 0 | 1% | 15% | 3.8612 | 263.73 | 1% | 15% | 11.8945 | 263.73 | 0 | 0 | 8.0318e-07 | 0.00056942 | 4
16 | 2015-04-17 16:00 | 12.6919 | 34.97 | 2% | 16% | 3.8971 | 246.342 | 2% | 16% | 20.189 | 281.312 | 0 | 0 | 6.6992e-05 | 3.4957e-06 | 4
17 | 2015-04-17 17:00 | 10.5758 | 147.7807 | 2% | 18% | 6.0132 | 168.6953 | 2% | 18% | 20.189 | 312.9596 | 0 | 0 | 3.1738e-05 | 0.0034877 | 4
18 | 2015-04-17 18:00 | 0 | 130.0097 | 2% | 15% | 16.589 | 133.7203 | 2% | 15% | 20.189 | 263.73 | 0 | 0 | 5.0648e-05 | 0.0025082 | 4
19 | 2015-04-17 19:00 | 0 | 51.3361 | 4% | 10% | 33.178 | 124.4839 | 4% | 10% | 36.778 | 175.82 | 0 | 0 | 0.00019673 | 6.2337e-05 | 4
20 | 2015-04-17 20:00 | 0 | 0 | 7% | 11% | 58.0615 | 193.402 | 7% | 11% | 61.6615 | 193.402 | 0 | 0 | 0.0004356 | 0.00030201 | 4
21 | 2015-04-17 21:00 | 0 | 0 | 15% | 15% | 124.4175 | 263.73 | 15% | 15% | 128.0175 | 263.73 | 0 | 0 | 0.00077608 | 0.00056942 | 4
22 | 2015-04-17 22:00 | 0 | 0 | 15% | 14% | 124.4175 | 246.148 | 15% | 14% | 128.0175 | 246.148 | 0 | 0 | 0.00077608 | 0.00039837 | 4
23 | 2015-04-17 23:00 | 0 | 0 | 19% | 15% | 157.5955 | 263.73 | 19% | 15% | 161.1955 | 263.73 | 0 | 0 | 0.001231 | 0.00056942 | 4
0 | 2015-04-18 | 0 | 0 | 17% | 12% | 141.0065 | 210.984 | 17% | 12% | 144.6065 | 210.984 | 0 | 0 | 0.0012803 | 0.00036614 | 4
1 | 2015-04-18 01:00 | 41.6009 | 23.7 | 17% | 12% | 99.4056 | 187.284 | 17% | 12% | 144.6065 | 210.984 | 0 | 0 | 0.00020661 | 3.1982e-05 | 4
2 | 2015-04-18 02:00 | 96.1139 | 61.8852 | 20% | 11% | 69.7761 | 131.5168 | 20% | 11% | 169.49 | 193.402 | 0 | 0 | 0.0048093 | 0.00031754 | 4
3 | 2015-04-18 03:00 | 53.5505 | 76.181 | 11% | 9% | 37.689 | 82.057 | 11% | 9% | 94.8395 | 158.238 | 0 | 0 | 0.0012838 | 0.00081849 | 4
4 | 2015-04-18 04:00 | 36.7003 | 66.7147 | 9% | 8% | 37.9502 | 73.9413 | 9% | 8% | 78.2505 | 140.656 | 0 | 0 | 0.00031415 | 0.0005527 | 4
5 | 2015-04-18 05:00 | 0 | 8.8462 | 5% | 5% | 41.4725 | 79.0638 | 5% | 5% | 45.0725 | 87.91 | 0 | 0 | 0.00019983 | 4.3778e-05 | 4
6 | 2015-04-18 06:00 | 16.5912 | 0 | 8% | 6% | 49.7648 | 105.492 | 8% | 6% | 69.956 | 105.492 | 0 | 0 | 7.9753e-07 | 0.00012837 | 4
7 | 2015-04-18 07:00 | 14.8253 | 0 | 6% | 7% | 34.9417 | 123.074 | 6% | 7% | 53.367 | 123.074 | 0 | 0 | 1.0002e-05 | 0.00012763 | 4
8 | 2015-04-18 08:00 | 20.1844 | 0 | 5% | 10% | 21.2881 | 175.82 | 5% | 10% | 45.0725 | 175.82 | 0 | 0 | 0.00010401 | 0.00045381 | 4
9 | 2015-04-18 09:00 | 30.9364 | 0 | 5% | 11% | 10.5361 | 193.402 | 5% | 11% | 45.0725 | 193.402 | 0 | 0 | 0.00053644 | 0.00030201 | 4
10 | 2015-04-18 10:00 | 20.3651 | 0 | 3% | 12% | 4.5184 | 210.984 | 3% | 12% | 28.4835 | 210.984 | 0 | 0 | 0.00016134 | 0.00036614 | 4
11 | 2015-04-18 11:00 | 7.9427 | 0 | 1% | 14% | 0.35182 | 246.148 | 1% | 14% | 11.8945 | 246.148 | 0 | 0 | 2.6288e-05 | 0.00039837 | 4
12 | 2015-04-18 12:00 | 0 | 0 | 1% | 16% | 8.2945 | 281.312 | 1% | 16% | 11.8945 | 281.312 | 0 | 0 | 1.979e-05 | 0.00047347 | 4
13 | 2015-04-18 13:00 | 0 | 0 | 2% | 16% | 16.589 | 281.312 | 2% | 16% | 20.189 | 281.312 | 0 | 0 | 5.0648e-05 | 0.00047347 | 4
14 | 2015-04-18 14:00 | 0 | 0 | 3% | 15% | 24.8835 | 263.73 | 3% | 15% | 28.4835 | 263.73 | 0 | 0 | 0.00014044 | 0.00056942 | 4
15 | 2015-04-18 15:00 | 0 | 0 | 3% | 20% | 24.8835 | 351.64 | 3% | 20% | 28.4835 | 312.9596 | 0 | 0 | 0.00014044 | 0.00057635 | 4
16 | 2015-04-18 16:00 | 11.3531 | 0 | 3% | 25% | 13.5304 | 439.55 | 3% | 25% | 28.4835 | 312.9596 | 0 | 0 | 3.3741e-06 | 0.00049903 | 4
17 | 2015-04-18 17:00 | 18.8962 | 0 | 4% | 32% | 14.2818 | 562.624 | 4% | 32% | 36.778 | 312.9596 | 0 | 0 | 7.6658e-05 | 0.0012294 | 4
18 | 2015-04-18 18:00 | 13.8233 | 0 | 2% | 31% | 2.7657 | 545.042 | 2% | 31% | 20.189 | 312.9596 | 0 | 0 | 9.118e-05 | 0.00086046 | 4
19 | 2015-04-18 19:00 | 0 | 62.3878 | 1% | 30% | 8.2945 | 465.0722 | 1% | 30% | 11.8945 | 312.9596 | 0 | 0 | 1.979e-05 | 3.4945e-05 | 4
20 | 2015-04-18 20:00 | 0 | 22.1668 | 1% | 28% | 8.2945 | 470.1292 | 1% | 28% | 11.8945 | 312.9596 | 0 | 0 | 1.979e-05 | 0.00014498 | 4
21 | 2015-04-18 21:00 | 8.169 | 0 | 3% | 30% | 16.7145 | 527.46 | 3% | 30% | 28.4835 | 312.9596 | 0 | 0 | 4.0077e-06 | 0.00087453 | 4
22 | 2015-04-18 22:00 | 11.7239 | 0 | 2% | 40% | 4.8651 | 703.28 | 2% | 40% | 20.189 | 312.9596 | 0 | 0 | 4.9249e-05 | 0.0011315 | 4
23 | 2015-04-18 23:00 | 18.677 | 0 | 2% | 43% | -2.088 | 756.026 | 2% | 43% | 20.189 | 312.9596 | 0 | 0 | 0.00023718 | 0.0027747 | 4
0 | 2015-04-19 | 1.3147 | 189.5042 | 1% | 53% | 6.9798 | 742.3418 | 1% | 53% | 11.8945 | 312.9596 | 0 | 0 | 8.2002e-06 | 0.0044626 | 4
1 | 2015-04-19 01:00 | 0 | 180.6438 | 1% | 45% | 8.2945 | 610.5462 | 1% | 45% | 11.8945 | 312.9596 | 0 | 0 | 1.979e-05 | 0.0049773 | 4
2 | 2015-04-19 02:00 | 3.7812 | 363.7642 | 1% | 43% | 4.5133 | 392.2618 | 1% | 43% | 11.8945 | 312.9596 | 0 | 0.01 | 1.2109e-08 | 0.023784 | 4
3 | 2015-04-19 03:00 | 9.7038 | 253.3666 | 1% | 29% | -1.4093 | 256.5114 | 1% | 29% | 11.8945 | 312.9596 | 0 | 0 | 5.2569e-05 | 0.012103 | 4
4 | 2015-04-19 04:00 | 4.5469 | 111.2717 | 1% | 18% | 3.7476 | 205.2043 | 1% | 18% | 11.8945 | 312.9596 | 0 | 0 | 1.0675e-06 | 0.0014663 | 4
5 | 2015-04-19 05:00 | 3.1069 | 116.2002 | 1% | 18% | 5.1876 | 200.2758 | 1% | 18% | 11.8945 | 312.9596 | 0 | 0 | 4.9404e-07 | 0.0016888 | 4
6 | 2015-04-19 06:00 | 3.0002 | 67.4638 | 0% | 13% | -3.0002 | 161.1022 | 0% | 13% | 3.6 | 228.566 | 0 | 0 | 0.00050768 | 0.00040302 | 4
7 | 2015-04-19 07:00 | 4.7003 | 70.9747 | 1% | 11% | 3.5942 | 122.4273 | 1% | 11% | 11.8945 | 193.402 | 0 | 0 | 1.4838e-06 | 0.00052851 | 4
8 | 2015-04-19 08:00 | 1.2628 | 0 | 0% | 8% | -1.2628 | 140.656 | 0% | 8% | 3.6 | 140.656 | 0 | 0 | 0.00060647 | 0.00020838 | 4
9 | 2015-04-19 09:00 | 0.50232 | 0 | 0% | 11% | -0.50232 | 193.402 | 0% | 11% | 3.6 | 193.402 | 0 | 0 | 0.00065246 | 0.00030201 | 4
10 | 2015-04-19 10:00 | 0 | 0 | 0% | 15% | 0 | 263.73 | 0% | 15% | 3.6 | 263.73 | 0 | 0 | 0.00068377 | 0.00056942 | 4
11 | 2015-04-19 11:00 | 0 | 0 | 0% | 14% | 0 | 246.148 | 0% | 14% | 3.6 | 246.148 | 0 | 0 | 0.00068377 | 0.00039837 | 4
12 | 2015-04-19 12:00 | 0 | 0 | 0% | 18% | 0 | 316.476 | 0% | 18% | 3.6 | 312.9596 | 0 | 0 | 0.00068377 | 0.00062476 | 4
13 | 2015-04-19 13:00 | 4.81 | 15.992 | 1% | 19% | 3.4845 | 318.066 | 1% | 19% | 11.8945 | 312.9596 | 0 | 0 | 1.8234e-06 | 0.00025274 | 4
14 | 2015-04-19 14:00 | 5.4622 | 24.1894 | 1% | 19% | 2.8323 | 309.8686 | 1% | 19% | 11.8945 | 312.9596 | 0 | 0 | 4.5652e-06 | 0.00012624 | 4
15 | 2015-04-19 15:00 | 6.6724 | 40.8212 | 1% | 20% | 1.6221 | 310.8188 | 1% | 20% | 11.8945 | 312.9596 | 0 | 0 | 1.2929e-05 | 6.2347e-07 | 4
16 | 2015-04-19 16:00 | 6.4601 | 52.3646 | 1% | 20% | 1.8344 | 299.2754 | 1% | 20% | 11.8945 | 312.9596 | 0 | 0 | 1.1154e-05 | 3.3361e-05 | 4
17 | 2015-04-19 17:00 | 7.4962 | 43.1618 | 1% | 17% | 0.79834 | 255.7322 | 1% | 17% | 11.8945 | 298.894 | 0 | 0 | 2.1058e-05 | 5.2541e-06 | 4
18 | 2015-04-19 18:00 | 4.5577 | 31.0385 | 1% | 18% | 3.7368 | 285.4375 | 1% | 18% | 11.8945 | 312.9596 | 0 | 0 | 1.0946e-06 | 5.3901e-05 | 4
19 | 2015-04-19 19:00 | 6.2436 | 0 | 1% | 13% | 2.0509 | 228.566 | 1% | 13% | 11.8945 | 228.566 | 0 | 0 | 9.4787e-06 | 0.00033473 | 4
20 | 2015-04-19 20:00 | 2.5432 | 0 | 1% | 16% | 5.7513 | 281.312 | 1% | 16% | 11.8945 | 281.312 | 0 | 0 | 1.9115e-06 | 0.00047347 | 4
21 | 2015-04-19 21:00 | 6.3852 | 24.282 | 1% | 16% | 1.9093 | 257.03 | 1% | 16% | 11.8945 | 281.312 | 0 | 0 | 1.0559e-05 | 6.3181e-05 | 4
22 | 2015-04-19 22:00 | 10.8034 | 0 | 2% | 13% | 5.7856 | 228.566 | 2% | 13% | 20.189 | 228.566 | 0 | 0 | 3.4904e-05 | 0.00033473 | 4
23 | 2015-04-19 23:00 | 5.1006 | 67.1728 | 1% | 12% | 3.1939 | 143.8112 | 1% | 12% | 11.8945 | 210.984 | 0 | 0 | 2.8925e-06 | 0.00036368 | 4
0 | 2015-04-20 | 6.3998 | 66.1872 | 1% | 9% | 1.8947 | 92.0508 | 1% | 9% | 11.8945 | 158.238 | 0 | 0 | 1.0674e-05 | 0.00052556 | 4
1 | 2015-04-20 01:00 | 3.4748 | 2.6658 | 0% | 6% | -3.4748 | 102.8262 | 0% | 6% | 3.6 | 105.492 | 0 | 0 | 0.00048223 | 9.6312e-05 | 4
2 | 2015-04-20 02:00 | 3.7998 | 0 | 0% | 6% | -3.7998 | 105.492 | 0% | 6% | 3.6 | 105.492 | 0.001 | 0 | 0.00046517 | 0.00012837 | 4
3 | 2015-04-20 03:00 | 3.7999 | 0 | 0% | 6% | -3.7999 | 105.492 | 0% | 6% | 3.6 | 105.492 | 0.001 | 0 | 0.00046517 | 0.00012837 | 4
4 | 2015-04-20 04:00 | 2.6374 | 0 | 0% | 6% | -2.6374 | 105.492 | 0% | 6% | 3.6 | 105.492 | 0 | 0 | 0.00052759 | 0.00012837 | 4
5 | 2015-04-20 05:00 | 2.7023 | 0 | 0% | 6% | -2.7023 | 105.492 | 0% | 6% | 3.6 | 105.492 | 0 | 0 | 0.000524 | 0.00012837 | 4
6 | 2015-04-20 06:00 | 2.564 | 0 | 0% | 7% | -2.564 | 123.074 | 0% | 7% | 3.6 | 123.074 | 0 | 0 | 0.00053166 | 0.00012763 | 4
7 | 2015-04-20 07:00 | 1.5019 | 0 | 0% | 7% | -1.5019 | 123.074 | 0% | 7% | 3.6 | 123.074 | 0 | 0 | 0.00059235 | 0.00012763 | 4
8 | 2015-04-20 08:00 | 0.09996 | 0 | 0% | 8% | -0.09996 | 140.656 | 0% | 8% | 3.6 | 140.656 | 0 | 0 | 0.00067748 | 0.00020838 | 4
9 | 2015-04-20 09:00 | 0.99996 | 0 | 0% | 8% | -0.99996 | 140.656 | 0% | 8% | 3.6 | 140.656 | 0 | 0 | 0.00062217 | 0.00020838 | 4
10 | 2015-04-20 10:00 | 0.99996 | 0 | 0% | 9% | -0.99996 | 158.238 | 0% | 9% | 3.6 | 158.238 | 0 | 0 | 0.00062217 | 0.00021667 | 4
11 | 2015-04-20 11:00 | 0.99996 | 0 | 0% | 9% | -0.99996 | 158.238 | 0% | 9% | 3.6 | 158.238 | 0 | 0 | 0.00062217 | 0.00021667 | 4
12 | 2015-04-20 12:00 | 0 | 0 | 0% | 16% | 0 | 281.312 | 0% | 16% | 3.6 | 281.312 | 0 | 0 | 0.00068377 | 0.00047347 | 4
13 | 2015-04-20 13:00 | 0 | 0 | 0% | 19% | 0 | 334.058 | 0% | 19% | 3.6 | 312.9596 | 0 | 0 | 0.00068377 | 0.00062468 | 4
14 | 2015-04-20 14:00 | 2.0803 | 0 | 0% | 21% | -2.0803 | 369.222 | 0% | 21% | 3.6 | 312.9596 | 0 | 0 | 0.00055889 | 0.00058222 | 4
15 | 2015-04-20 15:00 | 2.1998 | 0 | 0% | 28% | -2.1998 | 492.296 | 0% | 28% | 3.6 | 312.9596 | 0 | 0 | 0.0005521 | 0.00060754 | 4
16 | 2015-04-20 16:00 | 2.8028 | 59.3992 | 0% | 27% | -2.8028 | 415.3148 | 0% | 27% | 3.6 | 312.9596 | 0 | 0 | 0.00051847 | 3.8541e-06 | 4
17 | 2015-04-20 17:00 | 2.9 | 103.6518 | 0% | 26% | -2.9 | 353.4802 | 0% | 26% | 3.6 | 312.9596 | 0 | 0 | 0.00051314 | 0.00057087 | 4
18 | 2015-04-20 18:00 | 2.2502 | 88.5562 | 0% | 19% | -2.2502 | 245.5018 | 0% | 19% | 3.6 | 312.9596 | 0 | 0 | 0.00054925 | 0.00064384 | 4
19 | 2015-04-20 19:00 | 6.3007 | 101.8526 | 1% | 18% | 1.9938 | 214.6234 | 1% | 18% | 11.8945 | 312.9596 | 0 | 0 | 9.9075e-06 | 0.0010847 | 4
20 | 2015-04-20 20:00 | 4.4749 | 59.7108 | 1% | 13% | 3.8196 | 168.8552 | 1% | 13% | 11.8945 | 228.566 | 0 | 0 | 8.9568e-07 | 0.00024541 | 4
21 | 2015-04-20 21:00 | 7.0999 | 84.4069 | 1% | 13% | 1.1946 | 144.1591 | 1% | 13% | 11.8945 | 228.566 | 0 | 0 | 1.6902e-05 | 0.0008828 | 4
22 | 2015-04-20 22:00 | 3.3874 | 0 | 0% | 6% | -3.3874 | 105.492 | 0% | 6% | 3.6 | 105.492 | 0 | 0 | 0.00048687 | 0.00012837 | 4
23 | 2015-04-20 23:00 | 4.8461 | 0 | 1% | 7% | 3.4484 | 123.074 | 1% | 7% | 11.8945 | 123.074 | 0 | 0 | 1.9429e-06 | 0.00012763 | 4
0 | 2015-04-21 | 3.9356 | 0 | 1% | 6% | 4.3589 | 105.492 | 1% | 6% | 11.8945 | 105.492 | 0 | 0 | 8.7757e-08 | 0.00012837 | 4
1 | 2015-04-21 01:00 | 0 | 39.4286 | 1% | 10% | 8.2945 | 136.3914 | 1% | 10% | 11.8945 | 175.82 | 0 | 0 | 1.979e-05 | 1.2608e-06 | 4
2 | 2015-04-21 02:00 | 0 | 11.4804 | 1% | 8% | 8.2945 | 129.1756 | 1% | 8% | 11.8945 | 140.656 | 0 | 0 | 1.979e-05 | 6.2498e-05 | 4
3 | 2015-04-21 03:00 | 0 | 22.5964 | 2% | 10% | 16.589 | 153.2236 | 2% | 10% | 20.189 | 175.82 | 0 | 0 | 5.0648e-05 | 7.1415e-05 | 4
4 | 2015-04-21 04:00 | 0 | 0 | 4% | 10% | 33.178 | 175.82 | 4% | 10% | 36.778 | 175.82 | 0 | 0 | 0.00019673 | 0.00045381 | 4
5 | 2015-04-21 05:00 | 0 | 0 | 6% | 13% | 49.767 | 228.566 | 6% | 13% | 53.367 | 228.566 | 0 | 0 | 0.00044252 | 0.00033473 | 4
6 | 2015-04-21 06:00 | 0 | 0 | 7% | 17% | 58.0615 | 298.894 | 7% | 17% | 61.6615 | 298.894 | 0 | 0 | 0.0004356 | 0.00072044 | 4
7 | 2015-04-21 07:00 | 0 | 63.6384 | 8% | 23% | 66.356 | 340.7476 | 8% | 23% | 69.956 | 312.9596 | 0 | 0 | 0.00043663 | 0.00011025 | 4
8 | 2015-04-21 08:00 | 0 | 133.5313 | 7% | 24% | 58.0615 | 288.4367 | 7% | 24% | 61.6615 | 312.9596 | 0 | 0 | 0.0004356 | 0.0025984 | 4
9 | 2015-04-21 09:00 | 0 | 0 | 9% | 16% | 74.6505 | 281.312 | 9% | 16% | 78.2505 | 281.312 | 0 | 0 | 0.00070343 | 0.00047347 | 4
10 | 2015-04-21 10:00 | 10.4143 | 58.9154 | 11% | 18% | 80.8252 | 257.5606 | 11% | 18% | 94.8395 | 312.9596 | 0 | 0 | 0.00026164 | 7.2483e-05 | 4
11 | 2015-04-21 11:00 | 17.4403 | 68.1479 | 9% | 17% | 57.2102 | 230.7461 | 9% | 17% | 78.2505 | 298.894 | 0 | 0 | 3.0204e-05 | 0.00014206 | 4
12 | 2015-04-21 12:00 | 25.9984 | 39.3332 | 9% | 13% | 48.6521 | 189.2328 | 9% | 13% | 78.2505 | 228.566 | 0 | 0 | 2.3251e-05 | 1.6611e-05 | 4
13 | 2015-04-21 13:00 | 0 | 0 | 7% | 11% | 58.0615 | 193.402 | 7% | 11% | 61.6615 | 193.402 | 0 | 0 | 0.0004356 | 0.00030201 | 4
14 | 2015-04-21 14:00 | 0 | 0 | 8% | 14% | 66.356 | 246.148 | 8% | 14% | 69.956 | 246.148 | 0 | 0 | 0.00043663 | 0.00039837 | 4
15 | 2015-04-21 15:00 | 0 | 0 | 13% | 15% | 107.8285 | 263.73 | 13% | 15% | 111.4285 | 263.73 | 0 | 0 | 0.0007203 | 0.00056942 | 4
16 | 2015-04-21 16:00 | 0 | 0 | 17% | 16% | 141.0065 | 281.312 | 17% | 16% | 144.6065 | 281.312 | 0 | 0 | 0.0012803 | 0.00047347 | 4
17 | 2015-04-21 17:00 | 0 | 9.1991 | 26% | 16% | 215.657 | 272.1129 | 26% | 16% | 219.257 | 281.312 | 0 | 0 | 0.0024692 | 0.00027315 | 4
18 | 2015-04-21 18:00 | 0.91368 | 48.8752 | 33% | 12% | 272.8048 | 162.1088 | 33% | 12% | 247.1761 | 210.984 | 0 | 0 | 0.0017206 | 7.5056e-05 | 4
19 | 2015-04-21 19:00 | 0 | 47.4803 | 42% | 10% | 348.369 | 128.3397 | 42% | 10% | 247.1761 | 175.82 | 0 | 0 | 0.0019602 | 3.2517e-05 | 4
20 | 2015-04-21 20:00 | 0 | 36.1576 | 43% | 8% | 356.6635 | 104.4984 | 43% | 8% | 247.1761 | 140.656 | 0 | 0 | 0.0028785 | 3.7575e-05 | 4
21 | 2015-04-21 21:00 | 0 | 7.0069 | 49% | 7% | 406.4305 | 116.0671 | 49% | 7% | 247.1761 | 123.074 | 0 | 0 | 0.0019382 | 5.3466e-05 | 4
22 | 2015-04-21 22:00 | 0 | 0 | 57% | 6% | 472.7865 | 105.492 | 57% | 6% | 247.1761 | 105.492 | 0 | 0 | 0.0016916 | 0.00012837 | 4
23 | 2015-04-21 23:00 | 0 | 18.348 | 82% | 8% | 680.149 | 122.308 | 82% | 8% | 247.1761 | 140.656 | 0 | 0 | 6.6911e-05 | 1.5996e-05 | 4
0 | 2015-04-22 | 0 | 0 | 83% | 7% | 688.4435 | 123.074 | 83% | 7% | 247.1761 | 123.074 | 0 | 0 | 0.00090757 | 0.00012763 | 4
1 | 2015-04-22 01:00 | 0 | 25.7288 | 84% | 9% | 696.738 | 132.5092 | 84% | 9% | 247.1761 | 158.238 | 0 | 0 | 0.0012718 | 7.4265e-09 | 4
2 | 2015-04-22 02:00 | 0 | 78.5368 | 86% | 9% | 713.327 | 79.7012 | 86% | 9% | 247.1761 | 158.238 | 0 | 0 | 0.0021167 | 0.00089695 | 4
3 | 2015-04-22 03:00 | 0 | 62.4544 | 85% | 7% | 705.0325 | 60.6196 | 85% | 7% | 247.1761 | 123.074 | 0 | 0 | 0.0040861 | 0.00058682 | 4
4 | 2015-04-22 04:00 | 0 | 31.82 | 84% | 5% | 696.738 | 56.09 | 84% | 5% | 247.1761 | 87.91 | 0 | 0 | 0.0012718 | 4.1606e-05 | 4
5 | 2015-04-22 05:00 | 0 | 0 | 84% | 4% | 696.738 | 70.328 | 84% | 4% | 247.1761 | 70.328 | 0 | 0 | 0.0012718 | 9.0538e-05 | 4
6 | 2015-04-22 06:00 | 0 | 0 | 80% | 4% | 663.56 | 70.328 | 80% | 4% | 247.1761 | 70.328 | 0 | 0 | 0.0027234 | 9.0538e-05 | 4
7 | 2015-04-22 07:00 | 0 | 0 | 77% | 4% | 638.6765 | 70.328 | 77% | 4% | 247.1761 | 70.328 | 0 | 0 | 0.0012085 | 9.0538e-05 | 4
8 | 2015-04-22 08:00 | 0 | 30.7039 | 74% | 4% | 613.793 | 39.6241 | 74% | 4% | 247.1761 | 70.328 | 0 | 0 | 0.0041038 | 6.3173e-05 | 4
9 | 2015-04-22 09:00 | 12.1387 | 60.4518 | 70% | 5% | 568.4763 | 27.4582 | 70% | 5% | 247.1761 | 87.91 | 0 | 0 | 0.00063528 | 0.00051688 | 4
10 | 2015-04-22 10:00 | 31.7731 | 56.4356 | 61% | 5% | 474.1914 | 31.4744 | 61% | 5% | 247.1761 | 87.91 | 0 | 0 | 1.0649e-05 | 0.00041823 | 4
11 | 2015-04-22 11:00 | 119.348 | 0 | 57% | 2% | 353.4385 | 35.164 | 57% | 2% | 247.1761 | 35.164 | 0 | 0 | 0.01056 | 3.8128e-05 | 4
12 | 2015-04-22 12:00 | 172.9616 | 0 | 52% | 2% | 258.3524 | 35.164 | 52% | 2% | 247.1761 | 35.164 | 0 | 0 | 0.026309 | 3.8128e-05 | 4
13 | 2015-04-22 13:00 | 140.9687 | 0 | 43% | 3% | 215.6948 | 52.746 | 43% | 3% | 247.1761 | 52.746 | 0 | 0 | 0.013526 | 5.3688e-05 | 4
14 | 2015-04-22 14:00 | 109.8889 | 0 | 36% | 4% | 188.7131 | 70.328 | 36% | 4% | 247.1761 | 70.328 | 0 | 0 | 0.0081955 | 9.0538e-05 | 4
15 | 2015-04-22 15:00 | 93.4663 | 0 | 31% | 9% | 163.6632 | 158.238 | 31% | 9% | 247.1761 | 158.238 | 0 | 0 | 0.0063215 | 0.00021667 | 4
16 | 2015-04-22 16:00 | 91.8427 | 0 | 30% | 9% | 156.9923 | 158.238 | 30% | 9% | 247.1761 | 158.238 | 0 | 0 | 0.0029467 | 0.00021667 | 4
17 | 2015-04-22 17:00 | 30.8591 | 0 | 22% | 12% | 151.6199 | 210.984 | 22% | 12% | 186.079 | 210.984 | 0 | 0 | 1.2594e-06 | 0.00036614 | 4
18 | 2015-04-22 18:00 | 0 | 0 | 21% | 22% | 174.1845 | 386.804 | 21% | 22% | 177.7845 | 312.9596 | 0 | 0 | 0.002694 | 0.00052086 | 4
19 | 2015-04-22 19:00 | 15.8988 | 0 | 30% | 18% | 232.9362 | 316.476 | 30% | 18% | 247.1761 | 312.9596 | 0 | 0 | 0.0013895 | 0.00062476 | 4
20 | 2015-04-22 20:00 | 12.1506 | 0 | 35% | 26% | 278.1569 | 457.132 | 35% | 26% | 247.1761 | 312.9596 | 0 | 0 | 0.00084966 | 0.0012292 | 4
21 | 2015-04-22 21:00 | 0 | 0 | 35% | 24% | 290.3075 | 421.968 | 35% | 24% | 247.1761 | 312.9596 | 0 | 0 | 0.0019183 | 0.00062366 | 4
22 | 2015-04-22 22:00 | 0 | 0 | 39% | 38% | 323.4855 | 668.116 | 39% | 38% | 247.1761 | 312.9596 | 0 | 0 | 0.0012092 | 0.0012944 | 4
23 | 2015-04-22 23:00 | 0 | 0 | 39% | 35% | 323.4855 | 615.37 | 39% | 35% | 247.1761 | 312.9596 | 0 | 0 | 0.0012092 | 0.0010089 | 4
0 | 2015-04-23 | 0 | 122.541 | 37% | 34% | 306.8965 | 475.247 | 37% | 34% | 247.1761 | 312.9596 | 0 | 0 | 0.002807 | 0.0010581 | 4
1 | 2015-04-23 01:00 | 0 | 64.289 | 43% | 28% | 356.6635 | 428.007 | 43% | 28% | 247.1761 | 312.9596 | 0 | 0 | 0.0028785 | 0.00014201 | 4
2 | 2015-04-23 02:00 | 0 | 0 | 48% | 24% | 398.136 | 421.968 | 48% | 24% | 247.1761 | 312.9596 | 0 | 0 | 0.0016731 | 0.00062366 | 4
3 | 2015-04-23 03:00 | 0 | 0 | 46% | 29% | 381.547 | 509.878 | 46% | 29% | 247.1761 | 312.9596 | 0 | 0 | 0.0022377 | 0.0011622 | 4
4 | 2015-04-23 04:00 | 0 | 0 | 53% | 34% | 439.6085 | 597.788 | 53% | 34% | 247.1761 | 312.9596 | 0 | 0 | 0.0021906 | 0.0013815 | 4
5 | 2015-04-23 05:00 | 0 | 0 | 57% | 33% | 472.7865 | 580.206 | 57% | 33% | 247.1761 | 312.9596 | 0 | 0 | 0.0016916 | 0.00091083 | 4
6 | 2015-04-23 06:00 | 0 | 51.1524 | 58% | 32% | 481.081 | 511.4716 | 58% | 32% | 247.1761 | 312.9596 | 0 | 0 | 0.0013642 | 3.5624e-05 | 4
7 | 2015-04-23 07:00 | 37.9033 | 0 | 56% | 29% | 426.5887 | 509.878 | 56% | 29% | 247.1761 | 312.9596 | 0 | 0 | 6.8497e-05 | 0.0011622 | 4
8 | 2015-04-23 08:00 | 0 | 0 | 49% | 28% | 406.4305 | 492.296 | 49% | 28% | 247.1761 | 312.9596 | 0 | 0 | 0.0019382 | 0.00060754 | 4
9 | 2015-04-23 09:00 | 0 | 0 | 45% | 29% | 373.2525 | 509.878 | 45% | 29% | 247.1761 | 312.9596 | 0 | 0 | 0.001179 | 0.0011622 | 4
10 | 2015-04-23 10:00 | 0 | 72.6277 | 47% | 39% | 389.8415 | 613.0703 | 47% | 39% | 247.1761 | 312.9596 | 0 | 0 | 0.0028582 | 6.8914e-06 | 4
11 | 2015-04-23 11:00 | 0 | 91.9369 | 50% | 40% | 414.725 | 611.3431 | 50% | 40% | 247.1761 | 312.9596 | 0 | 0 | 0.0027122 | 0.0003479 | 4
12 | 2015-04-23 12:00 | 4.0175 | 6.2432 | 50% | 39% | 410.7075 | 679.4548 | 50% | 39% | 247.1761 | 312.9596 | 0 | 0 | 0.0022312 | 0.0012343 | 4
13 | 2015-04-23 13:00 | 114.8924 | 11.1187 | 51% | 39% | 308.1271 | 674.5793 | 51% | 39% | 247.1761 | 312.9596 | 0 | 0 | 0.0088599 | 0.0010471 | 4
14 | 2015-04-23 14:00 | 149.8531 | 12.3088 | 49% | 42% | 256.5774 | 726.1352 | 49% | 42% | 247.1761 | 312.9596 | 0 | 0 | 0.018671 | 0.00084618 | 4
15 | 2015-04-23 15:00 | 52.4608 | 134.4284 | 39% | 38% | 271.0247 | 533.6876 | 39% | 38% | 247.1761 | 312.9596 | 0 | 0 | 0.00081077 | 0.0016387 | 4
16 | 2015-04-23 16:00 | 0 | 124.9304 | 34% | 42% | 282.013 | 613.5136 | 34% | 42% | 247.1761 | 312.9596 | 0 | 0 | 0.0017608 | 0.0012226 | 4
17 | 2015-04-23 17:00 | 0 | 0 | 36% | 27% | 298.602 | 474.714 | 36% | 27% | 247.1761 | 312.9596 | 0 | 0 | 0.0017602 | 0.0010126 | 4
18 | 2015-04-23 18:00 | 10.7944 | 144.6168 | 36% | 38% | 287.8076 | 523.4992 | 36% | 38% | 247.1761 | 312.9596 | 0 | 0 | 0.00083759 | 0.0021414 | 4
19 | 2015-04-23 19:00 | 19.7054 | 3.022 | 36% | 28% | 278.8966 | 489.274 | 36% | 28% | 247.1761 | 312.9596 | 0 | 0 | 0.00033116 | 0.00052577 | 4
20 | 2015-04-23 20:00 | 124.3248 | 116.9332 | 40% | 32% | 207.4552 | 445.6908 | 40% | 32% | 247.1761 | 312.9596 | 0 | 0 | 0.012045 | 0.0009888 | 4
21 | 2015-04-23 21:00 | 178.9852 | 165.6798 | 47% | 26% | 210.8563 | 291.4522 | 47% | 26% | 247.1761 | 312.9596 | 0 | 0 | 0.02635 | 0.0035014 | 4
22 | 2015-04-23 22:00 | 29.1074 | 184.6504 | 44% | 26% | 335.8506 | 272.4816 | 44% | 26% | 247.1761 | 312.9596 | 0 | 0 | 0.00035016 | 0.0048947 | 4
23 | 2015-04-23 23:00 | 0 | 0 | 45% | 18% | 373.2525 | 316.476 | 45% | 18% | 247.1761 | 312.9596 | 0 | 0 | 0.001179 | 0.00062476 | 4
0 | 2015-04-24 | 0 | 34.6164 | 50% | 25% | 414.725 | 404.9336 | 50% | 25% | 247.1761 | 312.9596 | 0 | 0 | 0.0027122 | 7.0246e-06 | 4
1 | 2015-04-24 01:00 | 65.275 | 0 | 59% | 23% | 424.1005 | 404.386 | 59% | 23% | 247.1761 | 312.9596 | 0 | 0 | 0.0027566 | 0.00066025 | 4
2 | 2015-04-24 02:00 | 146.9886 | 0 | 69% | 27% | 425.3319 | 474.714 | 69% | 27% | 247.1761 | 312.9596 | 0 | 0 | 0.013629 | 0.0010126 | 4
3 | 2015-04-24 03:00 | 86.8333 | 0 | 69% | 36% | 485.4872 | 632.952 | 69% | 36% | 247.1761 | 312.9596 | 0 | 0 | 0.0019554 | 0.00088734 | 4
4 | 2015-04-24 04:00 | 7.5302 | 0 | 65% | 37% | 531.6123 | 650.534 | 65% | 37% | 247.1761 | 312.9596 | 0 | 0 | 0.00096441 | 0.0012424 | 4
5 | 2015-04-24 05:00 | 0 | 0 | 60% | 37% | 497.67 | 650.534 | 60% | 37% | 247.1761 | 312.9596 | 0 | 0 | 0.0017678 | 0.0012424 | 4
6 | 2015-04-24 06:00 | 15.9023 | 33.5017 | 61% | 41% | 490.0622 | 687.3603 | 61% | 41% | 247.1761 | 312.9596 | 0 | 0 | 0.00050165 | 0.00035312 | 4
7 | 2015-04-24 07:00 | 2.8939 | 118.9818 | 62% | 39% | 511.3651 | 566.7162 | 62% | 39% | 247.1761 | 312.9596 | 0 | 0 | 0.0016118 | 0.0008404 | 4
8 | 2015-04-24 08:00 | 11.5934 | 68.2595 | 56% | 34% | 452.8986 | 529.5285 | 56% | 34% | 247.1761 | 312.9596 | 0 | 0 | 0.0015997 | 2.74e-06 | 4
9 | 2015-04-24 09:00 | 4.2336 | 0 | 59% | 33% | 485.1419 | 580.206 | 59% | 33% | 247.1761 | 312.9596 | 0 | 0 | 0.00044477 | 0.00091083 | 4
10 | 2015-04-24 10:00 | 6.5395 | 4.3436 | 54% | 35% | 441.3635 | 611.0264 | 54% | 35% | 247.1761 | 312.9596 | 0 | 0 | 0.0014229 | 0.00085807 | 4
11 | 2015-04-24 11:00 | 37.4296 | 0 | 57% | 37% | 435.3569 | 650.534 | 57% | 37% | 247.1761 | 312.9596 | 0 | 0 | 1.5977e-05 | 0.0012424 | 4
12 | 2015-04-24 12:00 | 7.5833 | 0.76428 | 49% | 38% | 398.8472 | 667.3517 | 49% | 38% | 247.1761 | 312.9596 | 0 | 0 | 0.0012168 | 0.0012633 | 4
13 | 2015-04-24 13:00 | 0 | 67.6511 | 45% | 41% | 373.2525 | 653.2109 | 45% | 41% | 247.1761 | 312.9596 | 0 | 0 | 0.001179 | 3.9882e-07 | 4
14 | 2015-04-24 14:00 | 63.8476 | 0 | 49% | 38% | 342.5829 | 668.116 | 49% | 38% | 247.1761 | 312.9596 | 0 | 0 | 0.0010858 | 0.0012944 | 4
15 | 2015-04-24 15:00 | 69.0743 | 104.9492 | 46% | 41% | 312.4727 | 615.9128 | 46% | 41% | 247.1761 | 312.9596 | 0 | 0 | 0.001294 | 0.00047722 | 4
16 | 2015-04-24 16:00 | 62.0609 | 297.626 | 41% | 49% | 278.0136 | 563.892 | 41% | 49% | 247.1761 | 312.9596 | 0 | 0 | 0.00081791 | 0.016601 | 4
17 | 2015-04-24 17:00 | 128.9078 | 0 | 37% | 34% | 177.9887 | 597.788 | 37% | 34% | 247.1761 | 312.9596 | 0 | 0 | 0.010492 | 0.0013815 | 4
18 | 2015-04-24 18:00 | 111.9008 | 0 | 32% | 36% | 153.5232 | 632.952 | 32% | 36% | 247.1761 | 312.9596 | 0 | 0 | 0.0073905 | 0.00088734 | 4
19 | 2015-04-24 19:00 | 129.8891 | Data Error | 29% | Data Error | 110.6514 | Data Error | 29% | Data Error | 244.1405 | Data Error | 0 | Data Error | 0.011335 | Data Error | 4
20 | 2015-04-24 20:00 | 128.6664 | Data Error | 30% | Data Error | 120.1686 | Data Error | 30% | Data Error | 247.1761 | Data Error | 0 | Data Error | 0.0097375 | Data Error | 4
21 | 2015-04-24 21:00 | 26.7119 | 0 | 27% | 27% | 197.2396 | 474.714 | 27% | 27% | 227.5515 | 312.9596 | 0 | 0 | 7.346e-05 | 0.0010126 | 4
22 | 2015-04-24 22:00 | 0 | 0 | 30% | 29% | 248.835 | 509.878 | 30% | 29% | 247.1761 | 312.9596 | 0 | 0 | 0.0031859 | 0.0011622 | 4
23 | 2015-04-24 23:00 | 0 | 0 | 34% | 29% | 282.013 | 509.878 | 34% | 29% | 247.1761 | 312.9596 | 0 | 0 | 0.0017608 | 0.0011622 | 4
0 | 2015-04-25 | 0 | 0 | 39% | 32% | 323.4855 | 562.624 | 39% | 32% | 247.1761 | 312.9596 | 0 | 0 | 0.0012092 | 0.0012294 | 4
1 | 2015-04-25 01:00 | 0 | 0 | 45% | 30% | 373.2525 | 527.46 | 45% | 30% | 247.1761 | 312.9596 | 0 | 0 | 0.001179 | 0.00087453 | 4
2 | 2015-04-25 02:00 | 0 | 94.644 | 57% | 32% | 472.7865 | 467.98 | 57% | 32% | 247.1761 | 312.9596 | 0 | 0 | 0.0016916 | 0.00035223 | 4
3 | 2015-04-25 03:00 | 0 | 0 | 55% | 25% | 456.1975 | 439.55 | 55% | 25% | 247.1761 | 312.9596 | 0 | 0 | 0.0032109 | 0.00049903 | 4
4 | 2015-04-25 04:00 | 0 | 0 | 52% | 23% | 431.314 | 404.386 | 52% | 23% | 247.1761 | 312.9596 | 0 | 0 | 0.002146 | 0.00066025 | 4
5 | 2015-04-25 05:00 | 0 | 0 | 52% | 23% | 431.314 | 404.386 | 52% | 23% | 247.1761 | 312.9596 | 0 | 0 | 0.002146 | 0.00066025 | 4
6 | 2015-04-25 06:00 | 60.0703 | 0 | 47% | 24% | 329.7712 | 421.968 | 47% | 24% | 247.1761 | 312.9596 | 0 | 0 | 0.00035949 | 0.00062366 | 4
7 | 2015-04-25 07:00 | 14.839 | 0 | 46% | 26% | 366.708 | 457.132 | 46% | 26% | 247.1761 | 312.9596 | 0 | 0 | 0.00086522 | 0.0012292 | 4
8 | 2015-04-25 08:00 | 40.5852 | 0 | 39% | 29% | 282.9003 | 509.878 | 39% | 29% | 247.1761 | 312.9596 | 0 | 0 | 0.00020041 | 0.0011622 | 4
9 | 2015-04-25 09:00 | 15.105 | 0 | 36% | 37% | 283.497 | 650.534 | 36% | 37% | 247.1761 | 312.9596 | 0 | 0 | 0.00056378 | 0.0012424 | 4
10 | 2015-04-25 10:00 | 0 | 0 | 32% | 43% | 265.424 | 756.026 | 32% | 43% | 247.1761 | 312.9596 | 0 | 0 | 0.0023953 | 0.0027747 | 4
11 | 2015-04-25 11:00 | 0 | 85.1257 | 30% | 44% | 248.835 | 688.4823 | 30% | 44% | 247.1761 | 312.9596 | 0 | 0 | 0.0031859 | 0.00012717 | 4
12 | 2015-04-25 12:00 | 0 | 91.9992 | 35% | 49% | 290.3075 | 769.5188 | 35% | 49% | 247.1761 | 312.9596 | 0 | 0 | 0.0019183 | 0.00014144 | 4
13 | 2015-04-25 13:00 | 49.0722 | 80.321 | 35% | 42% | 241.2353 | 658.123 | 35% | 42% | 247.1761 | 312.9596 | 0 | 0 | 0.00023607 | 9.2039e-05 | 4
14 | 2015-04-25 14:00 | 89.9176 | 170.5015 | 34% | 38% | 192.0954 | 497.6145 | 34% | 38% | 247.1761 | 312.9596 | 0 | 0 | 0.0044148 | 0.0037207 | 4
15 | 2015-04-25 15:00 | 20.3044 | 331.0852 | 30% | 33% | 228.5306 | 249.1208 | 30% | 33% | 247.1761 | 312.9596 | 0 | 0.004 | 0.0010217 | 0.025005 | 4
16 | 2015-04-25 16:00 | 14.5913 | 147.0066 | 26% | 21% | 201.0657 | 222.2154 | 26% | 21% | 219.257 | 312.9596 | 0 | 0 | 0.0010303 | 0.0035382 | 4
17 | 2015-04-25 17:00 | 84.3641 | 0 | 31% | 11% | 172.7654 | 193.402 | 31% | 11% | 247.1761 | 193.402 | 0 | 0 | 0.0046969 | 0.00030201 | 4
18 | 2015-04-25 18:00 | 93.0676 | 0 | 29% | 15% | 147.4729 | 263.73 | 29% | 15% | 244.1405 | 263.73 | 0 | 0 | 0.0038532 | 0.00056942 | 4
19 | 2015-04-25 19:00 | 57.9878 | 0 | 24% | 22% | 141.0802 | 386.804 | 24% | 22% | 202.668 | 312.9596 | 0 | 0 | 0.00045518 | 0.00052086 | 4
20 | 2015-04-25 20:00 | 40.8786 | 15.2647 | 22% | 24% | 141.6004 | 406.7033 | 22% | 24% | 186.079 | 312.9596 | 0 | 0 | 0.00012007 | 0.0002654 | 4
21 | 2015-04-25 21:00 | 64.9934 | 51.7722 | 16% | 25% | 67.7186 | 387.7778 | 16% | 25% | 136.312 | 312.9596 | 0 | 0 | 0.0015306 | 5.0512e-05 | 4
22 | 2015-04-25 22:00 | 110.6285 | 42.2891 | 19% | 24% | 46.967 | 379.6789 | 19% | 24% | 161.1955 | 312.9596 | 0 | 0 | 0.0096608 | 8.4768e-07 | 4
23 | 2015-04-25 23:00 | 48.7523 | 0 | 11% | 20% | 42.4872 | 351.64 | 11% | 20% | 94.8395 | 312.9596 | 0 | 0 | 0.00090275 | 0.00057635 | 4
0 | 2015-04-26 | 26.6754 | 0 | 8% | 26% | 39.6806 | 457.132 | 8% | 26% | 69.956 | 312.9596 | 0 | 0 | 0.00012689 | 0.0012292 | 4
1 | 2015-04-26 01:00 | 0 | 0 | 8% | 27% | 66.356 | 474.714 | 8% | 27% | 69.956 | 312.9596 | 0 | 0 | 0.00043663 | 0.0010126 | 4
2 | 2015-04-26 02:00 | 0 | 104.9942 | 10% | 29% | 82.945 | 404.8838 | 10% | 29% | 86.545 | 312.9596 | 0 | 0 | 0.00057035 | 0.00065672 | 4
3 | 2015-04-26 03:00 | 0 | 29.9561 | 16% | 26% | 132.712 | 427.1759 | 16% | 26% | 136.312 | 312.9596 | 0 | 0 | 0.0015393 | 0.00032481 | 4
4 | 2015-04-26 04:00 | 48.7175 | 0 | 22% | 21% | 133.7615 | 369.222 | 22% | 21% | 186.079 | 312.9596 | 0 | 0 | 0.00041649 | 0.00058222 | 4
5 | 2015-04-26 05:00 | 6.6821 | 0 | 20% | 24% | 159.2079 | 421.968 | 20% | 24% | 169.49 | 312.9596 | 0 | 0 | 0.0014801 | 0.00062366 | 4
6 | 2015-04-26 06:00 | 0 | 0 | 16% | 25% | 132.712 | 439.55 | 16% | 25% | 136.312 | 312.9596 | 0 | 0 | 0.0015393 | 0.00049903 | 4
7 | 2015-04-26 07:00 | 0 | 0 | 15% | 28% | 124.4175 | 492.296 | 15% | 28% | 128.0175 | 312.9596 | 0 | 0 | 0.00077608 | 0.00060754 | 4
8 | 2015-04-26 08:00 | 12.7518 | 0 | 13% | 30% | 95.0767 | 527.46 | 13% | 30% | 111.4285 | 312.9596 | 0 | 0 | 0.00013144 | 0.00087453 | 4
9 | 2015-04-26 09:00 | 12.7524 | 7.5173 | 10% | 29% | 70.1926 | 502.3607 | 10% | 29% | 86.545 | 312.9596 | 0 | 0 | 7.2376e-05 | 0.00088892 | 4
10 | 2015-04-26 10:00 | 11.332 | 0 | 8% | 28% | 55.024 | 492.296 | 8% | 28% | 69.956 | 312.9596 | 0 | 0 | 5.2326e-05 | 0.00060754 | 4
11 | 2015-04-26 11:00 | 45.1193 | 0 | 9% | 29% | 29.5312 | 509.878 | 9% | 29% | 78.2505 | 312.9596 | 0 | 0 | 0.00077698 | 0.0011622 | 4
12 | 2015-04-26 12:00 | 42.5411 | 0 | 7% | 32% | 15.5204 | 562.624 | 7% | 32% | 61.6615 | 312.9596 | 0 | 0 | 0.00092521 | 0.0012294 | 4
13 | 2015-04-26 13:00 | 16.064 | 34.3234 | 3% | 35% | 8.8195 | 581.0466 | 3% | 35% | 28.4835 | 312.9596 | 0 | 0 | 5.6498e-05 | 0.00014985 | 4
14 | 2015-04-26 14:00 | 4.296 | 21.2549 | 2% | 31% | 12.293 | 523.7871 | 2% | 31% | 20.189 | 312.9596 | 0 | 0 | 3.7536e-06 | 0.00029738 | 4
15 | 2015-04-26 15:00 | 2.563 | 0 | 2% | 31% | 14.026 | 545.042 | 2% | 31% | 20.189 | 312.9596 | 0 | 0 | 1.6215e-05 | 0.00086046 | 4
16 | 2015-04-26 16:00 | 2.0077 | 20.5771 | 2% | 36% | 14.5813 | 612.3749 | 2% | 36% | 20.189 | 312.9596 | 0 | 0 | 2.2054e-05 | 0.00032706 | 4
17 | 2015-04-26 17:00 | 0.36468 | 94.4498 | 2% | 36% | 16.2243 | 538.5022 | 2% | 36% | 20.189 | 312.9596 | 0 | 0 | 4.4584e-05 | 0.00057271 | 4
18 | 2015-04-26 18:00 | 0 | 102.9032 | 3% | 32% | 24.8835 | 459.7208 | 3% | 32% | 28.4835 | 312.9596 | 0 | 0 | 0.00014044 | 0.00055063 | 4
19 | 2015-04-26 19:00 | 0 | 71.7554 | 5% | 28% | 41.4725 | 420.5406 | 5% | 28% | 45.0725 | 312.9596 | 0 | 0 | 0.00019983 | 0.00026126 | 4
20 | 2015-04-26 20:00 | 5.7614 | 72.0815 | 8% | 24% | 60.5946 | 349.8865 | 8% | 24% | 69.956 | 312.9596 | 0 | 0 | 0.00019459 | 0.00025677 | 4
21 | 2015-04-26 21:00 | 30.3833 | 54.996 | 9% | 24% | 44.2672 | 366.972 | 9% | 24% | 78.2505 | 312.9596 | 0 | 0 | 0.00010218 | 3.9772e-05 | 4
22 | 2015-04-26 22:00 | 43.7656 | 18.3942 | 11% | 20% | 47.4739 | 333.2458 | 11% | 20% | 94.8395 | 312.9596 | 0 | 0 | 0.00057762 | 0.00018347 | 4
23 | 2015-04-26 23:00 | 30.8046 | 36.2179 | 8% | 20% | 35.5514 | 315.4221 | 8% | 20% | 69.956 | 312.9596 | 0 | 0 | 0.00026383 | 1.1613e-05 | 4
0 | 2015-04-27 | 0 | 77.5076 | 9% | 19% | 74.6505 | 256.5504 | 9% | 19% | 78.2505 | 312.9596 | 0 | 0 | 0.00070343 | 0.00036443 | 4
1 | 2015-04-27 01:00 | 1.8709 | 56.0826 | 12% | 16% | 97.6631 | 225.2294 | 12% | 16% | 103.134 | 281.312 | 0 | 0 | 0.00092392 | 0.00010279 | 4
2 | 2015-04-27 02:00 | 6.8555 | 18.8498 | 14% | 14% | 109.2675 | 227.2982 | 14% | 14% | 119.723 | 246.148 | 0 | 0 | 0.00049506 | 8.5341e-05 | 4
3 | 2015-04-27 03:00 | 0 | 8.9657 | 11% | 12% | 91.2395 | 202.0183 | 11% | 12% | 94.8395 | 210.984 | 0 | 0 | 0.00082546 | 0.000197 | 4
4 | 2015-04-27 04:00 | 3.1364 | 63.2159 | 11% | 14% | 88.1031 | 182.9321 | 11% | 14% | 94.8395 | 246.148 | 0 | 0 | 0.00062248 | 0.00025586 | 4
5 | 2015-04-27 05:00 | 5.7575 | 100.3924 | 10% | 12% | 77.1875 | 110.5916 | 10% | 12% | 86.545 | 210.984 | 0 | 0 | 0.00028698 | 0.0014413 | 4
6 | 2015-04-27 06:00 | 37.0706 | 74.3003 | 10% | 10% | 45.8744 | 101.5197 | 10% | 10% | 86.545 | 175.82 | 0 | 0 | 0.0004331 | 0.00043918 | 4
7 | 2015-04-27 07:00 | 67.3092 | 73.1063 | 9% | 7% | 7.3413 | 49.9677 | 9% | 7% | 78.2505 | 123.074 | 0 | 0 | 0.0029841 | 0.00091705 | 4
8 | 2015-04-27 08:00 | 29.5 | 49.9126 | 3% | 6% | -4.6165 | 55.5794 | 3% | 6% | 28.4835 | 105.492 | 0.001 | 0 | 0.0005624 | 0.00029099 | 4
9 | 2015-04-27 09:00 | 19.8374 | 31.164 | 2% | 5% | -3.2484 | 56.746 | 2% | 5% | 20.189 | 87.91 | 0 | 0 | 0.00028223 | 3.6931e-05 | 4
10 | 2015-04-27 10:00 | 8.8999 | 8.3983 | 1% | 5% | -0.60542 | 79.5117 | 1% | 5% | 11.8945 | 87.91 | 0 | 0 | 3.9454e-05 | 4.7213e-05 | 4
11 | 2015-04-27 11:00 | 0 | 32.7293 | 0% | 5% | 0 | 55.1807 | 0% | 5% | 3.6 | 87.91 | 0 | 0 | 0.00068377 | 4.8545e-05 | 4
12 | 2015-04-27 12:00 | 0 | 42.8063 | 0% | 5% | 0 | 45.1037 | 0% | 5% | 3.6 | 87.91 | 0 | 0 | 0.00068377 | 0.00016126 | 4
13 | 2015-04-27 13:00 | 0 | 29.8577 | 1% | 5% | 8.2945 | 58.0523 | 1% | 5% | 11.8945 | 87.91 | 0 | 0 | 1.979e-05 | 2.8453e-05 | 4
14 | 2015-04-27 14:00 | 0 | 20.6186 | 2% | 5% | 16.589 | 67.2914 | 2% | 5% | 20.189 | 87.91 | 0 | 0 | 5.0648e-05 | 6.2883e-09 | 4
15 | 2015-04-27 15:00 | 0 | 15.1366 | 5% | 5% | 41.4725 | 72.7734 | 5% | 5% | 45.0725 | 87.91 | 0 | 0 | 0.00019983 | 9.2337e-06 | 4
16 | 2015-04-27 16:00 | 0 | 21.2126 | 10% | 5% | 82.945 | 66.6974 | 10% | 5% | 86.545 | 87.91 | 0 | 0 | 0.00057035 | 1.7401e-07 | 4
17 | 2015-04-27 17:00 | 0 | 8.8434 | 14% | 6% | 116.123 | 96.6486 | 14% | 6% | 119.723 | 105.492 | 0 | 0 | 0.00093117 | 3.9693e-05 | 4
18 | 2015-04-27 18:00 | 0 | 0 | 18% | 6% | 149.301 | 105.492 | 18% | 6% | 152.901 | 105.492 | 0 | 0 | 0.00098752 | 0.00012837 | 4
19 | 2015-04-27 19:00 | 55.4738 | 53.0622 | 23% | 7% | 135.2997 | 70.0118 | 23% | 7% | 194.3735 | 123.074 | 0 | 0 | 0.0006051 | 0.00035655 | 4
20 | 2015-04-27 20:00 | 72.9475 | 58.5004 | 20% | 7% | 92.9425 | 64.5736 | 20% | 7% | 169.49 | 123.074 | 0 | 0 | 0.0017156 | 0.00048293 | 4
21 | 2015-04-27 21:00 | 83.6047 | 59.6796 | 18% | 6% | 65.6963 | 45.8124 | 18% | 6% | 152.901 | 105.492 | 0 | 0 | 0.0048123 | 0.00051137 | 4
22 | 2015-04-27 22:00 | 84.2268 | 26.0456 | 15% | 4% | 40.1907 | 44.2824 | 15% | 4% | 128.0175 | 70.328 | 0 | 0 | 0.0054298 | 2.8076e-05 | 4
23 | 2015-04-27 23:00 | 64.7051 | 17.0978 | 13% | 4% | 43.1234 | 53.2302 | 13% | 4% | 111.4285 | 70.328 | 0 | 0 | 0.0026185 | 4.3894e-08 | 4
0 | 2015-04-28 | 40.2738 | 0 | 10% | 4% | 42.6712 | 70.328 | 10% | 4% | 86.545 | 70.328 | 0 | 0 | 0.00060875 | 9.0538e-05 | 4
1 | 2015-04-28 01:00 | 40.08 | 28.6374 | 10% | 5% | 42.865 | 59.2726 | 10% | 5% | 86.545 | 87.91 | 0 | 0 | 0.00059728 | 2.153e-05 | 4
2 | 2015-04-28 02:00 | 50.6908 | 28.6374 | 10% | 5% | 32.2542 | 59.2726 | 10% | 5% | 86.545 | 87.91 | 0 | 0 | 0.0013862 | 2.153e-05 | 4
3 | 2015-04-28 03:00 | 37.4472 | 0 | 7% | 4% | 20.6143 | 70.328 | 7% | 4% | 61.6615 | 70.328 | 0 | 0 | 0.00058932 | 9.0538e-05 | 4
4 | 2015-04-28 04:00 | 14.1121 | 0 | 5% | 5% | 27.3604 | 87.91 | 5% | 5% | 45.0725 | 87.91 | 0 | 0 | 8.2806e-06 | 0.00013567 | 4
5 | 2015-04-28 05:00 | 0 | 0 | 5% | 6% | 41.4725 | 105.492 | 5% | 6% | 45.0725 | 105.492 | 0 | 0 | 0.00019983 | 0.00012837 | 4
6 | 2015-04-28 06:00 | 0 | 7.0483 | 8% | 7% | 66.356 | 116.0257 | 8% | 7% | 69.956 | 123.074 | 0 | 0 | 0.00043663 | 5.3122e-05 | 4
7 | 2015-04-28 07:00 | 26.0898 | 34.1081 | 6% | 8% | 23.6772 | 106.5479 | 6% | 8% | 53.367 | 140.656 | 0 | 0 | 0.00010854 | 2.4643e-05 | 4
8 | 2015-04-28 08:00 | 2.1726 | 44.8812 | 6% | 5% | 47.5944 | 43.0288 | 6% | 5% | 53.367 | 87.91 | 0 | 0 | 0.00033918 | 0.00019263 | 4
9 | 2015-04-28 09:00 | 0 | 48.128 | 6% | 4% | 49.767 | 22.2 | 6% | 4% | 53.367 | 70.328 | 0 | 0 | 0.00044252 | 0.00031892 | 4
10 | 2015-04-28 10:00 | 31.1768 | 13.5268 | 7% | 2% | 26.8847 | 21.6372 | 7% | 2% | 61.6615 | 35.164 | 0 | 0 | 0.00027944 | 2.3067e-06 | 4
11 | 2015-04-28 11:00 | 39.9275 | 0 | 9% | 1% | 34.723 | 17.582 | 9% | 1% | 78.2505 | 17.582 | 0 | 0 | 0.00046721 | 1.201e-05 | 4
12 | 2015-04-28 12:00 | 12.8478 | 16.9729 | 7% | 2% | 45.2137 | 18.1911 | 7% | 2% | 61.6615 | 35.164 | 0 | 0 | 2.896e-05 | 1.2102e-05 | 4
13 | 2015-04-28 13:00 | 0 | 11.1133 | 8% | 1% | 66.356 | 6.4687 | 8% | 1% | 69.956 | 17.582 | 0 | 0 | 0.00043663 | 8.1528e-06 | 4
14 | 2015-04-28 14:00 | 0 | 11.1575 | 14% | 1% | 116.123 | 6.4245 | 14% | 1% | 119.723 | 17.582 | 0 | 0 | 0.00093117 | 8.2968e-06 | 4
15 | 2015-04-28 15:00 | 0 | 11.1575 | 15% | 1% | 124.4175 | 6.4245 | 15% | 1% | 128.0175 | 17.582 | 0 | 0 | 0.00077608 | 8.2968e-06 | 4
16 | 2015-04-28 16:00 | 0 | 6.44 | 26% | 1% | 215.657 | 11.142 | 26% | 1% | 219.257 | 17.582 | 0 | 0 | 0.0024692 | 3.8932e-08 | 4
17 | 2015-04-28 17:00 | 0 | 4.0561 | 33% | 1% | 273.7185 | 13.5259 | 33% | 1% | 247.1761 | 17.582 | 0 | 0 | 0.0018132 | 1.3423e-06 | 4
18 | 2015-04-28 18:00 | 0 | 0 | 40% | 2% | 331.78 | 35.164 | 40% | 2% | 247.1761 | 35.164 | 0 | 0 | 0.0016112 | 3.8128e-05 | 4
19 | 2015-04-28 19:00 | 0 | 0 | 52% | 2% | 431.314 | 35.164 | 52% | 2% | 247.1761 | 35.164 | 0 | 0 | 0.002146 | 3.8128e-05 | 4
20 | 2015-04-28 20:00 | 0 | 0 | 63% | 6% | 522.5535 | 105.492 | 63% | 6% | 247.1761 | 105.492 | 0 | 0 | 0.00061093 | 0.00012837 | 4
21 | 2015-04-28 21:00 | 0 | 0 | 73% | 12% | 605.4985 | 210.984 | 73% | 12% | 247.1761 | 210.984 | 0 | 0 | 0.0018299 | 0.00036614 | 4
22 | 2015-04-28 22:00 | 0 | 7.2463 | 84% | 16% | 696.738 | 274.0657 | 84% | 16% | 247.1761 | 281.312 | 0 | 0 | 0.0012718 | 0.0003111 | 4
23 | 2015-04-28 23:00 | 0 | 13.4675 | 82% | 18% | 680.149 | 303.0085 | 82% | 18% | 247.1761 | 312.9596 | 0 | 0 | 6.6911e-05 | 0.00030052 | 4
0 | 2015-04-29 | 0 | 0 | 81% | 15% | 671.8545 | 263.73 | 81% | 15% | 247.1761 | 263.73 | 0 | 0 | 0.0022597 | 0.00056942 | 4
1 | 2015-04-29 01:00 | 0 | 0 | 81% | 17% | 671.8545 | 298.894 | 81% | 17% | 247.1761 | 298.894 | 0 | 0 | 0.0022597 | 0.00072044 | 4
2 | 2015-04-29 02:00 | 8.2205 | 28.408 | 82% | 19% | 671.9285 | 305.65 | 82% | 19% | 247.1761 | 312.9596 | 0 | 0 | 2.9959e-06 | 7.8078e-05 | 4
3 | 2015-04-29 03:00 | 0 | 0 | 81% | 20% | 671.8545 | 351.64 | 81% | 20% | 247.1761 | 312.9596 | 0 | 0 | 0.0022597 | 0.00057635 | 4
4 | 2015-04-29 04:00 | 0 | 0 | 76% | 30% | 630.382 | 527.46 | 76% | 30% | 247.1761 | 312.9596 | 0 | 0 | 0.00052437 | 0.00087453 | 4
5 | 2015-04-29 05:00 | 0 | 0 | 74% | 33% | 613.793 | 580.206 | 74% | 33% | 247.1761 | 312.9596 | 0 | 0 | 0.0041038 | 0.00091083 | 4
6 | 2015-04-29 06:00 | 0 | 0 | 75% | 36% | 622.0875 | 632.952 | 75% | 36% | 247.1761 | 312.9596 | 0 | 0 | 0.0014769 | 0.00088734 | 4
7 | 2015-04-29 07:00 | 0 | 50.3633 | 70% | 38% | 580.615 | 617.7527 | 70% | 38% | 247.1761 | 312.9596 | 0 | 0 | 0.0015872 | 5.3764e-05 | 4
8 | 2015-04-29 08:00 | 0 | 0 | 70% | 31% | 580.615 | 545.042 | 70% | 31% | 247.1761 | 312.9596 | 0 | 0 | 0.0015872 | 0.00086046 | 4
9 | 2015-04-29 09:00 | 0 | 6.5648 | 66% | 31% | 547.437 | 538.4772 | 66% | 31% | 247.1761 | 312.9596 | 0 | 0 | 0.0017394 | 0.00065535 | 4
10 | 2015-04-29 10:00 | 101.5181 | 0 | 59% | 29% | 387.8574 | 509.878 | 59% | 29% | 247.1761 | 312.9596 | 0 | 0 | 0.0092541 | 0.0011622 | 4
11 | 2015-04-29 11:00 | 123.8304 | 0 | 53% | 29% | 315.7781 | 509.878 | 53% | 29% | 247.1761 | 312.9596 | 0 | 0 | 0.010504 | 0.0011622 | 4
12 | 2015-04-29 12:00 | 125.0759 | 0 | 45% | 32% | 248.1766 | 562.624 | 45% | 32% | 247.1761 | 312.9596 | 0 | 0 | 0.013562 | 0.0012294 | 4
13 | 2015-04-29 13:00 | 100.1153 | 0 | 39% | 36% | 223.3702 | 632.952 | 39% | 36% | 247.1761 | 312.9596 | 0 | 0 | 0.0073835 | 0.00088734 | 4
14 | 2015-04-29 14:00 | 67.6363 | 0 | 33% | 37% | 206.0822 | 650.534 | 33% | 37% | 247.1761 | 312.9596 | 0 | 0 | 0.001518 | 0.0012424 | 4
15 | 2015-04-29 15:00 | 56.823 | 60.4909 | 29% | 39% | 183.7175 | 625.2071 | 29% | 39% | 244.1405 | 312.9596 | 0 | 0 | 0.00033772 | 1.83e-05 | 4
16 | 2015-04-29 16:00 | 3.7624 | 19.29 | 27% | 36% | 220.1891 | 613.662 | 27% | 36% | 227.5515 | 312.9596 | 0 | 0 | 0.0013133 | 0.00035407 | 4
17 | 2015-04-29 17:00 | 0 | 59.4772 | 29% | 34% | 240.5405 | 538.3108 | 29% | 34% | 244.1405 | 312.9596 | 0 | 0 | 0.002513 | 1.1154e-05 | 4
18 | 2015-04-29 18:00 | 1.9402 | 126.4524 | 32% | 32% | 263.4838 | 436.1716 | 32% | 32% | 247.1761 | 312.9596 | 0 | 0 | 0.0021718 | 0.0013586 | 4
19 | 2015-04-29 19:00 | 0 | 89.1552 | 34% | 28% | 282.013 | 403.1408 | 34% | 28% | 247.1761 | 312.9596 | 0 | 0 | 0.0017608 | 0.00067911 | 4
20 | 2015-04-29 20:00 | 0 | 0 | 39% | 24% | 323.4855 | 421.968 | 39% | 24% | 247.1761 | 312.9596 | 0 | 0 | 0.0012092 | 0.00062366 | 4
21 | 2015-04-29 21:00 | 0 | 0 | 39% | 23% | 323.4855 | 404.386 | 39% | 23% | 247.1761 | 312.9596 | 0 | 0 | 0.0012092 | 0.00066025 | 4
22 | 2015-04-29 22:00 | 100.5467 | 153.9394 | 45% | 30% | 272.7058 | 373.5206 | 45% | 30% | 247.1761 | 312.9596 | 0 | 0 | 0.007549 | 0.003362 | 4
23 | 2015-04-29 23:00 | 67.7485 | 17.5316 | 39% | 22% | 255.737 | 369.2724 | 39% | 22% | 247.1761 | 312.9596 | 0 | 0 | 0.0022001 | 0.00016515 | 4
0 | 2015-04-30 | 78.9156 | 0 | 35% | 20% | 211.3919 | 351.64 | 35% | 20% | 247.1761 | 312.9596 | 0 | 0 | 0.0026362 | 0.00057635 | 4
1 | 2015-04-30 01:00 | 98.6104 | 0 | 32% | 22% | 166.8136 | 386.804 | 32% | 22% | 247.1761 | 312.9596 | 0 | 0 | 0.0048923 | 0.00052086 | 4
2 | 2015-04-30 02:00 | 7.2018 | 0 | 26% | 27% | 208.4552 | 474.714 | 26% | 27% | 219.257 | 312.9596 | 0 | 0 | 0.0016817 | 0.0010126 | 4
3 | 2015-04-30 03:00 | 0 | 0 | 26% | 27% | 215.657 | 474.714 | 26% | 27% | 219.257 | 312.9596 | 0 | 0 | 0.0024692 | 0.0010126 | 4
4 | 2015-04-30 04:00 | 0 | 6.3202 | 26% | 31% | 215.657 | 538.7218 | 26% | 31% | 219.257 | 312.9596 | 0 | 0 | 0.0024692 | 0.00066249 | 4
5 | 2015-04-30 05:00 | 0 | 0 | 36% | 27% | 298.602 | 474.714 | 36% | 27% | 247.1761 | 312.9596 | 0 | 0 | 0.0017602 | 0.0010126 | 4
6 | 2015-04-30 06:00 | 0 | 126.3739 | 37% | 29% | 306.8965 | 383.5041 | 37% | 29% | 247.1761 | 312.9596 | 0 | 0 | 0.002807 | 0.0014278 | 4
7 | 2015-04-30 07:00 | 42.5633 | 142.4218 | 35% | 25% | 247.7442 | 297.1282 | 35% | 25% | 247.1761 | 312.9596 | 0 | 0 | 5.6508e-05 | 0.0034416 | 4
8 | 2015-04-30 08:00 | 61.142 | 11.7341 | 32% | 17% | 204.282 | 287.1599 | 32% | 17% | 247.1761 | 298.894 | 0 | 0 | 0.00061368 | 0.00040671 | 4
9 | 2015-04-30 09:00 | 0 | 70.6168 | 28% | 20% | 232.246 | 281.0232 | 28% | 20% | 235.846 | 312.9596 | 0 | 0 | 0.0010544 | 0.00026105 | 4
10 | 2015-04-30 10:00 | 0 | 24.9696 | 21% | 18% | 174.1845 | 291.5064 | 21% | 18% | 177.7845 | 312.9596 | 0 | 0 | 0.002694 | 0.0001165 | 4
11 | 2015-04-30 11:00 | 0 | 0 | 21% | 17% | 174.1845 | 298.894 | 21% | 17% | 177.7845 | 298.894 | 0 | 0 | 0.002694 | 0.00072044 | 4
12 | 2015-04-30 12:00 | 61.8157 | 0 | 26% | 22% | 153.8413 | 386.804 | 26% | 22% | 219.257 | 312.9596 | 0 | 0 | 0.00061681 | 0.00052086 | 4
13 | 2015-04-30 13:00 | 95.9292 | 67.3418 | 24% | 28% | 103.1388 | 424.9542 | 24% | 28% | 202.668 | 312.9596 | 0 | 0 | 0.0044994 | 0.00018641 | 4
14 | 2015-04-30 14:00 | 98.9156 | 0 | 19% | 24% | 58.6799 | 421.968 | 19% | 24% | 161.1955 | 312.9596 | 0 | 0 | 0.0070843 | 0.00062366 | 4
15 | 2015-04-30 15:00 | 65.56 | 50.5147 | 13% | 29% | 42.2685 | 459.3633 | 13% | 29% | 111.4285 | 312.9596 | 0 | 0 | 0.002725 | 2.8723e-05 | 4
16 | 2015-04-30 16:00 | 28.6564 | 0 | 9% | 22% | 45.9941 | 386.804 | 9% | 22% | 78.2505 | 312.9596 | 0 | 0 | 6.4424e-05 | 0.00052086 | 4
17 | 2015-04-30 17:00 | 18.7331 | 0 | 5% | 21% | 22.7394 | 369.222 | 5% | 21% | 45.0725 | 312.9596 | 0 | 0 | 7.1381e-05 | 0.00058222 | 4
18 | 2015-04-30 18:00 | 32.964 | 49.3207 | 5% | 23% | 8.5085 | 355.0653 | 5% | 23% | 45.0725 | 312.9596 | 0 | 0 | 0.00065566 | 5.5528e-06 | 4
19 | 2015-04-30 19:00 | 25.3254 | 98.021 | 3% | 18% | -0.4419 | 218.455 | 3% | 18% | 28.4835 | 312.9596 | 0 | 0 | 0.00034902 | 0.0009459 | 4
20 | 2015-04-30 20:00 | 7.7023 | 74.7026 | 1% | 13% | 0.59218 | 153.8634 | 1% | 13% | 11.8945 | 228.566 | 0 | 0 | 2.3401e-05 | 0.00058528 | 4
21 | 2015-04-30 21:00 | 10.6078 | 45.3881 | 2% | 8% | 5.9812 | 95.2679 | 2% | 8% | 20.189 | 140.656 | 0 | 0 | 3.2173e-05 | 0.0001295 | 4
22 | 2015-04-30 22:00 | 35.0246 | 0 | 5% | 6% | 6.4479 | 105.492 | 5% | 6% | 45.0725 | 105.492 | 0 | 0 | 0.00078905 | 0.00012837 | 4
23 | 2015-04-30 23:00 | 27.0768 | 0 | 5% | 9% | 14.3957 | 158.238 | 5% | 9% | 45.0725 | 158.238 | 0 | 0 | 0.00034255 | 0.00021667 | 4
0 | 2015-05-01 | 0.0864 | 49.0381 | 3% | 8% | 24.7971 | 91.6179 | 3% | 8% | 28.4835 | 140.656 | 0 | 0 | 0.00013798 | 0.00018106 | 5
1 | 2015-05-01 01:00 | 0 | 51.768 | 5% | 7% | 41.4725 | 71.306 | 5% | 7% | 45.0725 | 123.074 | 0 | 0 | 0.00019983 | 0.00032929 | 5
2 | 2015-05-01 02:00 | 0 | 32.841 | 7% | 5% | 58.0615 | 55.069 | 7% | 5% | 61.6615 | 87.91 | 0 | 0 | 0.0004356 | 4.9434e-05 | 5
3 | 2015-05-01 03:00 | 0 | 41.8694 | 8% | 4% | 66.356 | 28.4586 | 8% | 4% | 69.956 | 70.328 | 0 | 0 | 0.00043663 | 0.00020445 | 5
4 | 2015-05-01 04:00 | 0 | 16.9859 | 8% | 3% | 66.356 | 35.7601 | 8% | 3% | 69.956 | 52.746 | 0 | 0 | 0.00043663 | 5.4462e-06 | 5
5 | 2015-05-01 05:00 | 0 | 21.1152 | 10% | 3% | 82.945 | 31.6308 | 10% | 3% | 86.545 | 52.746 | 0 | 0 | 0.00057035 | 2.1924e-05 | 5
6 | 2015-05-01 06:00 | 11.3588 | 13.771 | 11% | 2% | 79.8807 | 21.393 | 11% | 2% | 94.8395 | 35.164 | 0 | 0 | 0.00022609 | 2.7478e-06 | 5
7 | 2015-05-01 07:00 | 39.7825 | 0 | 11% | 2% | 51.457 | 35.164 | 11% | 2% | 94.8395 | 35.164 | 0 | 0 | 0.00036986 | 3.8128e-05 | 5
8 | 2015-05-01 08:00 | 79.6342 | 25.0228 | 11% | 2% | 11.6053 | 10.1412 | 11% | 2% | 94.8395 | 35.164 | 0 | 0 | 0.0045263 | 6.492e-05 | 5
9 | 2015-05-01 09:00 | 56.9956 | 27.1801 | 8% | 2% | 9.3604 | 7.9839 | 8% | 2% | 69.956 | 35.164 | 0 | 0 | 0.0022867 | 8.6198e-05 | 5
10 | 2015-05-01 10:00 | 17.3539 | 30.3958 | 5% | 2% | 24.1186 | 4.7682 | 5% | 2% | 45.0725 | 35.164 | 0 | 0 | 4.6049e-05 | 0.0001235 | 5
11 | 2015-05-01 11:00 | 2.0026 | 30.0186 | 4% | 3% | 31.1754 | 22.7274 | 4% | 3% | 36.778 | 52.746 | 0 | 0 | 0.00013483 | 9.4989e-05 | 5
12 | 2015-05-01 12:00 | 0 | 2.9552 | 6% | 4% | 49.767 | 67.3728 | 6% | 4% | 53.367 | 70.328 | 0 | 0 | 0.00044252 | 6.1376e-05 | 5
13 | 2015-05-01 13:00 | 0 | 0 | 12% | 6% | 99.534 | 105.492 | 12% | 6% | 103.134 | 105.492 | 0 | 0 | 0.0010661 | 0.00012837 | 5
14 | 2015-05-01 14:00 | 0 | 0 | 13% | 12% | 107.8285 | 210.984 | 13% | 12% | 111.4285 | 210.984 | 0 | 0 | 0.0007203 | 0.00036614 | 5
15 | 2015-05-01 15:00 | 0 | 0 | 18% | 18% | 149.301 | 316.476 | 18% | 18% | 152.901 | 312.9596 | 0 | 0 | 0.00098752 | 0.00062476 | 5
16 | 2015-05-01 16:00 | 0 | 0 | 31% | 21% | 257.1295 | 369.222 | 31% | 21% | 247.1761 | 312.9596 | 0 | 0 | 0.0011007 | 0.00058222 | 5
17 | 2015-05-01 17:00 | 0 | 2.3746 | 35% | 22% | 290.3075 | 384.4294 | 35% | 22% | 247.1761 | 312.9596 | 0 | 0 | 0.0019183 | 0.00046104 | 5
18 | 2015-05-01 18:00 | 47.6707 | 101.1636 | 39% | 21% | 275.8148 | 268.0584 | 39% | 21% | 247.1761 | 312.9596 | 0 | 0 | 0.00051525 | 0.0011162 | 5
19 | 2015-05-01 19:00 | 26.2864 | 38.3354 | 38% | 16% | 288.9046 | 242.9766 | 38% | 16% | 247.1761 | 281.312 | 0 | 0 | 0.00015098 | 1.9744e-09 | 5
20 | 2015-05-01 20:00 | 0 | 0 | 35% | 12% | 290.3075 | 210.984 | 35% | 12% | 247.1761 | 210.984 | 0 | 0 | 0.0019183 | 0.00036614 | 5
21 | 2015-05-01 21:00 | 0 | 0 | 45% | 17% | 373.2525 | 298.894 | 45% | 17% | 247.1761 | 298.894 | 0 | 0 | 0.001179 | 0.00072044 | 5
22 | 2015-05-01 22:00 | 65.7559 | 0 | 49% | 19% | 340.6746 | 334.058 | 49% | 19% | 247.1761 | 312.9596 | 0 | 0 | 0.0012427 | 0.00062468 | 5
23 | 2015-05-01 23:00 | 175.8564 | 0 | 47% | 26% | 213.9851 | 457.132 | 47% | 26% | 247.1761 | 312.9596 | 0 | 0 | 0.025139 | 0.0012292 | 5
0 | 2015-05-02 | 72.4969 | 0 | 33% | 28% | 201.2216 | 492.296 | 33% | 28% | 247.1761 | 312.9596 | 0 | 0 | 0.002009 | 0.00060754 | 5
1 | 2015-05-02 01:00 | 29.5918 | 26.2387 | 22% | 33% | 152.8872 | 553.9673 | 22% | 33% | 186.079 | 312.9596 | 0 | 0 | 7.0233e-06 | 0.00023276 | 5
2 | 2015-05-02 02:00 | 55.3919 | 0 | 19% | 31% | 102.2036 | 545.042 | 19% | 31% | 161.1955 | 312.9596 | 0 | 0 | 0.0010046 | 0.00086046 | 5
3 | 2015-05-02 03:00 | 39.2084 | 0 | 15% | 29% | 85.2091 | 509.878 | 15% | 29% | 128.0175 | 312.9596 | 0 | 0 | 0.00037683 | 0.0011622 | 5
4 | 2015-05-02 04:00 | 35.8657 | 25.6759 | 13% | 32% | 71.9628 | 536.9481 | 13% | 32% | 111.4285 | 312.9596 | 0 | 0 | 0.00026902 | 0.00041856 | 5
5 | 2015-05-02 05:00 | 33.3794 | 40.8221 | 12% | 29% | 66.1546 | 469.0559 | 12% | 29% | 103.134 | 312.9596 | 0 | 0 | 5.7626e-05 | 0.00011821 | 5
6 | 2015-05-02 06:00 | 27.9016 | 120.3275 | 8% | 31% | 38.4544 | 424.7145 | 8% | 31% | 69.956 | 312.9596 | 0 | 0 | 0.00016238 | 0.0015291 | 5
7 | 2015-05-02 07:00 | 36.187 | 0 | 7% | 25% | 21.8745 | 439.55 | 7% | 25% | 61.6615 | 312.9596 | 0 | 0 | 0.00051786 | 0.00049903 | 5
8 | 2015-05-02 08:00 | 23.1712 | 0 | 4% | 27% | 10.0068 | 474.714 | 4% | 27% | 36.778 | 312.9596 | 0 | 0 | 0.00019347 | 0.0010126 | 5
9 | 2015-05-02 09:00 | 5.3887 | 0 | 2% | 34% | 11.2003 | 597.788 | 2% | 34% | 20.189 | 312.9596 | 0 | 0 | 3.8442e-07 | 0.0013815 | 5
10 | 2015-05-02 10:00 | 0 | 0 | 2% | 44% | 16.589 | 773.608 | 2% | 44% | 20.189 | 312.9596 | 0 | 0 | 5.0648e-05 | 0.0013793 | 5
11 | 2015-05-02 11:00 | 13.1708 | 0 | 5% | 47% | 28.3017 | 826.354 | 5% | 47% | 45.0725 | 312.9596 | 0 | 0 | 3.0373e-06 | 0.0014461 | 5
12 | 2015-05-02 12:00 | 9.6823 | 0 | 4% | 52% | 23.4957 | 914.264 | 4% | 52% | 36.778 | 312.9596 | 0 | 0 | 5.5363e-06 | 0.0016427 | 5
13 | 2015-05-02 13:00 | 6.8503 | 0 | 3% | 59% | 18.0332 | 1037.338 | 3% | 59% | 28.4835 | 312.9596 | 0 | 0 | 1.2901e-05 | 0.0012771 | 5
14 | 2015-05-02 14:00 | 10.3423 | 0 | 2% | 59% | 6.2467 | 1037.338 | 2% | 59% | 20.189 | 312.9596 | 0 | 0 | 2.8645e-05 | 0.0012771 | 5
15 | 2015-05-02 15:00 | 1.6778 | 0 | 2% | 59% | 14.9112 | 1037.338 | 2% | 59% | 20.189 | 312.9596 | 0 | 0 | 2.5948e-05 | 0.0012771 | 5
16 | 2015-05-02 16:00 | 2.8441 | 183.7986 | 1% | 63% | 5.4504 | 923.8674 | 1% | 63% | 11.8945 | 312.9596 | 0 | 0 | 1.0398e-06 | 0.0031279 | 5
17 | 2015-05-02 17:00 | 1.8936 | 226.2822 | 1% | 61% | 6.4009 | 846.2198 | 1% | 61% | 11.8945 | 312.9596 | 0 | 0 | 4.6902e-06 | 0.0088893 | 5
18 | 2015-05-02 18:00 | 2.8414 | 0 | 1% | 47% | 5.4531 | 826.354 | 1% | 47% | 11.8945 | 312.9596 | 0 | 0 | 1.0466e-06 | 0.0014461 | 5
19 | 2015-05-02 19:00 | 2.9198 | 352.6922 | 1% | 59% | 5.3747 | 684.6458 | 1% | 59% | 11.8945 | 312.9596 | 0 | 0.008 | 8.6198e-07 | 0.027179 | 5
20 | 2015-05-02 20:00 | 5.9976 | 77.4565 | 2% | 43% | 10.5914 | 678.5695 | 2% | 43% | 20.189 | 312.9596 | 0 | 0 | 1.301e-08 | 7.4317e-05 | 5
21 | 2015-05-02 21:00 | 5.7199 | 0 | 2% | 42% | 10.8691 | 738.444 | 2% | 42% | 20.189 | 312.9596 | 0 | 0 | 4.8716e-08 | 0.0013025 | 5
22 | 2015-05-02 22:00 | 14.212 | 0.57588 | 2% | 43% | 2.377 | 755.4501 | 2% | 43% | 20.189 | 312.9596 | 0 | 0 | 0.00010035 | 0.0027403 | 5
23 | 2015-05-02 23:00 | 1.5064 | 0 | 0% | 39% | -1.5064 | 685.698 | 0% | 39% | 3.6 | 312.9596 | 0 | 0 | 0.00059209 | 0.0014964 | 5
0 | 2015-05-03 | 6.9002 | 0 | 1% | 43% | 1.3943 | 756.026 | 1% | 43% | 11.8945 | 312.9596 | 0 | 0 | 1.498e-05 | 0.0027747 | 5
1 | 2015-05-03 01:00 | 6.1375 | 0 | 1% | 41% | 2.157 | 720.862 | 1% | 41% | 11.8945 | 312.9596 | 0 | 0 | 8.7076e-06 | 0.0014323 | 5
2 | 2015-05-03 02:00 | 3.3248 | 134.9971 | 0% | 45% | -3.3248 | 656.1929 | 0% | 45% | 3.6 | 312.9596 | 0 | 0 | 0.0004902 | 0.0019881 | 5
3 | 2015-05-03 03:00 | 0.12996 | 232.6297 | 0% | 38% | -0.12996 | 435.4863 | 0% | 38% | 3.6 | 312.9596 | 0 | 0 | 0.0006756 | 0.0092803 | 5
4 | 2015-05-03 04:00 | 0.12996 | 244.0769 | 0% | 34% | -0.12996 | 353.7111 | 0% | 34% | 3.6 | 312.9596 | 0 | 0 | 0.0006756 | 0.010334 | 5
5 | 2015-05-03 05:00 | 0.80004 | 138.9384 | 0% | 25% | -0.80004 | 300.6116 | 0% | 25% | 3.6 | 312.9596 | 0 | 0 | 0.00063426 | 0.0032131 | 5
6 | 2015-05-03 06:00 | 4.8 | 61.0096 | 1% | 20% | 3.4945 | 290.6304 | 1% | 20% | 11.8945 | 312.9596 | 0 | 0 | 1.7911e-06 | 0.00011434 | 5
7 | 2015-05-03 07:00 | 1.9434 | 119.6501 | 0% | 17% | -1.9434 | 179.2439 | 0% | 17% | 3.6 | 298.894 | 0 | 0 | 0.00056672 | 0.0016984 | 5
8 | 2015-05-03 08:00 | 0.56964 | 104.7416 | 0% | 12% | -0.56964 | 106.2424 | 0% | 12% | 3.6 | 210.984 | 0 | 0 | 0.00064832 | 0.0016353 | 5
9 | 2015-05-03 09:00 | 0 | 0 | 1% | 9% | 8.2945 | 158.238 | 1% | 9% | 11.8945 | 158.238 | 0 | 0 | 1.979e-05 | 0.00021667 | 5
10 | 2015-05-03 10:00 | 0 | 49.9217 | 0% | 8% | 0 | 90.7343 | 0% | 8% | 3.6 | 140.656 | 0 | 0 | 0.00068377 | 0.00019484 | 5
11 | 2015-05-03 11:00 | 0 | 0 | 1% | 9% | 8.2945 | 158.238 | 1% | 9% | 11.8945 | 158.238 | 0 | 0 | 1.979e-05 | 0.00021667 | 5
12 | 2015-05-03 12:00 | 0 | 34.8649 | 3% | 6% | 24.8835 | 70.6271 | 3% | 6% | 28.4835 | 105.492 | 0 | 0 | 0.00014044 | 7.2247e-05 | 5
13 | 2015-05-03 13:00 | 0 | 45.2383 | 4% | 9% | 33.178 | 112.9997 | 4% | 9% | 36.778 | 158.238 | 0 | 0 | 0.00019673 | 0.00012122 | 5
14 | 2015-05-03 14:00 | 0 | 0 | 3% | 7% | 24.8835 | 123.074 | 3% | 7% | 28.4835 | 123.074 | 0 | 0 | 0.00014044 | 0.00012763 | 5
15 | 2015-05-03 15:00 | 10.5089 | 0 | 4% | 11% | 22.6691 | 193.402 | 4% | 11% | 36.778 | 193.402 | 0 | 0 | 1.8399e-06 | 0.00030201 | 5
16 | 2015-05-03 16:00 | 19.1802 | 0 | 4% | 11% | 13.9978 | 193.402 | 4% | 11% | 36.778 | 193.402 | 0 | 0 | 8.2771e-05 | 0.00030201 | 5
17 | 2015-05-03 17:00 | 7.913 | 0 | 2% | 17% | 8.676 | 298.894 | 2% | 17% | 20.189 | 298.894 | 0 | 0 | 5.8726e-06 | 0.00072044 | 5
18 | 2015-05-03 18:00 | 4.1822 | 0 | 1% | 28% | 4.1123 | 492.296 | 1% | 28% | 11.8945 | 312.9596 | 0 | 0 | 3.5229e-07 | 0.00060754 | 5
19 | 2015-05-03 19:00 | 5.8536 | 101.4469 | 1% | 34% | 2.4409 | 496.3411 | 1% | 34% | 11.8945 | 312.9596 | 0 | 0 | 6.8046e-06 | 0.00042153 | 5
20 | 2015-05-03 20:00 | 0 | 289.6931 | 0% | 35% | 0 | 325.6769 | 0% | 35% | 3.6 | 312.9596 | 0 | 0 | 0.00068377 | 0.01769 | 5
21 | 2015-05-03 21:00 | 0 | 0 | 0% | 21% | 0 | 369.222 | 0% | 21% | 3.6 | 312.9596 | 0 | 0 | 0.00068377 | 0.00058222 | 5
22 | 2015-05-03 22:00 | 5.8268 | 140.2174 | 1% | 26% | 2.4677 | 316.9146 | 1% | 26% | 11.8945 | 312.9596 | 0 | 0 | 6.6373e-06 | 0.0019972 | 5
23 | 2015-05-03 23:00 | 4.7772 | 37.443 | 1% | 20% | 3.5173 | 314.197 | 1% | 20% | 11.8945 | 312.9596 | 0 | 0 | 1.7183e-06 | 7.3496e-06 | 5
0 | 2015-05-04 | 4.1923 | 50.9 | 1% | 20% | 4.1022 | 300.74 | 1% | 20% | 11.8945 | 312.9596 | 0 | 0 | 3.6687e-07 | 2.4432e-05 | 5
1 | 2015-05-04 01:00 | 2.2134 | 0 | 0% | 19% | -2.2134 | 334.058 | 0% | 19% | 3.6 | 312.9596 | 0 | 0 | 0.00055133 | 0.00062468 | 5
2 | 2015-05-04 02:00 | 5.9996 | 0 | 1% | 22% | 2.2949 | 386.804 | 1% | 22% | 11.8945 | 312.9596 | 0 | 0 | 7.7542e-06 | 0.00052086 | 5
3 | 2015-05-04 03:00 | 0.15804 | 0 | 0% | 20% | -0.15804 | 351.64 | 0% | 20% | 3.6 | 312.9596 | 0 | 0 | 0.00067384 | 0.00057635 | 5
4 | 2015-05-04 04:00 | 0 | 0 | 0% | 24% | 0 | 421.968 | 0% | 24% | 3.6 | 312.9596 | 0 | 0 | 0.00068377 | 0.00062366 | 5
5 | 2015-05-04 05:00 | 0 | 0 | 1% | 28% | 8.2945 | 492.296 | 1% | 28% | 11.8945 | 312.9596 | 0 | 0 | 1.979e-05 | 0.00060754 | 5
6 | 2015-05-04 06:00 | 7.7627 | 129.0278 | 2% | 29% | 8.8263 | 380.8502 | 2% | 29% | 20.189 | 312.9596 | 0 | 0 | 5.0269e-06 | 0.0015442 | 5
7 | 2015-05-04 07:00 | 7.7567 | 166.7352 | 2% | 24% | 8.8323 | 255.2328 | 2% | 24% | 20.189 | 312.9596 | 0 | 0 | 4.9945e-06 | 0.0048804 | 5
8 | 2015-05-04 08:00 | 1.9596 | 223.6487 | 1% | 21% | 6.3349 | 145.5733 | 1% | 21% | 11.8945 | 312.9596 | 0 | 0 | 4.3519e-06 | 0.010624 | 5
9 | 2015-05-04 09:00 | 1.5472 | 154.7714 | 2% | 14% | 15.0418 | 91.3766 | 2% | 14% | 20.189 | 246.148 | 0 | 0 | 2.7578e-05 | 0.0046334 | 5
10 | 2015-05-04 10:00 | 4.8272 | 61.4596 | 1% | 7% | 3.4673 | 61.6144 | 1% | 7% | 11.8945 | 123.074 | 0 | 0 | 1.8801e-06 | 0.00055973 | 5
11 | 2015-05-04 11:00 | 10.422 | 0.64968 | 2% | 7% | 6.167 | 122.4243 | 2% | 7% | 20.189 | 123.074 | 0 | 0 | 2.9683e-05 | 0.00011942 | 5
12 | 2015-05-04 12:00 | 2.9729 | 0 | 2% | 7% | 13.6161 | 123.074 | 2% | 7% | 20.189 | 123.074 | 0 | 0 | 1.2479e-05 | 0.00012763 | 5
13 | 2015-05-04 13:00 | 0 | 0 | 4% | 10% | 33.178 | 175.82 | 4% | 10% | 36.778 | 175.82 | 0 | 0 | 0.00019673 | 0.00045381 | 5
14 | 2015-05-04 14:00 | 0 | 0 | 8% | 24% | 66.356 | 421.968 | 8% | 24% | 69.956 | 312.9596 | 0 | 0 | 0.00043663 | 0.00062366 | 5
15 | 2015-05-04 15:00 | 0 | 0.84216 | 19% | 29% | 157.5955 | 509.0358 | 19% | 29% | 161.1955 | 312.9596 | 0 | 0 | 0.001231 | 0.0011297 | 5
16 | 2015-05-04 16:00 | 0 | 239.5404 | 32% | 32% | 265.424 | 323.0836 | 32% | 32% | 247.1761 | 312.9596 | 0 | 0 | 0.0023953 | 0.010237 | 5
17 | 2015-05-04 17:00 | 0 | 127.3885 | 41% | 28% | 340.0745 | 364.9075 | 41% | 28% | 247.1761 | 312.9596 | 0 | 0 | 0.0021365 | 0.0022854 | 5
18 | 2015-05-04 18:00 | 0 | 0 | 48% | 22% | 398.136 | 386.804 | 48% | 22% | 247.1761 | 312.9596 | 0 | 0 | 0.0016731 | 0.00052086 | 5
19 | 2015-05-04 19:00 | 0 | 0 | 60% | 34% | 497.67 | 597.788 | 60% | 34% | 247.1761 | 312.9596 | 0 | 0 | 0.0017678 | 0.0013815 | 5
20 | 2015-05-04 20:00 | 0 | 0 | 71% | 30% | 588.9095 | 527.46 | 71% | 30% | 247.1761 | 312.9596 | 0 | 0 | 0.0011088 | 0.00087453 | 5
21 | 2015-05-04 21:00 | 0 | 10.1341 | 77% | 34% | 638.6765 | 587.6539 | 77% | 34% | 247.1761 | 312.9596 | 0 | 0 | 0.0012085 | 0.00098623 | 5
22 | 2015-05-04 22:00 | 0 | 128.5615 | 81% | 38% | 671.8545 | 539.5545 | 81% | 38% | 247.1761 | 312.9596 | 0 | 0 | 0.0022597 | 0.0013797 | 5
23 | 2015-05-04 23:00 | 20.1688 | 92.724 | 81% | 34% | 651.6857 | 505.064 | 81% | 34% | 247.1761 | 312.9596 | 0 | 0 | 0.00053919 | 0.00024242 | 5
0 | 2015-05-05 | 8.7997 | 38.7184 | 77% | 29% | 629.8768 | 471.1596 | 77% | 29% | 247.1761 | 312.9596 | 0 | 0 | 0.00058342 | 0.00014566 | 5
1 | 2015-05-05 01:00 | 35.6068 | 64.586 | 78% | 24% | 611.3642 | 357.382 | 78% | 24% | 247.1761 | 312.9596 | 0 | 0 | 5.32e-06 | 0.00013832 | 5
2 | 2015-05-05 02:00 | 0 | 64.586 | 76% | 21% | 630.382 | 304.636 | 76% | 21% | 247.1761 | 312.9596 | 0 | 0 | 0.00052437 | 0.00015888 | 5
3 | 2015-05-05 03:00 | 0 | 0 | 73% | 14% | 605.4985 | 246.148 | 73% | 14% | 247.1761 | 246.148 | 0 | 0 | 0.0018299 | 0.00039837 | 5
4 | 2015-05-05 04:00 | 0 | 0 | 71% | 13% | 588.9095 | 228.566 | 71% | 13% | 247.1761 | 228.566 | 0 | 0 | 0.0011088 | 0.00033473 | 5
5 | 2015-05-05 05:00 | 17.4791 | 78.1936 | 73% | 19% | 588.0194 | 255.8644 | 73% | 19% | 247.1761 | 312.9596 | 0 | 0 | 0.00047109 | 0.00037947 | 5
6 | 2015-05-05 06:00 | 0 | 207.0864 | 67% | 22% | 555.7315 | 179.7176 | 67% | 22% | 247.1761 | 312.9596 | 0 | 0 | 0.0014395 | 0.0090176 | 5
7 | 2015-05-05 07:00 | 0 | 50.0647 | 70% | 12% | 580.615 | 160.9193 | 70% | 12% | 247.1761 | 210.984 | 0 | 0 | 0.0015872 | 8.7237e-05 | 5
8 | 2015-05-05 08:00 | 0 | 0 | 69% | 8% | 572.3205 | 140.656 | 69% | 8% | 247.1761 | 140.656 | 0 | 0 | 0.0036564 | 0.00020838 | 5
9 | 2015-05-05 09:00 | 0 | 0 | 66% | 10% | 547.437 | 175.82 | 66% | 10% | 247.1761 | 175.82 | 0 | 0 | 0.0017394 | 0.00045381 | 5
10 | 2015-05-05 10:00 | 0 | 0 | 64% | 10% | 530.848 | 175.82 | 64% | 10% | 247.1761 | 175.82 | 0 | 0 | 0.0014193 | 0.00045381 | 5
11 | 2015-05-05 11:00 | 0 | 0 | 64% | 12% | 530.848 | 210.984 | 64% | 12% | 247.1761 | 210.984 | 0 | 0 | 0.0014193 | 0.00036614 | 5
12 | 2015-05-05 12:00 | 20.0977 | 0 | 64% | 14% | 510.7503 | 246.148 | 64% | 14% | 247.1761 | 246.148 | 0 | 0 | 0.00018071 | 0.00039837 | 5
13 | 2015-05-05 13:00 | 41.945 | 0 | 64% | 21% | 488.903 | 369.222 | 64% | 21% | 247.1761 | 312.9596 | 0 | 0 | 0.00016632 | 0.00058222 | 5
14 | 2015-05-05 14:00 | 38.9624 | 0 | 59% | 22% | 450.4131 | 386.804 | 59% | 22% | 247.1761 | 312.9596 | 0 | 0 | 0.00043181 | 0.00052086 | 5
15 | 2015-05-05 15:00 | 102.5204 | 0 | 57% | 36% | 370.2661 | 632.952 | 57% | 36% | 247.1761 | 312.9596 | 0 | 0 | 0.0068016 | 0.00088734 | 5
16 | 2015-05-05 16:00 | 109.3291 | 0 | 58% | 45% | 371.7519 | 791.19 | 58% | 45% | 247.1761 | 312.9596 | 0 | 0 | 0.009001 | 0.0010364 | 5
17 | 2015-05-05 17:00 | 95.8337 | 0 | 55% | 47% | 360.3638 | 826.354 | 55% | 47% | 247.1761 | 312.9596 | 0 | 0 | 0.0034662 | 0.0014461 | 5
18 | 2015-05-05 18:00 | 41.3832 | 0 | 52% | 47% | 389.9308 | 826.354 | 52% | 47% | 247.1761 | 312.9596 | 0 | 0 | 1.2726e-05 | 0.0014461 | 5
19 | 2015-05-05 19:00 | 0 | 55.8546 | 51% | 55% | 423.0195 | 911.1554 | 51% | 55% | 247.1761 | 312.9596 | 0 | 0 | 0.0019704 | 6.1079e-05 | 5
20 | 2015-05-05 20:00 | 67.1323 | 57.9703 | 52% | 52% | 364.1817 | 856.2937 | 52% | 52% | 247.1761 | 312.9596 | 0 | 0 | 0.0011979 | 5.7144e-05 | 5
21 | 2015-05-05 21:00 | 87.381 | 114.4356 | 46% | 47% | 294.166 | 711.9184 | 46% | 47% | 247.1761 | 312.9596 | 0 | 0 | 0.003369 | 0.00073217 | 5
22 | 2015-05-05 22:00 | 257.9922 | 152.4634 | 51% | 47% | 165.0273 | 673.8906 | 51% | 47% | 247.1761 | 312.9596 | 0.004 | 0 | 0.071103 | 0.0023705 | 5
23 | 2015-05-05 23:00 | 176.2154 | 185.4302 | 42% | 39% | 172.1536 | 500.2678 | 42% | 39% | 247.1761 | 312.9596 | 0 | 0 | 0.028283 | 0.00446 | 5
0 | 2015-05-06 | 0 | 241.5016 | 26% | 33% | 215.657 | 338.7044 | 26% | 33% | 219.257 | 312.9596 | 0 | 0 | 0.0024692 | 0.011487 | 5
1 | 2015-05-06 01:00 | 0 | 154.7977 | 28% | 26% | 232.246 | 302.3343 | 28% | 26% | 235.846 | 312.9596 | 0 | 0 | 0.0010544 | 0.0028072 | 5
2 | 2015-05-06 02:00 | 0 | 79.8914 | 32% | 19% | 265.424 | 254.1666 | 32% | 19% | 247.1761 | 312.9596 | 0 | 0 | 0.0023953 | 0.00041803 | 5
3 | 2015-05-06 03:00 | 0 | 69.2686 | 39% | 17% | 323.4855 | 229.6254 | 39% | 17% | 247.1761 | 298.894 | 0 | 0 | 0.0012092 | 0.00015766 | 5
4 | 2015-05-06 04:00 | 0 | 0 | 46% | 13% | 381.547 | 228.566 | 46% | 13% | 247.1761 | 228.566 | 0 | 0 | 0.0022377 | 0.00033473 | 5
5 | 2015-05-06 05:00 | 2.6395 | 0 | 49% | 12% | 403.791 | 210.984 | 49% | 12% | 247.1761 | 210.984 | 0 | 0 | 0.0016681 | 0.00036614 | 5
6 | 2015-05-06 06:00 | 0 | 3.3604 | 40% | 13% | 331.78 | 225.2056 | 40% | 13% | 247.1761 | 228.566 | 0 | 0 | 0.0016112 | 0.00026845 | 5
7 | 2015-05-06 07:00 | 0 | 27.7123 | 41% | 13% | 340.0745 | 200.8537 | 41% | 13% | 247.1761 | 228.566 | 0 | 0 | 0.0021365 | 6.4206e-06 | 5
8 | 2015-05-06 08:00 | 11.6087 | 0 | 36% | 11% | 286.9933 | 193.402 | 36% | 11% | 247.1761 | 193.402 | 0 | 0 | 0.00078172 | 0.00030201 | 5
9 | 2015-05-06 09:00 | 25.2055 | 0 | 28% | 13% | 207.0405 | 228.566 | 28% | 13% | 235.846 | 228.566 | 0 | 0 | 4.3411e-06 | 0.00033473 | 5
10 | 2015-05-06 10:00 | 113.1923 | 0 | 23% | 16% | 77.5812 | 281.312 | 23% | 16% | 194.3735 | 281.312 | 0 | 0 | 0.0088709 | 0.00047347 | 5
11 | 2015-05-06 11:00 | 113.0714 | 0 | 17% | 19% | 27.9351 | 334.058 | 17% | 19% | 144.6065 | 312.9596 | 0 | 0 | 0.010108 | 0.00062468 | 5
12 | 2015-05-06 12:00 | 92.9422 | 0 | 11% | 19% | -1.7027 | 334.058 | 11% | 19% | 94.8395 | 312.9596 | 0 | 0 | 0.0069425 | 0.00062468 | 5
13 | 2015-05-06 13:00 | 15.5233 | 0 | 3% | 24% | 9.3602 | 421.968 | 3% | 24% | 28.4835 | 312.9596 | 0 | 0 | 4.7122e-05 | 0.00062366 | 5
14 | 2015-05-06 14:00 | 0 | 0 | 1% | 29% | 8.2945 | 509.878 | 1% | 29% | 11.8945 | 312.9596 | 0 | 0 | 1.979e-05 | 0.0011622 | 5
15 | 2015-05-06 15:00 | 0 | 0 | 1% | 31% | 8.2945 | 545.042 | 1% | 31% | 11.8945 | 312.9596 | 0 | 0 | 1.979e-05 | 0.00086046 | 5
16 | 2015-05-06 16:00 | 0 | 0 | 8% | 35% | 66.356 | 615.37 | 8% | 35% | 69.956 | 312.9596 | 0 | 0 | 0.00043663 | 0.0010089 | 5
17 | 2015-05-06 17:00 | 0 | 0 | 18% | 33% | 149.301 | 580.206 | 18% | 33% | 152.901 | 312.9596 | 0 | 0 | 0.00098752 | 0.00091083 | 5
18 | 2015-05-06 18:00 | 27.3744 | 162.0569 | 18% | 40% | 121.9266 | 541.2231 | 18% | 40% | 152.901 | 312.9596 | 0 | 0 | 2.4907e-06 | 0.0034262 | 5
19 | 2015-05-06 19:00 | 62.5822 | 163.0973 | 17% | 32% | 78.4243 | 399.5267 | 17% | 32% | 144.6065 | 312.9596 | 0 | 0 | 0.0015737 | 0.0033295 | 5
20 | 2015-05-06 20:00 | 15.3925 | 145.384 | 7% | 24% | 42.669 | 276.584 | 7% | 24% | 61.6615 | 312.9596 | 0 | 0 | 5.3524e-06 | 0.0033311 | 5
21 | 2015-05-06 21:00 | 0 | 97.3324 | 14% | 19% | 116.123 | 236.7256 | 14% | 19% | 119.723 | 312.9596 | 0 | 0 | 0.00093117 | 0.00092206 | 5
22 | 2015-05-06 22:00 | 0 | 128.8852 | 19% | 15% | 157.5955 | 134.8448 | 19% | 15% | 161.1955 | 263.73 | 0 | 0 | 0.001231 | 0.0024446 | 5
23 | 2015-05-06 23:00 | 0 | 130.4196 | 30% | 11% | 248.835 | 62.9824 | 30% | 11% | 247.1761 | 193.402 | 0 | 0 | 0.0031859 | 0.0032262 | 5
0 | 2015-05-07 | 0 | 40.9488 | 32% | 5% | 265.424 | 46.9612 | 32% | 5% | 247.1761 | 87.91 | 0 | 0 | 0.0023953 | 0.00013554 | 5
1 | 2015-05-07 01:00 | 0 | 10.0728 | 43% | 5% | 356.6635 | 77.8372 | 43% | 5% | 247.1761 | 87.91 | 0 | 0 | 0.0028785 | 3.5032e-05 | 5
2 | 2015-05-07 02:00 | 0 | 0 | 35% | 4% | 290.3075 | 70.328 | 35% | 4% | 247.1761 | 70.328 | 0 | 0 | 0.0019183 | 9.0538e-05 | 5
3 | 2015-05-07 03:00 | 4.4695 | 31.445 | 33% | 7% | 269.249 | 91.629 | 33% | 7% | 247.1761 | 123.074 | 0 | 0 | 0.0013833 | 4.3395e-05 | 5
4 | 2015-05-07 04:00 | 40.0775 | 61.0061 | 32% | 6% | 225.3465 | 44.4859 | 32% | 6% | 247.1761 | 105.492 | 0 | 0 | 3.8845e-07 | 0.00054606 | 5
5 | 2015-05-07 05:00 | 59.1442 | 39.5473 | 25% | 4% | 148.2183 | 30.7807 | 25% | 4% | 210.9625 | 70.328 | 0 | 0 | 0.00072878 | 0.00016843 | 5
6 | 2015-05-07 06:00 | 70.2244 | 0 | 21% | 4% | 103.9601 | 70.328 | 21% | 4% | 177.7845 | 70.328 | 0 | 0 | 0.0010732 | 9.0538e-05 | 5
7 | 2015-05-07 07:00 | 59.6852 | 0 | 13% | 4% | 48.1433 | 70.328 | 13% | 4% | 111.4285 | 70.328 | 0 | 0 | 0.0020357 | 9.0538e-05 | 5
8 | 2015-05-07 08:00 | 65.633 | 44.8775 | 10% | 7% | 17.312 | 78.1965 | 10% | 7% | 86.545 | 123.074 | 0 | 0 | 0.0030522 | 0.00020242 | 5
9 | 2015-05-07 09:00 | 33.024 | 53.5758 | 5% | 6% | 8.4485 | 51.9162 | 5% | 6% | 45.0725 | 105.492 | 0 | 0 | 0.00065937 | 0.00036641 | 5
10 | 2015-05-07 10:00 | 25.4028 | 22.2348 | 3% | 4% | -0.5193 | 48.0932 | 3% | 4% | 28.4835 | 70.328 | 0 | 0 | 0.00035252 | 9.8046e-06 | 5
11 | 2015-05-07 11:00 | 17.0378 | 0 | 2% | 3% | -0.44884 | 52.746 | 2% | 3% | 20.189 | 52.746 | 0 | 0 | 0.00018021 | 5.3688e-05 | 5
12 | 2015-05-07 12:00 | 14.5057 | 0 | 2% | 5% | 2.0833 | 87.91 | 2% | 5% | 20.189 | 87.91 | 0 | 0 | 0.00010757 | 0.00013567 | 5
13 | 2015-05-07 13:00 | 12.9612 | 0 | 4% | 6% | 20.2168 | 105.492 | 4% | 6% | 36.778 | 105.492 | 0 | 0 | 2.5604e-06 | 0.00012837 | 5
14 | 2015-05-07 14:00 | 0 | 0 | 4% | 6% | 33.178 | 105.492 | 4% | 6% | 36.778 | 105.492 | 0 | 0 | 0.00019673 | 0.00012837 | 5
15 | 2015-05-07 15:00 | 0 | 0 | 7% | 7% | 58.0615 | 123.074 | 7% | 7% | 61.6615 | 123.074 | 0 | 0 | 0.0004356 | 0.00012763 | 5
16 | 2015-05-07 16:00 | 7.8047 | 0 | 9% | 9% | 66.8458 | 158.238 | 9% | 9% | 78.2505 | 158.238 | 0 | 0 | 0.00029285 | 0.00021667 | 5
17 | 2015-05-07 17:00 | 23.4883 | 0 | 9% | 13% | 51.1622 | 228.566 | 9% | 13% | 78.2505 | 228.566 | 0 | 0 | 3.2247e-06 | 0.00033473 | 5
18 | 2015-05-07 18:00 | 16.5011 | 47.9329 | 7% | 17% | 41.5604 | 250.9611 | 7% | 17% | 61.6615 | 298.894 | 0 | 0 | 9.5458e-07 | 1.776e-07 | 5
19 | 2015-05-07 19:00 | 0 | 0 | 6% | 11% | 49.767 | 193.402 | 6% | 11% | 53.367 | 193.402 | 0 | 0 | 0.00044252 | 0.00030201 | 5
20 | 2015-05-07 20:00 | 0 | 0 | 4% | 16% | 33.178 | 281.312 | 4% | 16% | 36.778 | 281.312 | 0 | 0 | 0.00019673 | 0.00047347 | 5
21 | 2015-05-07 21:00 | 6.1739 | 0 | 5% | 17% | 35.2986 | 298.894 | 5% | 17% | 45.0725 | 298.894 | 0 | 0 | 4.4795e-05 | 0.00072044 | 5
22 | 2015-05-07 22:00 | 17.5468 | 0 | 4% | 20% | 15.6312 | 351.64 | 4% | 20% | 36.778 | 312.9596 | 0 | 0 | 5.0817e-05 | 0.00057635 | 5
23 | 2015-05-07 23:00 | 22.1429 | 0 | 4% | 21% | 11.0351 | 369.222 | 4% | 21% | 36.778 | 312.9596 | 0 | 0 | 0.00016052 | 0.00058222 | 5
0 | 2015-05-08 | 13.9609 | 3.309 | 3% | 24% | 10.9226 | 418.659 | 3% | 24% | 28.4835 | 312.9596 | 0 | 0 | 2.481e-05 | 0.0005332 | 5
1 | 2015-05-08 01:00 | 8.5589 | 0 | 3% | 22% | 16.3246 | 386.804 | 3% | 22% | 28.4835 | 312.9596 | 0 | 0 | 2.3466e-06 | 0.00052086 | 5
2 | 2015-05-08 02:00 | 0 | 85.3246 | 4% | 27% | 33.178 | 389.3894 | 4% | 27% | 36.778 | 312.9596 | 0 | 0 | 0.00019673 | 0.00027918 | 5
3 | 2015-05-08 03:00 | 3.1554 | 27.7781 | 6% | 23% | 46.6116 | 376.6079 | 6% | 23% | 53.367 | 312.9596 | 0 | 0 | 0.00029694 | 9.7935e-05 | 5
4 | 2015-05-08 04:00 | 0 | 0 | 6% | 22% | 49.767 | 386.804 | 6% | 22% | 53.367 | 312.9596 | 0 | 0 | 0.00044252 | 0.00052086 | 5
5 | 2015-05-08 05:00 | 3.7289 | 0 | 8% | 22% | 62.6271 | 386.804 | 8% | 22% | 69.956 | 312.9596 | 0 | 0 | 0.00026896 | 0.00052086 | 5
6 | 2015-05-08 06:00 | 0 | 0 | 7% | 38% | 58.0615 | 668.116 | 7% | 38% | 61.6615 | 312.9596 | 0 | 0 | 0.0004356 | 0.0012944 | 5
7 | 2015-05-08 07:00 | 0 | 0 | 9% | 38% | 74.6505 | 668.116 | 9% | 38% | 78.2505 | 312.9596 | 0 | 0 | 0.00070343 | 0.0012944 | 5
8 | 2015-05-08 08:00 | 21.833 | 5.3562 | 8% | 41% | 44.523 | 715.5058 | 8% | 41% | 69.956 | 312.9596 | 0 | 0 | 2.9448e-05 | 0.001211 | 5
9 | 2015-05-08 09:00 | 14.1458 | 56.4359 | 8% | 45% | 52.2102 | 734.7541 | 8% | 45% | 69.956 | 312.9596 | 0 | 0 | 1.4755e-05 | 9.0063e-09 | 5
10 | 2015-05-08 10:00 | 0 | 6.1109 | 7% | 41% | 58.0615 | 714.7511 | 7% | 41% | 61.6615 | 312.9596 | 0 | 0 | 0.0004356 | 0.0011813 | 5
11 | 2015-05-08 11:00 | 15.7616 | 0 | 9% | 41% | 58.8889 | 720.862 | 9% | 41% | 78.2505 | 312.9596 | 0 | 0 | 5.6545e-05 | 0.0014323 | 5
12 | 2015-05-08 12:00 | 9.5926 | 28.0559 | 8% | 41% | 56.7634 | 692.8061 | 8% | 41% | 69.956 | 312.9596 | 0 | 0 | 8.7063e-05 | 0.00047912 | 5
13 | 2015-05-08 13:00 | 23.2882 | 0.5352 | 9% | 37% | 51.3623 | 649.9988 | 9% | 37% | 78.2505 | 312.9596 | 0 | 0 | 2.4163e-06 | 0.0012211 | 5
14 | 2015-05-08 14:00 | 24.9904 | 13.2062 | 9% | 37% | 49.6601 | 637.3278 | 9% | 37% | 78.2505 | 312.9596 | 0 | 0 | 1.3008e-05 | 0.00076934 | 5
15 | 2015-05-08 15:00 | 26.1937 | 0 | 8% | 36% | 40.1623 | 632.952 | 8% | 36% | 69.956 | 312.9596 | 0 | 0 | 0.00011415 | 0.00088734 | 5
16 | 2015-05-08 16:00 | 9.7915 | 101.3821 | 7% | 41% | 48.27 | 619.4799 | 7% | 41% | 61.6615 | 312.9596 | 0 | 0 | 8.2196e-05 | 0.00039269 | 5
17 | 2015-05-08 17:00 | 18.3764 | 68.521 | 7% | 34% | 39.6851 | 529.267 | 7% | 34% | 61.6615 | 312.9596 | 0 | 0 | 1.6485e-06 | 3.2545e-06 | 5
18 | 2015-05-08 18:00 | 15.0616 | 43.8157 | 7% | 33% | 42.9999 | 536.3903 | 7% | 33% | 61.6615 | 312.9596 | 0 | 0 | 7.3579e-06 | 2.7659e-05 | 5
19 | 2015-05-08 19:00 | 20.127 | 0 | 8% | 28% | 46.229 | 492.296 | 8% | 28% | 69.956 | 312.9596 | 0 | 0 | 1.1355e-05 | 0.00060754 | 5
20 | 2015-05-08 20:00 | 23.7173 | 0 | 8% | 36% | 42.6387 | 632.952 | 8% | 36% | 69.956 | 312.9596 | 0 | 0 | 5.9264e-05 | 0.00088734 | 5
21 | 2015-05-08 21:00 | 5.0464 | 0 | 9% | 42% | 69.6041 | 738.444 | 9% | 42% | 78.2505 | 312.9596 | 0 | 0 | 0.00041772 | 0.0013025 | 5
22 | 2015-05-08 22:00 | 25.0916 | 148.7904 | 10% | 46% | 57.8534 | 659.9816 | 10% | 46% | 86.545 | 312.9596 | 0 | 0 | 4.0564e-05 | 0.0014936 | 5
23 | 2015-05-08 23:00 | 30.254 | 224.0554 | 9% | 42% | 44.3965 | 514.3886 | 9% | 42% | 78.2505 | 312.9596 | 0 | 0 | 9.9055e-05 | 0.0083438 | 5
0 | 2015-05-09 | 30.254 | 195.4598 | 8% | 34% | 36.102 | 402.3282 | 8% | 34% | 69.956 | 312.9596 | 0 | 0 | 0.00024271 | 0.0054763 | 5
1 | 2015-05-09 01:00 | 24.2762 | 165.9786 | 5% | 30% | 17.1963 | 361.4814 | 5% | 30% | 45.0725 | 312.9596 | 0 | 0 | 0.00022897 | 0.0042029 | 5
2 | 2015-05-09 02:00 | 0 | 0 | 5% | 23% | 41.4725 | 404.386 | 5% | 23% | 45.0725 | 312.9596 | 0 | 0 | 0.00019983 | 0.00066025 | 5
3 | 2015-05-09 03:00 | 28.3848 | 0 | 6% | 24% | 21.3822 | 421.968 | 6% | 24% | 53.367 | 312.9596 | 0 | 0 | 0.00017385 | 0.00062366 | 5
4 | 2015-05-09 04:00 | 43.4976 | 8.0288 | 6% | 29% | 6.2694 | 501.8492 | 6% | 29% | 53.367 | 312.9596 | 0 | 0 | 0.00098629 | 0.00087166 | 5
5 | 2015-05-09 05:00 | 10.2391 | 20.2736 | 3% | 30% | 14.6444 | 507.1864 | 3% | 30% | 28.4835 | 312.9596 | 0 | 0 | 2.4389e-07 | 0.0003255 | 5
6 | 2015-05-09 06:00 | 0 | 227.881 | 1% | 31% | 8.2945 | 317.161 | 1% | 31% | 11.8945 | 312.9596 | 0 | 0 | 1.979e-05 | 0.010055 | 5
7 | 2015-05-09 07:00 | 7.4056 | 227.881 | 1% | 26% | 0.88894 | 229.251 | 1% | 26% | 11.8945 | 312.9596 | 0 | 0 | 2.0067e-05 | 0.0089397 | 5
8 | 2015-05-09 08:00 | 13.002 | 0 | 2% | 19% | 3.587 | 334.058 | 2% | 19% | 20.189 | 312.9596 | 0 | 0 | 7.3251e-05 | 0.00062468 | 5
9 | 2015-05-09 09:00 | 10.5132 | 0 | 2% | 24% | 6.0758 | 421.968 | 2% | 24% | 20.189 | 312.9596 | 0 | 0 | 3.0893e-05 | 0.00062366 | 5
10 | 2015-05-09 10:00 | 4.244 | 0 | 2% | 35% | 12.345 | 615.37 | 2% | 35% | 20.189 | 312.9596 | 0 | 0 | 4.0003e-06 | 0.0010089 | 5
11 | 2015-05-09 11:00 | 8.9681 | 0 | 3% | 40% | 15.9154 | 703.28 | 3% | 40% | 28.4835 | 312.9596 | 0 | 0 | 1.0786e-06 | 0.0011315 | 5
12 | 2015-05-09 12:00 | 2.5325 | 0 | 3% | 45% | 22.351 | 791.19 | 3% | 45% | 28.4835 | 312.9596 | 0 | 0 | 7.7394e-05 | 0.0010364 | 5
13 | 2015-05-09 13:00 | 0 | 163.4953 | 3% | 49% | 24.8835 | 698.0227 | 3% | 49% | 28.4835 | 312.9596 | 0 | 0 | 0.00014044 | 0.0027623 | 5
14 | 2015-05-09 14:00 | 11.2345 | 79.2365 | 5% | 44% | 30.238 | 694.3715 | 5% | 44% | 45.0725 | 312.9596 | 0 | 0 | 3.501e-07 | 6.2841e-05 | 5
15 | 2015-05-09 15:00 | 19.9604 | 26.4455 | 7% | 40% | 38.1011 | 676.8345 | 7% | 40% | 61.6615 | 312.9596 | 0 | 0 | 1.0199e-05 | 0.00034586 | 5
16 | 2015-05-09 16:00 | 12.6953 | 127.3984 | 5% | 41% | 28.7772 | 593.4636 | 5% | 41% | 45.0725 | 312.9596 | 0 | 0 | 1.3676e-06 | 0.0011981 | 5
17 | 2015-05-09 17:00 | 0 | 99.1531 | 5% | 37% | 41.4725 | 551.3809 | 5% | 37% | 45.0725 | 312.9596 | 0 | 0 | 0.00019983 | 0.00044717 | 5
18 | 2015-05-09 18:00 | 12.5947 | 42.5326 | 5% | 33% | 28.8778 | 537.6734 | 5% | 33% | 45.0725 | 312.9596 | 0 | 0 | 1.0987e-06 | 3.5868e-05 | 5
19 | 2015-05-09 19:00 | 13.0196 | 10.966 | 5% | 33% | 28.4529 | 569.24 | 5% | 33% | 45.0725 | 312.9596 | 0 | 0 | 2.4351e-06 | 0.00057326 | 5
20 | 2015-05-09 20:00 | 14.5373 | 0 | 3% | 29% | 10.3462 | 509.878 | 3% | 29% | 28.4835 | 312.9596 | 0 | 0 | 3.2215e-05 | 0.0011622 | 5
21 | 2015-05-09 21:00 | 14.4385 | 0 | 3% | 31% | 10.445 | 545.042 | 3% | 31% | 28.4835 | 312.9596 | 0 | 0 | 3.0877e-05 | 0.00086046 | 5
22 | 2015-05-09 22:00 | 17.3075 | 0 | 3% | 35% | 7.576 | 615.37 | 3% | 35% | 28.4835 | 312.9596 | 0 | 0 | 8.1281e-05 | 0.0010089 | 5
23 | 2015-05-09 23:00 | 14.1388 | 0 | 2% | 34% | 2.4502 | 597.788 | 2% | 34% | 20.189 | 312.9596 | 0 | 0 | 9.8589e-05 | 0.0013815 | 5
0 | 2015-05-10 | 8.8418 | 0 | 1% | 33% | -0.54734 | 580.206 | 1% | 33% | 11.8945 | 312.9596 | 0 | 0 | 3.858e-05 | 0.00091083 | 5
1 | 2015-05-10 01:00 | 9.3 | 129.443 | 1% | 37% | -1.0055 | 521.091 | 1% | 37% | 11.8945 | 312.9596 | 0 | 0 | 4.5746e-05 | 0.0014726 | 5
2 | 2015-05-10 02:00 | 6.2 | 0 | 1% | 29% | 2.0945 | 509.878 | 1% | 29% | 11.8945 | 312.9596 | 0 | 0 | 9.1581e-06 | 0.0011622 | 5
3 | 2015-05-10 03:00 | 6.5548 | 0 | 1% | 28% | 1.7397 | 492.296 | 1% | 28% | 11.8945 | 312.9596 | 0 | 0 | 1.1929e-05 | 0.00060754 | 5
4 | 2015-05-10 04:00 | 0 | 26.4926 | 1% | 33% | 8.2945 | 553.7134 | 1% | 33% | 11.8945 | 312.9596 | 0 | 0 | 1.979e-05 | 0.00022837 | 5
5 | 2015-05-10 05:00 | 0 | 0 | 1% | 29% | 8.2945 | 509.878 | 1% | 29% | 11.8945 | 312.9596 | 0 | 0 | 1.979e-05 | 0.0011622 | 5
6 | 2015-05-10 06:00 | 13.0976 | 0 | 2% | 35% | 3.4914 | 615.37 | 2% | 35% | 20.189 | 312.9596 | 0 | 0 | 7.5238e-05 | 0.0010089 | 5
7 | 2015-05-10 07:00 | 11.1739 | 0 | 3% | 35% | 13.7096 | 615.37 | 3% | 35% | 28.4835 | 312.9596 | 0 | 0 | 2.6272e-06 | 0.0010089 | 5
8 | 2015-05-10 08:00 | 3.9667 | 12.0314 | 1% | 38% | 4.3278 | 656.0846 | 1% | 38% | 11.8945 | 312.9596 | 0 | 0 | 1.1136e-07 | 0.0008488 | 5
9 | 2015-05-10 09:00 | 0 | 0 | 1% | 32% | 8.2945 | 562.624 | 1% | 32% | 11.8945 | 312.9596 | 0 | 0 | 1.979e-05 | 0.0012294 | 5
10 | 2015-05-10 10:00 | 0 | 6.5785 | 2% | 34% | 16.589 | 591.2095 | 2% | 34% | 20.189 | 312.9596 | 0 | 0 | 5.0648e-05 | 0.0011173 | 5
11 | 2015-05-10 11:00 | 0 | 0 | 7% | 33% | 58.0615 | 580.206 | 7% | 33% | 61.6615 | 312.9596 | 0 | 0 | 0.0004356 | 0.00091083 | 5
12 | 2015-05-10 12:00 | 0 | 0 | 8% | 38% | 66.356 | 668.116 | 8% | 38% | 69.956 | 312.9596 | 0 | 0 | 0.00043663 | 0.0012944 | 5
13 | 2015-05-10 13:00 | 11.4234 | 0 | 11% | 42% | 79.8161 | 738.444 | 11% | 42% | 94.8395 | 312.9596 | 0 | 0 | 0.00022376 | 0.0013025 | 5
14 | 2015-05-10 14:00 | 44.3942 | 216.6456 | 10% | 50% | 38.5508 | 662.4544 | 10% | 50% | 86.545 | 312.9596 | 0 | 0 | 0.00087856 | 0.0069415 | 5
15 | 2015-05-10 15:00 | 54.5785 | 148.3762 | 8% | 43% | 11.7775 | 607.6498 | 8% | 43% | 69.956 | 312.9596 | 0 | 0 | 0.0020165 | 0.0010059 | 5
16 | 2015-05-10 16:00 | 28.7366 | 148.4926 | 5% | 35% | 12.7359 | 466.8774 | 5% | 35% | 45.0725 | 312.9596 | 0 | 0 | 0.00042063 | 0.0027766 | 5
17 | 2015-05-10 17:00 | 8.3546 | 274.996 | 2% | 34% | 8.2344 | 322.792 | 2% | 34% | 20.189 | 312.9596 | 0 | 0 | 8.7365e-06 | 0.014218 | 5
18 | 2015-05-10 18:00 | 10.7149 | 223.0271 | 2% | 24% | 5.8741 | 198.9409 | 2% | 24% | 20.189 | 312.9596 | 0 | 0 | 3.3656e-05 | 0.010379 | 5
19 | 2015-05-10 19:00 | 20.6983 | 166.4512 | 3% | 16% | 4.1852 | 114.8608 | 3% | 16% | 28.4835 | 281.312 | 0 | 0 | 0.00017171 | 0.0053162 | 5
20 | 2015-05-10 20:00 | 14.2632 | 62.1794 | 2% | 10% | 2.3258 | 113.6406 | 2% | 10% | 20.189 | 175.82 | 0 | 0 | 0.00010159 | 0.00019776 | 5
21 | 2015-05-10 21:00 | 0.20388 | 56.2253 | 3% | 8% | 24.6796 | 84.4307 | 3% | 8% | 28.4835 | 140.656 | 0 | 0 | 0.00013467 | 0.00030778 | 5
22 | 2015-05-10 22:00 | 0 | 22.5457 | 4% | 5% | 33.178 | 65.3643 | 4% | 5% | 36.778 | 87.91 | 0 | 0 | 0.00019673 | 1.3815e-06 | 5
23 | 2015-05-10 23:00 | 0 | 9.5071 | 11% | 7% | 91.2395 | 113.5669 | 11% | 7% | 94.8395 | 123.074 | 0 | 0 | 0.00082546 | 3.4692e-05 | 5
0 | 2015-05-11 | 0 | 0 | 14% | 7% | 116.123 | 123.074 | 14% | 7% | 119.723 | 123.074 | 0 | 0 | 0.00093117 | 0.00012763 | 5
1 | 2015-05-11 01:00 | 0 | 0 | 23% | 9% | 190.7735 | 158.238 | 23% | 9% | 194.3735 | 158.238 | 0 | 0 | 0.0017877 | 0.00021667 | 5
2 | 2015-05-11 02:00 | 0 | 0 | 25% | 13% | 207.3625 | 228.566 | 25% | 13% | 210.9625 | 228.566 | 0 | 0 | 0.0019633 | 0.00033473 | 5
3 | 2015-05-11 03:00 | 0 | 0 | 32% | 20% | 265.424 | 351.64 | 32% | 20% | 247.1761 | 312.9596 | 0 | 0 | 0.0023953 | 0.00057635 | 5
4 | 2015-05-11 04:00 | 0 | 0 | 42% | 24% | 348.369 | 421.968 | 42% | 24% | 247.1761 | 312.9596 | 0 | 0 | 0.0019602 | 0.00062366 | 5
5 | 2015-05-11 05:00 | 0 | 0 | 56% | 26% | 464.492 | 457.132 | 56% | 26% | 247.1761 | 312.9596 | 0 | 0 | 0.0029131 | 0.0012292 | 5
6 | 2015-05-11 06:00 | 0 | 0 | 56% | 30% | 464.492 | 527.46 | 56% | 30% | 247.1761 | 312.9596 | 0 | 0 | 0.0029131 | 0.00087453 | 5
7 | 2015-05-11 07:00 | 37.8424 | 49.2442 | 68% | 29% | 526.1836 | 460.6338 | 68% | 29% | 247.1761 | 312.9596 | 0 | 0 | 3.8773e-05 | 3.6992e-05 | 5
8 | 2015-05-11 08:00 | 80.8564 | 56.0058 | 60% | 25% | 416.8136 | 383.5442 | 60% | 25% | 247.1761 | 312.9596 | 0 | 0 | 0.0030732 | 9.0537e-05 | 5
9 | 2015-05-11 09:00 | 163.4707 | 85.3421 | 52% | 22% | 267.8433 | 301.4619 | 52% | 22% | 247.1761 | 312.9596 | 0 | 0 | 0.022728 | 0.00066137 | 5
10 | 2015-05-11 10:00 | 148.5803 | 8.7778 | 38% | 17% | 166.6107 | 290.1162 | 38% | 17% | 247.1761 | 298.894 | 0 | 0 | 0.018266 | 0.00047736 | 5
11 | 2015-05-11 11:00 | 144.6514 | 6.0077 | 27% | 15% | 79.3001 | 257.7223 | 27% | 15% | 227.5515 | 263.73 | 0 | 0 | 0.017854 | 0.00041802 | 5
12 | 2015-05-11 12:00 | 40.334 | 6.0077 | 15% | 15% | 84.0835 | 257.7223 | 15% | 15% | 128.0175 | 263.73 | 0 | 0 | 0.00043136 | 0.00041802 | 5
13 | 2015-05-11 13:00 | 0 | 69.8232 | 11% | 17% | 91.2395 | 229.0708 | 11% | 17% | 94.8395 | 298.894 | 0 | 0 | 0.00082546 | 0.00016568 | 5
14 | 2015-05-11 14:00 | 0 | 42.4148 | 11% | 16% | 91.2395 | 238.8972 | 11% | 16% | 94.8395 | 281.312 | 0 | 0 | 0.00082546 | 5.5916e-06 | 5
15 | 2015-05-11 15:00 | 0 | 0 | 13% | 17% | 107.8285 | 298.894 | 13% | 17% | 111.4285 | 298.894 | 0 | 0 | 0.0007203 | 0.00072044 | 5
16 | 2015-05-11 16:00 | 0 | 19.6692 | 19% | 20% | 157.5955 | 331.9708 | 19% | 20% | 161.1955 | 312.9596 | 0 | 0 | 0.001231 | 0.00016436 | 5
17 | 2015-05-11 17:00 | 0 | 16.0597 | 23% | 20% | 190.7735 | 335.5803 | 23% | 20% | 194.3735 | 312.9596 | 0 | 0 | 0.0017877 | 0.00022121 | 5
18 | 2015-05-11 18:00 | 0 | 41.1821 | 28% | 19% | 232.246 | 292.8759 | 28% | 19% | 235.846 | 312.9596 | 0 | 0 | 0.0010544 | 2.4672e-06 | 5
19 | 2015-05-11 19:00 | 0 | 0 | 30% | 20% | 248.835 | 351.64 | 30% | 20% | 247.1761 | 312.9596 | 0 | 0 | 0.0031859 | 0.00057635 | 5
20 | 2015-05-11 20:00 | 0 | 0 | 37% | 22% | 306.8965 | 386.804 | 37% | 22% | 247.1761 | 312.9596 | 0 | 0 | 0.002807 | 0.00052086 | 5
21 | 2015-05-11 21:00 | 0 | 0 | 41% | 25% | 340.0745 | 439.55 | 41% | 25% | 247.1761 | 312.9596 | 0 | 0 | 0.0021365 | 0.00049903 | 5
22 | 2015-05-11 22:00 | 0 | 171.0958 | 44% | 32% | 364.958 | 391.5282 | 44% | 32% | 247.1761 | 312.9596 | 0 | 0 | 0.002895 | 0.0038752 | 5
23 | 2015-05-11 23:00 | 0 | 0 | 41% | 24% | 340.0745 | 421.968 | 41% | 24% | 247.1761 | 312.9596 | 0 | 0 | 0.0021365 | 0.00062366 | 5
0 | 2015-05-12 | 0 | 67.5115 | 39% | 23% | 323.4855 | 336.8745 | 39% | 23% | 247.1761 | 312.9596 | 0 | 0 | 0.0012092 | 0.00016136 | 5
1 | 2015-05-12 01:00 | 0 | 64.008 | 46% | 19% | 381.547 | 270.05 | 46% | 19% | 247.1761 | 312.9596 | 0 | 0 | 0.0022377 | 0.00013023 | 5
2 | 2015-05-12 02:00 | 0 | 87.2222 | 46% | 18% | 381.547 | 229.2538 | 46% | 18% | 247.1761 | 312.9596 | 0 | 0 | 0.0022377 | 0.00060583 | 5
3 | 2015-05-12 03:00 | 0 | 114.3094 | 47% | 18% | 389.8415 | 202.1666 | 47% | 18% | 247.1761 | 312.9596 | 0 | 0 | 0.0028582 | 0.0016016 | 5
4 | 2015-05-12 04:00 | 0 | 91.0518 | 46% | 16% | 381.547 | 190.2602 | 46% | 16% | 247.1761 | 281.312 | 0 | 0 | 0.0022377 | 0.00090166 | 5
5 | 2015-05-12 05:00 | 17.779 | 80.1286 | 54% | 14% | 430.124 | 166.0194 | 54% | 14% | 247.1761 | 246.148 | 0 | 0 | 0.00058425 | 0.00065613 | 5
6 | 2015-05-12 06:00 | 76.0134 | 0 | 51% | 13% | 347.0061 | 228.566 | 51% | 13% | 247.1761 | 228.566 | 0 | 0 | 0.0022329 | 0.00033473 | 5
7 | 2015-05-12 07:00 | 45.3701 | 26.761 | 43% | 15% | 311.2934 | 236.969 | 43% | 15% | 247.1761 | 263.73 | 0 | 0 | 1.0962e-06 | 7.4681e-05 | 5
8 | 2015-05-12 08:00 | 0 | 119.8262 | 38% | 18% | 315.191 | 196.6498 | 38% | 18% | 247.1761 | 312.9596 | 0 | 0 | 0.0019341 | 0.0018626 | 5
9 | 2015-05-12 09:00 | 0.32844 | 135.6857 | 36% | 18% | 298.2736 | 180.7903 | 36% | 18% | 247.1761 | 312.9596 | 0 | 0 | 0.0017272 | 0.0027225 | 5
10 | 2015-05-12 10:00 | 11.8901 | 64.3138 | 28% | 17% | 220.3559 | 234.5802 | 28% | 17% | 235.846 | 298.894 | 0 | 0 | 0.00032895 | 9.4833e-05 | 5
11 | 2015-05-12 11:00 | 91.0483 | 0 | 26% | 20% | 124.6087 | 351.64 | 26% | 20% | 219.257 | 312.9596 | 0 | 0 | 0.0036095 | 0.00057635 | 5
12 | 2015-05-12 12:00 | 82.2989 | 0 | 17% | 25% | 58.7076 | 439.55 | 17% | 25% | 144.6065 | 312.9596 | 0 | 0 | 0.0040247 | 0.00049903 | 5
13 | 2015-05-12 13:00 | 68.1666 | 0 | 11% | 28% | 23.0729 | 492.296 | 11% | 28% | 94.8395 | 312.9596 | 0 | 0 | 0.0028571 | 0.00060754 | 5
14 | 2015-05-12 14:00 | 37.3555 | 0 | 6% | 31% | 12.4115 | 545.042 | 6% | 31% | 53.367 | 312.9596 | 0 | 0 | 0.00057601 | 0.00086046 | 5
15 | 2015-05-12 15:00 | 8.4078 | 0 | 5% | 35% | 33.0647 | 615.37 | 5% | 35% | 45.0725 | 312.9596 | 0 | 0 | 1.5997e-05 | 0.0010089 | 5
16 | 2015-05-12 16:00 | 0 | 0 | 4% | 36% | 33.178 | 632.952 | 4% | 36% | 36.778 | 312.9596 | 0 | 0 | 0.00019673 | 0.00088734 | 5
17 | 2015-05-12 17:00 | 0 | 61.235 | 7% | 39% | 58.0615 | 624.463 | 7% | 39% | 61.6615 | 312.9596 | 0 | 0 | 0.0004356 | 1.4858e-05 | 5
18 | 2015-05-12 18:00 | 0 | 149.3376 | 11% | 36% | 91.2395 | 483.6144 | 11% | 36% | 94.8395 | 312.9596 | 0 | 0 | 0.00082546 | 0.0030415 | 5
19 | 2015-05-12 19:00 | 0 | 222.3384 | 15% | 29% | 124.4175 | 287.5396 | 15% | 29% | 128.0175 | 312.9596 | 0 | 0 | 0.00077608 | 0.0085318 | 5
20 | 2015-05-12 20:00 | 0 | 141.388 | 23% | 26% | 190.7735 | 315.744 | 23% | 26% | 194.3735 | 312.9596 | 0 | 0 | 0.0017877 | 0.0020572 | 5
21 | 2015-05-12 21:00 | 0 | 239.3398 | 29% | 21% | 240.5405 | 129.8822 | 29% | 21% | 244.1405 | 312.9596 | 0 | 0 | 0.002513 | 0.012544 | 5
22 | 2015-05-12 22:00 | 0 | 172.4644 | 41% | 19% | 340.0745 | 161.5936 | 41% | 19% | 247.1761 | 312.9596 | 0 | 0 | 0.0021365 | 0.0053433 | 5
23 | 2015-05-12 23:00 | 0 | 0 | 44% | 14% | 364.958 | 246.148 | 44% | 14% | 247.1761 | 246.148 | 0 | 0 | 0.002895 | 0.00039837 | 5
0 | 2015-05-13 | 0 | 0 | 53% | 29% | 439.6085 | 509.878 | 53% | 29% | 247.1761 | 312.9596 | 0 | 0 | 0.0021906 | 0.0011622 | 5
1 | 2015-05-13 01:00 | 0 | 0 | 62% | 35% | 514.259 | 615.37 | 62% | 35% | 247.1761 | 312.9596 | 0 | 0 | 0.0019041 | 0.0010089 | 5
2 | 2015-05-13 02:00 | 0 | 0 | 87% | 35% | 721.6215 | 615.37 | 87% | 35% | 247.1761 | 312.9596 | 0 | 0 | 0.0027109 | 0.0010089 | 5
3 | 2015-05-13 03:00 | 0 | 50.1578 | 85% | 35% | 705.0325 | 565.2122 | 85% | 35% | 247.1761 | 312.9596 | 0 | 0 | 0.0040861 | 1.0467e-05 | 5
4 | 2015-05-13 04:00 | 0 | 39.3334 | 85% | 33% | 705.0325 | 540.8726 | 85% | 33% | 247.1761 | 312.9596 | 0 | 0 | 0.0040861 | 6.0974e-05 | 5
5 | 2015-05-13 05:00 | 0 | 7.3675 | 86% | 27% | 713.327 | 467.3465 | 86% | 27% | 247.1761 | 312.9596 | 0 | 0 | 0.0021167 | 0.00076345 | 5
6 | 2015-05-13 06:00 | 0 | 334.1699 | 85% | 32% | 705.0325 | 228.4541 | 85% | 32% | 247.1761 | 312.9596 | 0 | 0.004 | 0.0040861 | 0.024025 | 5
7 | 2015-05-13 07:00 | 0 | 336.1513 | 84% | 26% | 696.738 | 120.9807 | 84% | 26% | 247.1761 | 312.9596 | 0 | 0.005 | 0.0012718 | 0.024377 | 5
8 | 2015-05-13 08:00 | 0.20436 | 172.0718 | 83% | 12% | 688.2391 | 38.9122 | 83% | 12% | 247.1761 | 210.984 | 0 | 0 | 0.00089279 | 0.0061989 | 5
9 | 2015-05-13 09:00 | 23.8688 | 30.2273 | 81% | 9% | 647.9857 | 128.0107 | 81% | 9% | 247.1761 | 158.238 | 0 | 0 | 0.00035192 | 6.1126e-06 | 5
10 | 2015-05-13 10:00 | 2.0888 | 17.5487 | 76% | 10% | 628.2932 | 158.2713 | 76% | 10% | 247.1761 | 175.82 | 0 | 0 | 0.00041538 | 0.00012818 | 5
11 | 2015-05-13 11:00 | 25.8684 | 0 | 72% | 10% | 571.3356 | 175.82 | 72% | 10% | 247.1761 | 175.82 | 0 | 0 | 0.00014026 | 0.00045381 | 5
12 | 2015-05-13 12:00 | 130.3759 | 0 | 67% | 9% | 425.3556 | 158.238 | 67% | 9% | 247.1761 | 158.238 | 0 | 0 | 0.014219 | 0.00021667 | 5
13 | 2015-05-13 13:00 | 126.2777 | 9.1525 | 50% | 10% | 288.4473 | 166.6675 | 50% | 10% | 247.1761 | 175.82 | 0 | 0 | 0.010033 | 0.00025912 | 5
14 | 2015-05-13 14:00 | 83.2324 | 17.8504 | 31% | 10% | 173.8971 | 157.9696 | 31% | 10% | 247.1761 | 175.82 | 0 | 0 | 0.0045117 | 0.00012432 | 5
15 | 2015-05-13 15:00 | 147.3343 | 17.1217 | 26% | 11% | 68.3227 | 176.2803 | 26% | 11% | 219.257 | 193.402 | 0 | 0 | 0.016368 | 5.8373e-05 | 5
16 | 2015-05-13 16:00 | 103.8025 | 0 | 16% | 8% | 28.9095 | 140.656 | 16% | 8% | 136.312 | 140.656 | 0 | 0 | 0.0073809 | 0.00020838 | 5
17 | 2015-05-13 17:00 | 74.9255 | 129.878 | 11% | 13% | 16.314 | 98.688 | 11% | 13% | 94.8395 | 228.566 | 0 | 0 | 0.0037946 | 0.0030885 | 5
18 | 2015-05-13 18:00 | 34.4645 | 108.9458 | 5% | 7% | 7.008 | 14.1282 | 5% | 7% | 45.0725 | 123.074 | 0 | 0 | 0.00075157 | 0.0025672 | 5
19 | 2015-05-13 19:00 | 10.2526 | 0 | 2% | 4% | 6.3364 | 70.328 | 2% | 4% | 20.189 | 70.328 | 0 | 0 | 2.7499e-05 | 9.0538e-05 | 5
20 | 2015-05-13 20:00 | 6.8014 | 0 | 2% | 7% | 9.7876 | 123.074 | 2% | 7% | 20.189 | 123.074 | 0 | 0 | 1.1731e-06 | 0.00012763 | 5
21 | 2015-05-13 21:00 | 6.2389 | 0 | 2% | 7% | 10.3501 | 123.074 | 2% | 7% | 20.189 | 123.074 | 0 | 0 | 1.6402e-07 | 0.00012763 | 5
22 | 2015-05-13 22:00 | 7.5162 | 0 | 1% | 10% | 0.7783 | 175.82 | 1% | 10% | 11.8945 | 175.82 | 0 | 0 | 2.128e-05 | 0.00045381 | 5
23 | 2015-05-13 23:00 | 8.6032 | 134.4365 | 1% | 17% | -0.30866 | 164.4575 | 1% | 17% | 11.8945 | 298.894 | 0 | 0 | 3.5088e-05 | 0.0024623 | 5
0 | 2015-05-14 | 3.381 | 136.1207 | 0% | 18% | -3.381 | 180.3553 | 0% | 18% | 3.6 | 312.9596 | 0 | 0 | 0.00048721 | 0.0027484 | 5
1 | 2015-05-14 01:00 | 1.8624 | 22.94 | 0% | 12% | -1.8624 | 188.044 | 0% | 12% | 3.6 | 210.984 | 0 | 0 | 0.00057138 | 3.7057e-05 | 5
2 | 2015-05-14 02:00 | 0.74988 | 63.7877 | 0% | 14% | -0.74988 | 182.3603 | 0% | 14% | 3.6 | 246.148 | 0 | 0 | 0.00063731 | 0.00026637 | 5
3 | 2015-05-14 03:00 | 2.1998 | 23.454 | 0% | 13% | -2.1998 | 205.112 | 0% | 13% | 3.6 | 228.566 | 0 | 0 | 0.0005521 | 2.4561e-05 | 5
4 | 2015-05-14 04:00 | 4.9999 | 7.982 | 1% | 14% | 3.2946 | 238.166 | 1% | 14% | 11.8945 | 246.148 | 0 | 0 | 2.4944e-06 | 0.00023775 | 5
5 | 2015-05-14 05:00 | 4.6 | 78.9899 | 1% | 15% | 3.6945 | 184.7401 | 1% | 15% | 11.8945 | 263.73 | 0 | 0 | 1.2037e-06 | 0.0004437 | 5
6 | 2015-05-14 06:00 | 4.1375 | 0 | 0% | 13% | -4.1375 | 228.566 | 0% | 13% | 3.6 | 228.566 | 0.001 | 0 | 0.00044778 | 0.00033473 | 5
7 | 2015-05-14 07:00 | 2.6 | 41.0494 | 0% | 15% | -2.6 | 222.6806 | 0% | 15% | 3.6 | 263.73 | 0 | 0 | 0.00052966 | 2.6532e-07 | 5
8 | 2015-05-14 08:00 | 2.2999 | 30.3271 | 0% | 16% | -2.2999 | 250.9849 | 0% | 16% | 3.6 | 281.312 | 0 | 0 | 0.00054644 | 2.0344e-05 | 5
9 | 2015-05-14 09:00 | 4.2 | 0 | 1% | 13% | 4.0945 | 228.566 | 1% | 13% | 11.8945 | 228.566 | 0 | 0 | 3.7817e-07 | 0.00033473 | 5
10 | 2015-05-14 10:00 | 2.4629 | 172.3676 | 1% | 14% | 5.8316 | 73.7804 | 1% | 14% | 11.8945 | 246.148 | 0 | 0 | 2.1885e-06 | 0.0060961 | 5
11 | 2015-05-14 11:00 | 6.314 | 97.4708 | 2% | 11% | 10.275 | 95.9312 | 2% | 11% | 20.189 | 193.402 | 0 | 0 | 2.4559e-07 | 0.0014485 | 5
12 | 2015-05-14 12:00 | 0 | 0 | 1% | 8% | 8.2945 | 140.656 | 1% | 8% | 11.8945 | 140.656 | 0 | 0 | 1.979e-05 | 0.00020838 | 5
13 | 2015-05-14 13:00 | 0 | 0 | 2% | 11% | 16.589 | 193.402 | 2% | 11% | 20.189 | 193.402 | 0 | 0 | 5.0648e-05 | 0.00030201 | 5
14 | 2015-05-14 14:00 | 0 | 0 | 2% | 16% | 16.589 | 281.312 | 2% | 16% | 20.189 | 281.312 | 0 | 0 | 5.0648e-05 | 0.00047347 | 5
15 | 2015-05-14 15:00 | 0 | 0 | 4% | 22% | 33.178 | 386.804 | 4% | 22% | 36.778 | 312.9596 | 0 | 0 | 0.00019673 | 0.00052086 | 5
16 | 2015-05-14 16:00 | 0 | 0 | 4% | 22% | 33.178 | 386.804 | 4% | 22% | 36.778 | 312.9596 | 0 | 0 | 0.00019673 | 0.00052086 | 5
17 | 2015-05-14 17:00 | 0 | 0 | 5% | 29% | 41.4725 | 509.878 | 5% | 29% | 45.0725 | 312.9596 | 0 | 0 | 0.00019983 | 0.0011622 | 5
18 | 2015-05-14 18:00 | 0 | 0 | 5% | 35% | 41.4725 | 615.37 | 5% | 35% | 45.0725 | 312.9596 | 0 | 0 | 0.00019983 | 0.0010089 | 5
19 | 2015-05-14 19:00 | 11.156 | 344.8391 | 7% | 43% | 46.9055 | 411.1869 | 7% | 43% | 61.6615 | 312.9596 | 0 | 0.006 | 5.5073e-05 | 0.02058 | 5
20 | 2015-05-14 20:00 | 14.3113 | 163.3122 | 5% | 31% | 27.1612 | 381.7298 | 5% | 31% | 45.0725 | 312.9596 | 0 | 0 | 9.7204e-06 | 0.0040389 | 5
21 | 2015-05-14 21:00 | 24.719 | 265.9643 | 7% | 35% | 33.3425 | 349.4057 | 7% | 35% | 61.6615 | 312.9596 | 0 | 0 | 7.9757e-05 | 0.014282 | 5
22 | 2015-05-14 22:00 | 25.6609 | 0 | 5% | 25% | 15.8116 | 439.55 | 5% | 25% | 45.0725 | 312.9596 | 0 | 0 | 0.00028227 | 0.00049903 | 5
23 | 2015-05-14 23:00 | 19.6358 | 0 | 4% | 31% | 13.5422 | 545.042 | 4% | 31% | 36.778 | 312.9596 | 0 | 0 | 9.3069e-05 | 0.00086046 | 5
0 | 2015-05-15 | 18.5154 | 0 | 3% | 40% | 6.3681 | 703.28 | 3% | 40% | 28.4835 | 312.9596 | 0 | 0 | 0.00010966 | 0.0011315 | 5
1 | 2015-05-15 01:00 | 10.8412 | 249.177 | 2% | 42% | 5.7478 | 489.267 | 2% | 42% | 20.189 | 312.9596 | 0 | 0 | 3.5445e-05 | 0.011158 | 5
2 | 2015-05-15 02:00 | 1.1822 | Data Error | 2% | Data Error | 15.4068 | Data Error | 2% | Data Error | 20.189 | Data Error | 0 | Data Error | 3.2392e-05 | Data Error | 5
3 | 2015-05-15 03:00 | 1.1822 | Data Error | 3% | Data Error | 23.7013 | Data Error | 3% | Data Error | 28.4835 | Data Error | 0 | Data Error | 0.00010869 | Data Error | 5
4 | 2015-05-15 04:00 | 0 | 98.6678 | 2% | 22% | 16.589 | 288.1362 | 2% | 22% | 20.189 | 312.9596 | 0 | 0 | 5.0648e-05 | 0.0011086 | 5
5 | 2015-05-15 05:00 | 0 | 200.9651 | 3% | 26% | 24.8835 | 256.1669 | 3% | 26% | 28.4835 | 312.9596 | 0 | 0 | 0.00014044 | 0.0062792 | 5
6 | 2015-05-15 06:00 | 0 | 79.9578 | 3% | 18% | 24.8835 | 236.5182 | 3% | 18% | 28.4835 | 312.9596 | 0 | 0 | 0.00014044 | 0.0004195 | 5
7 | 2015-05-15 07:00 | 0 | 0 | 6% | 16% | 49.767 | 281.312 | 6% | 16% | 53.367 | 281.312 | 0 | 0 | 0.00044252 | 0.00047347 | 5
8 | 2015-05-15 08:00 | 2.0471 | 0 | 11% | 22% | 89.1924 | 386.804 | 11% | 22% | 94.8395 | 312.9596 | 0 | 0 | 0.00068974 | 0.00052086 | 5
9 | 2015-05-15 09:00 | 2.7349 | 0 | 10% | 24% | 80.2101 | 421.968 | 10% | 24% | 86.545 | 312.9596 | 0 | 0 | 0.00042373 | 0.00062366 | 5
10 | 2015-05-15 10:00 | 8.6969 | 0 | 11% | 26% | 82.5426 | 457.132 | 11% | 26% | 94.8395 | 312.9596 | 0 | 0 | 0.00033291 | 0.0012292 | 5
11 | 2015-05-15 11:00 | 12.755 | 0 | 11% | 22% | 78.4845 | 386.804 | 11% | 22% | 94.8395 | 312.9596 | 0 | 0 | 0.00017831 | 0.00052086 | 5
12 | 2015-05-15 12:00 | 0 | 0 | 10% | 37% | 82.945 | 650.534 | 10% | 37% | 86.545 | 312.9596 | 0 | 0 | 0.00057035 | 0.0012424 | 5
13 | 2015-05-15 13:00 | 16.509 | 0 | 12% | 40% | 83.025 | 703.28 | 12% | 40% | 103.134 | 312.9596 | 0 | 0 | 0.00016251 | 0.0011315 | 5
14 | 2015-05-15 14:00 | 0 | 0 | 11% | 53% | 91.2395 | 931.846 | 11% | 53% | 94.8395 | 312.9596 | 0 | 0 | 0.00082546 | 0.0016794 | 5
15 | 2015-05-15 15:00 | 0 | 31.2138 | 12% | 56% | 99.534 | 953.3782 | 12% | 56% | 103.134 | 312.9596 | 0 | 0 | 0.0010661 | 0.00024083 | 5
16 | 2015-05-15 16:00 | 0 | 24.6196 | 21% | 49% | 174.1845 | 836.8984 | 21% | 49% | 177.7845 | 312.9596 | 0 | 0 | 0.002694 | 0.00069855 | 5
17 | 2015-05-15 17:00 | 0 | 386.692 | 27% | 47% | 223.9515 | 439.662 | 27% | 47% | 227.5515 | 312.9596 | 0 | 0.015 | 0.0016626 | 0.033091 | 5
18 | 2015-05-15 18:00 | 0 | 172.6022 | 35% | 37% | 290.3075 | 477.9318 | 35% | 37% | 247.1761 | 312.9596 | 0 | 0 | 0.0019183 | 0.0039591 | 5
19 | 2015-05-15 19:00 | 0 | 139.2185 | 41% | 27% | 340.0745 | 335.4955 | 41% | 27% | 247.1761 | 312.9596 | 0 | 0 | 0.0021365 | 0.0022431 | 5
20 | 2015-05-15 20:00 | 0 | 37.9973 | 51% | 25% | 423.0195 | 401.5527 | 51% | 25% | 247.1761 | 312.9596 | 0 | 0 | 0.0019704 | 5.2922e-07 | 5
21 | 2015-05-15 21:00 | 0 | 0 | 60% | 21% | 497.67 | 369.222 | 60% | 21% | 247.1761 | 312.9596 | 0 | 0 | 0.0017678 | 0.00058222 | 5
22 | 2015-05-15 22:00 | 0 | 0 | 67% | 22% | 555.7315 | 386.804 | 67% | 22% | 247.1761 | 312.9596 | 0 | 0 | 0.0014395 | 0.00052086 | 5
23 | 2015-05-15 23:00 | 10.9015 | 31.7716 | 78% | 23% | 636.0695 | 372.6144 | 78% | 23% | 247.1761 | 312.9596 | 0 | 0 | 0.0010299 | 5.8139e-05 | 5
0 | 2015-05-16 | 10.9015 | 196.707 | 80% | 27% | 652.6585 | 278.007 | 80% | 27% | 247.1761 | 312.9596 | 0 | 0 | 0.0015244 | 0.0064094 | 5
1 | 2015-05-16 01:00 | 0 | 69.777 | 59% | 19% | 489.3755 | 264.281 | 59% | 19% | 247.1761 | 312.9596 | 0 | 0 | 0.00068611 | 0.00021589 | 5
2 | 2015-05-16 02:00 | 0 | 0 | 77% | 20% | 638.6765 | 351.64 | 77% | 20% | 247.1761 | 312.9596 | 0 | 0 | 0.0012085 | 0.00057635 | 5
3 | 2015-05-16 03:00 | 0 | 0 | 80% | 24% | 663.56 | 421.968 | 80% | 24% | 247.1761 | 312.9596 | 0 | 0 | 0.0027234 | 0.00062366 | 5
4 | 2015-05-16 04:00 | 0 | 27.877 | 80% | 29% | 663.56 | 482.001 | 80% | 29% | 247.1761 | 312.9596 | 0 | 0 | 0.0027234 | 0.00033251 | 5
5 | 2015-05-16 05:00 | 0 | 119.1197 | 81% | 30% | 671.8545 | 408.3403 | 81% | 30% | 247.1761 | 312.9596 | 0 | 0 | 0.0022597 | 0.0014576 | 5
6 | 2015-05-16 06:00 | 34.8894 | 130.0799 | 82% | 32% | 645.2596 | 432.5441 | 82% | 32% | 247.1761 | 312.9596 | 0 | 0 | 0.0011481 | 0.001515 | 5
7 | 2015-05-16 07:00 | 0 | 29.731 | 81% | 28% | 671.8545 | 462.565 | 81% | 28% | 247.1761 | 312.9596 | 0 | 0 | 0.0022597 | 5.9885e-05 | 5
8 | 2015-05-16 08:00 | 0 | 0 | 78% | 30% | 646.971 | 527.46 | 78% | 30% | 247.1761 | 312.9596 | 0 | 0 | 0.0020462 | 0.00087453 | 5
9 | 2015-05-16 09:00 | 0 | 0 | 76% | 38% | 630.382 | 668.116 | 76% | 38% | 247.1761 | 312.9596 | 0 | 0 | 0.00052437 | 0.0012944 | 5
10 | 2015-05-16 10:00 | 0 | 0 | 73% | 46% | 605.4985 | 808.772 | 73% | 46% | 247.1761 | 312.9596 | 0 | 0 | 0.0018299 | 0.0021141 | 5
11 | 2015-05-16 11:00 | 3.0628 | 0 | 68% | 39% | 560.9632 | 685.698 | 68% | 39% | 247.1761 | 312.9596 | 0 | 0 | 0.0023192 | 0.0014964 | 5
12 | 2015-05-16 12:00 | 14.7089 | 0 | 65% | 49% | 524.4336 | 861.518 | 65% | 49% | 247.1761 | 312.9596 | 0 | 0 | 0.00050177 | 0.0016348 | 5
13 | 2015-05-16 13:00 | 44.4347 | 0 | 60% | 47% | 453.2353 | 826.354 | 60% | 47% | 247.1761 | 312.9596 | 0 | 0 | 0.00013285 | 0.0014461 | 5
14 | 2015-05-16 14:00 | 84.7669 | 0 | 57% | 46% | 388.0196 | 808.772 | 57% | 46% | 247.1761 | 312.9596 | 0 | 0 | 0.0037293 | 0.0021141 | 5
15 | 2015-05-16 15:00 | 27.2502 | 83.8708 | 50% | 44% | 387.4748 | 689.7372 | 50% | 44% | 247.1761 | 312.9596 | 0 | 0 | 0.00036963 | 0.00011158 | 5
16 | 2015-05-16 16:00 | 0 | 138.719 | 45% | 40% | 373.2525 | 564.561 | 45% | 40% | 247.1761 | 312.9596 | 0 | 0 | 0.001179 | 0.0020485 | 5
17 | 2015-05-16 17:00 | 0 | 150.318 | 45% | 33% | 373.2525 | 429.888 | 45% | 33% | 247.1761 | 312.9596 | 0 | 0 | 0.001179 | 0.0030598 | 5
18 | 2015-05-16 18:00 | 0 | 0 | 51% | 24% | 423.0195 | 421.968 | 51% | 24% | 247.1761 | 312.9596 | 0 | 0 | 0.0019704 | 0.00062366 | 5
19 | 2015-05-16 19:00 | 0 | 0 | 54% | 24% | 447.903 | 421.968 | 54% | 24% | 247.1761 | 312.9596 | 0 | 0 | 0.0020799 | 0.00062366 | 5
20 | 2015-05-16 20:00 | 0 | 3.2855 | 60% | 28% | 497.67 | 489.0105 | 60% | 28% | 247.1761 | 312.9596 | 0 | 0 | 0.0017678 | 0.00051892 | 5
21 | 2015-05-16 21:00 | 78.4004 | 0 | 64% | 26% | 452.4476 | 457.132 | 64% | 26% | 247.1761 | 312.9596 | 0 | 0 | 0.0032317 | 0.0012292 | 5
22 | 2015-05-16 22:00 | 0 | 181.6082 | 53% | 41% | 439.6085 | 539.2538 | 53% | 41% | 247.1761 | 312.9596 | 0 | 0 | 0.0021906 | 0.0042832 | 5
23 | 2015-05-16 23:00 | 0 | 206.0808 | 54% | 38% | 447.903 | 462.0352 | 54% | 38% | 247.1761 | 312.9596 | 0 | 0 | 0.0020799 | 0.006599 | 5
0 | 2015-05-17 | 0 | 219.388 | 55% | 27% | 456.1975 | 255.326 | 55% | 27% | 247.1761 | 312.9596 | 0 | 0 | 0.0032109 | 0.0086414 | 5
1 | 2015-05-17 01:00 | 0 | 233.6081 | 52% | 27% | 431.314 | 241.1059 | 52% | 27% | 247.1761 | 312.9596 | 0 | 0 | 0.002146 | 0.01021 | 5
2 | 2015-05-17 02:00 | 22.7392 | 0 | 49% | 13% | 383.6913 | 228.566 | 49% | 13% | 247.1761 | 228.566 | 0 | 0 | 0.00027589 | 0.00033473 | 5
3 | 2015-05-17 03:00 | 69.6055 | 0 | 45% | 16% | 303.647 | 281.312 | 45% | 16% | 247.1761 | 281.312 | 0 | 0 | 0.0024583 | 0.00047347 | 5
4 | 2015-05-17 04:00 | 53.0245 | 0 | 35% | 17% | 237.283 | 298.894 | 35% | 17% | 247.1761 | 298.894 | 0 | 0 | 0.0004052 | 0.00072044 | 5
5 | 2015-05-17 05:00 | 90.8178 | 0 | 30% | 22% | 158.0172 | 386.804 | 30% | 22% | 247.1761 | 312.9596 | 0 | 0 | 0.0028141 | 0.00052086 | 5
6 | 2015-05-17 06:00 | 0 | 90.5858 | 12% | 33% | 99.534 | 489.6202 | 12% | 33% | 103.134 | 312.9596 | 0 | 0 | 0.0010661 | 0.00045548 | 5
7 | 2015-05-17 07:00 | 0 | 35.229 | 10% | 28% | 82.945 | 457.067 | 10% | 28% | 86.545 | 312.9596 | 0 | 0 | 0.00057035 | 2.1265e-05 | 5
8 | 2015-05-17 08:00 | 13.7596 | 0 | 9% | 26% | 60.8909 | 457.132 | 9% | 26% | 78.2505 | 312.9596 | 0 | 0 | 9.8673e-05 | 0.0012292 | 5
9 | 2015-05-17 09:00 | 42.8556 | 0 | 7% | 25% | 15.2059 | 439.55 | 7% | 25% | 61.6615 | 312.9596 | 0 | 0 | 0.00094842 | 0.00049903 | 5
10 | 2015-05-17 10:00 | 32.4823 | 65.3881 | 5% | 27% | 8.9902 | 409.3259 | 5% | 27% | 45.0725 | 312.9596 | 0 | 0 | 0.00062625 | 2.8831e-05 | 5
11 | 2015-05-17 11:00 | 9.5834 | 59.9548 | 2% | 26% | 7.0056 | 397.1772 | 2% | 26% | 20.189 | 312.9596 | 0 | 0 | 1.9689e-05 | 9.2218e-07 | 5
12 | 2015-05-17 12:00 | 0.62436 | 59.3492 | 2% | 20% | 15.9646 | 292.2908 | 2% | 20% | 20.189 | 312.9596 | 0 | 0 | 4.0501e-05 | 9.5032e-05 | 5
13 | 2015-05-17 13:00 | 16.2043 | 0 | 4% | 18% | 16.9737 | 316.476 | 4% | 18% | 36.778 | 312.9596 | 0 | 0 | 3.0361e-05 | 0.00062476 | 5
14 | 2015-05-17 14:00 | 1.5122 | 0 | 2% | 25% | 15.0768 | 439.55 | 2% | 25% | 20.189 | 312.9596 | 0 | 0 | 2.8022e-05 | 0.00049903 | 5
15 | 2015-05-17 15:00 | 0 | 1.8696 | 3% | 30% | 24.8835 | 525.5904 | 3% | 30% | 28.4835 | 312.9596 | 0 | 0 | 0.00014044 | 0.00081277 | 5
16 | 2015-05-17 16:00 | 0 | 26.2334 | 3% | 32% | 24.8835 | 536.3906 | 3% | 32% | 28.4835 | 312.9596 | 0 | 0 | 0.00014044 | 0.00040568 | 5
17 | 2015-05-17 17:00 | 0 | 21.2203 | 6% | 29% | 49.767 | 488.6577 | 6% | 29% | 53.367 | 312.9596 | 0 | 0 | 0.00044252 | 0.00048493 | 5
18 | 2015-05-17 18:00 | 12.2917 | 105.5842 | 8% | 28% | 54.0643 | 386.7118 | 8% | 28% | 69.956 | 312.9596 | 0 | 0 | 3.6925e-05 | 0.0012534 | 5
19 | 2015-05-17 19:00 | 12.4896 | 64.2116 | 8% | 23% | 53.8664 | 340.1744 | 8% | 23% | 69.956 | 312.9596 | 0 | 0 | 3.4082e-05 | 0.0001172 | 5
20 | 2015-05-17 20:00 | 21.7987 | 54.57 | 7% | 20% | 36.2628 | 297.07 | 7% | 20% | 61.6615 | 312.9596 | 0 | 0 | 2.9267e-05 | 4.9424e-05 | 5
21 | 2015-05-17 21:00 | 22.6349 | 90.9362 | 6% | 16% | 27.1321 | 190.3758 | 6% | 16% | 53.367 | 281.312 | 0 | 0 | 3.9098e-05 | 0.00089771 | 5
22 | 2015-05-17 22:00 | 21.1891 | 207.8294 | 4% | 16% | 11.9889 | 73.4826 | 4% | 16% | 36.778 | 281.312 | 0 | 0 | 0.00013271 | 0.0093019 | 5
23 | 2015-05-17 23:00 | 0 | 101.9593 | 4% | 9% | 33.178 | 56.2787 | 4% | 9% | 36.778 | 158.238 | 0 | 0 | 0.00019673 | 0.0018724 | 5
0 | 2015-05-18 | 15.1084 | 3.9617 | 7% | 5% | 42.9531 | 83.9483 | 7% | 5% | 61.6615 | 87.91 | 0 | 0 | 7.0549e-06 | 8.8258e-05 | 5
1 | 2015-05-18 01:00 | 35.082 | 0 | 6% | 6% | 14.685 | 105.492 | 6% | 6% | 53.367 | 105.492 | 0 | 0 | 0.00045196 | 0.00012837 | 5
2 | 2015-05-18 02:00 | 18.2318 | 0 | 3% | 7% | 6.6517 | 123.074 | 3% | 7% | 28.4835 | 123.074 | 0 | 0 | 0.00010262 | 0.00012763 | 5
3 | 2015-05-18 03:00 | 13.5191 | 0 | 3% | 9% | 11.3644 | 158.238 | 3% | 9% | 28.4835 | 158.238 | 0 | 0 | 1.9787e-05 | 0.00021667 | 5
4 | 2015-05-18 04:00 | 27.8422 | 36.5465 | 4% | 11% | 5.3358 | 156.8555 | 4% | 11% | 36.778 | 193.402 | 0 | 0 | 0.00038185 | 1.1614e-05 | 5
5 | 2015-05-18 05:00 | 18.3666 | 0.43632 | 3% | 11% | 6.5169 | 192.9657 | 3% | 11% | 28.4835 | 193.402 | 0 | 0 | 0.00010594 | 0.00029345 | 5
6 | 2015-05-18 06:00 | 14.1074 | 0 | 2% | 11% | 2.4816 | 193.402 | 2% | 11% | 20.189 | 193.402 | 0 | 0 | 9.784e-05 | 0.00030201 | 5
7 | 2015-05-18 07:00 | 13.5262 | 0 | 2% | 11% | 3.0628 | 193.402 | 2% | 11% | 20.189 | 193.402 | 0 | 0 | 8.4468e-05 | 0.00030201 | 5
8 | 2015-05-18 08:00 | 6.4008 | 0 | 1% | 13% | 1.8937 | 228.566 | 1% | 13% | 11.8945 | 228.566 | 0 | 0 | 1.0682e-05 | 0.00033473 | 5
9 | 2015-05-18 09:00 | 7.8 | 0 | 1% | 13% | 0.4945 | 228.566 | 1% | 13% | 11.8945 | 228.566 | 0 | 0 | 2.4554e-05 | 0.00033473 | 5
10 | 2015-05-18 10:00 | 5.4342 | 0 | 1% | 15% | 2.8603 | 263.73 | 1% | 15% | 11.8945 | 263.73 | 0 | 0 | 4.4223e-06 | 0.00056942 | 5
11 | 2015-05-18 11:00 | 0 | 0 | 1% | 17% | 8.2945 | 298.894 | 1% | 17% | 11.8945 | 298.894 | 0 | 0 | 1.979e-05 | 0.00072044 | 5
12 | 2015-05-18 12:00 | 0 | 0 | 2% | 18% | 16.589 | 316.476 | 2% | 18% | 20.189 | 312.9596 | 0 | 0 | 5.0648e-05 | 0.00062476 | 5
13 | 2015-05-18 13:00 | 0 | 0 | 4% | 23% | 33.178 | 404.386 | 4% | 23% | 36.778 | 312.9596 | 0 | 0 | 0.00019673 | 0.00066025 | 5
14 | 2015-05-18 14:00 | 0 | 0 | 6% | 25% | 49.767 | 439.55 | 6% | 25% | 53.367 | 312.9596 | 0 | 0 | 0.00044252 | 0.00049903 | 5
15 | 2015-05-18 15:00 | 13.3704 | 0 | 8% | 30% | 52.9856 | 527.46 | 8% | 30% | 69.956 | 312.9596 | 0 | 0 | 2.2811e-05 | 0.00087453 | 5
16 | 2015-05-18 16:00 | 7.5185 | 0 | 7% | 32% | 50.543 | 562.624 | 7% | 32% | 61.6615 | 312.9596 | 0 | 0 | 0.0001394 | 0.0012294 | 5
17 | 2015-05-18 17:00 | 14.4488 | 0 | 7% | 41% | 43.6127 | 720.862 | 7% | 41% | 61.6615 | 312.9596 | 0 | 0 | 1.1911e-05 | 0.0014323 | 5
18 | 2015-05-18 18:00 | 6.8558 | 47.9543 | 5% | 47% | 34.6167 | 778.3997 | 5% | 47% | 45.0725 | 312.9596 | 0 | 0 | 3.4465e-05 | 0.00011564 | 5
19 | 2015-05-18 19:00 | 0 | 95.9312 | 4% | 43% | 33.178 | 660.0948 | 4% | 43% | 36.778 | 312.9596 | 0 | 0 | 0.00019673 | 3.5609e-06 | 5
20 | 2015-05-18 20:00 | 0 | 47.0298 | 4% | 38% | 33.178 | 621.0862 | 4% | 38% | 36.778 | 312.9596 | 0 | 0 | 0.00019673 | 8.5162e-05 | 5
21 | 2015-05-18 21:00 | 0 | 117.1846 | 8% | 40% | 66.356 | 586.0954 | 8% | 40% | 69.956 | 312.9596 | 0 | 0 | 0.00043663 | 0.0010898 | 5
22 | 2015-05-18 22:00 | 10.7224 | 0 | 7% | 33% | 47.3391 | 580.206 | 7% | 33% | 61.6615 | 312.9596 | 0 | 0 | 6.3106e-05 | 0.00091083 | 5
23 | 2015-05-18 23:00 | 0 | 0 | 5% | 37% | 41.4725 | 650.534 | 5% | 37% | 45.0725 | 312.9596 | 0 | 0 | 0.00019983 | 0.0012424 | 5
0 | 2015-05-19 | 0 | 87.7451 | 6% | 50% | 49.767 | 791.3549 | 6% | 50% | 53.367 | 312.9596 | 0 | 0 | 0.00044252 | 0.00010004 | 5
1 | 2015-05-19 01:00 | 4.808 | 156.846 | 5% | 49% | 36.6645 | 704.672 | 5% | 49% | 45.0725 | 312.9596 | 0 | 0 | 6.9548e-05 | 0.002379 | 5
2 | 2015-05-19 02:00 | 6.1265 | 91.1628 | 4% | 42% | 27.0515 | 647.2812 | 4% | 42% | 36.778 | 312.9596 | 0 | 0 | 4.4089e-05 | 0.00024838 | 5
3 | 2015-05-19 03:00 | 17.9975 | 163.5854 | 6% | 41% | 31.7695 | 557.2766 | 6% | 41% | 53.367 | 312.9596 | 0 | 0 | 4.3812e-07 | 0.0030465 | 5
4 | 2015-05-19 04:00 | 0 | 0.01656 | 3% | 36% | 24.8835 | 632.9354 | 3% | 36% | 28.4835 | 312.9596 | 0 | 0 | 0.00014044 | 0.00088678 | 5
5 | 2015-05-19 05:00 | 0 | 0 | 7% | 37% | 58.0615 | 650.534 | 7% | 37% | 61.6615 | 312.9596 | 0 | 0 | 0.0004356 | 0.0012424 | 5
6 | 2015-05-19 06:00 | 0 | 0 | 8% | 45% | 66.356 | 791.19 | 8% | 45% | 69.956 | 312.9596 | 0 | 0 | 0.00043663 | 0.0010364 | 5
7 | 2015-05-19 07:00 | 22.6691 | 0 | 9% | 46% | 51.9814 | 808.772 | 9% | 46% | 78.2505 | 312.9596 | 0 | 0 | 6.5297e-07 | 0.0021141 | 5
8 | 2015-05-19 08:00 | 40.3955 | 0 | 8% | 49% | 25.9605 | 861.518 | 8% | 49% | 69.956 | 312.9596 | 0 | 0 | 0.00077316 | 0.0016348 | 5
9 | 2015-05-19 09:00 | 16.0404 | 0 | 4% | 48% | 17.1376 | 843.936 | 4% | 48% | 36.778 | 312.9596 | 0 | 0 | 2.8222e-05 | 0.0016538 | 5
10 | 2015-05-19 10:00 | 31.4214 | 0 | 4% | 51% | 1.7566 | 896.682 | 4% | 51% | 36.778 | 312.9596 | 0 | 0 | 0.00056911 | 0.0011758 | 5
11 | 2015-05-19 11:00 | 18.7758 | 8.919 | 3% | 53% | 6.1077 | 922.927 | 3% | 53% | 28.4835 | 312.9596 | 0 | 0 | 0.00011633 | 0.0012893 | 5
12 | 2015-05-19 12:00 | 6.8998 | 0 | 2% | 52% | 9.6892 | 914.264 | 2% | 52% | 20.189 | 312.9596 | 0 | 0 | 1.4441e-06 | 0.0016427 | 5
13 | 2015-05-19 13:00 | 21.5774 | 4.5432 | 3% | 53% | 3.3061 | 927.3028 | 3% | 53% | 28.4835 | 312.9596 | 0 | 0 | 0.00020061 | 0.0014743 | 5
14 | 2015-05-19 14:00 | 16.0267 | 14.264 | 3% | 52% | 8.8568 | 900 | 3% | 52% | 28.4835 | 312.9596 | 0 | 0 | 5.5823e-05 | 0.0010509 | 5
15 | 2015-05-19 15:00 | 9.9491 | 74.191 | 2% | 52% | 6.6399 | 840.073 | 2% | 52% | 20.189 | 312.9596 | 0 | 0 | 2.3795e-05 | 2.7768e-06 | 5
16 | 2015-05-19 16:00 | 7.5131 | 212.2884 | 3% | 53% | 17.3704 | 719.5576 | 3% | 53% | 28.4835 | 312.9596 | 0 | 0 | 7.7992e-06 | 0.0063619 | 5
17 | 2015-05-19 17:00 | 6.482 | 287.964 | 3% | 48% | 18.4015 | 555.972 | 3% | 48% | 28.4835 | 312.9596 | 0 | 0 | 1.6287e-05 | 0.015158 | 5
18 | 2015-05-19 18:00 | 0 | 215.1148 | 2% | 39% | 16.589 | 470.5832 | 2% | 39% | 20.189 | 312.9596 | 0 | 0 | 5.0648e-05 | 0.0070001 | 5
19 | 2015-05-19 19:00 | 0 | 0 | 2% | 29% | 16.589 | 509.878 | 2% | 29% | 20.189 | 312.9596 | 0 | 0 | 5.0648e-05 | 0.0011622 | 5
20 | 2015-05-19 20:00 | 0 | 0 | 5% | 30% | 41.4725 | 527.46 | 5% | 30% | 45.0725 | 312.9596 | 0 | 0 | 0.00019983 | 0.00087453 | 5
21 | 2015-05-19 21:00 | 0 | 179.4022 | 9% | 33% | 74.6505 | 400.8038 | 9% | 33% | 78.2505 | 312.9596 | 0 | 0 | 0.00070343 | 0.0051635 | 5
22 | 2015-05-19 22:00 | 0 | 189.8605 | 12% | 27% | 99.534 | 284.8535 | 12% | 27% | 103.134 | 312.9596 | 0 | 0 | 0.0010661 | 0.0058011 | 5
23 | 2015-05-19 23:00 | 0 | 206.0225 | 15% | 23% | 124.4175 | 198.3635 | 15% | 23% | 128.0175 | 312.9596 | 0 | 0 | 0.00077608 | 0.0083691 | 5
0 | 2015-05-20 | 0 | 144.4265 | 16% | 17% | 132.712 | 154.4675 | 16% | 17% | 136.312 | 298.894 | 0 | 0 | 0.0015393 | 0.0030585 | 5
1 | 2015-05-20 01:00 | 0 | 102.3962 | 19% | 13% | 157.5955 | 126.1698 | 19% | 13% | 161.1955 | 228.566 | 0 | 0 | 0.001231 | 0.0015955 | 5
2 | 2015-05-20 02:00 | 0 | 75.3649 | 22% | 11% | 182.479 | 118.0371 | 22% | 11% | 186.079 | 193.402 | 0 | 0 | 0.0014689 | 0.00064956 | 5
3 | 2015-05-20 03:00 | 0 | 110.039 | 23% | 9% | 190.7735 | 48.199 | 23% | 9% | 194.3735 | 158.238 | 0 | 0 | 0.0017877 | 0.0022912 | 5
4 | 2015-05-20 04:00 | 2.3995 | 64.3235 | 18% | 6% | 146.9015 | 41.1685 | 18% | 6% | 152.901 | 105.492 | 0 | 0 | 0.00081407 | 0.0006378 | 5
5 | 2015-05-20 05:00 | 87.7328 | 13.6032 | 20% | 5% | 78.1572 | 74.3068 | 20% | 5% | 169.49 | 87.91 | 0 | 0 | 0.0035099 | 1.5295e-05 | 5
6 | 2015-05-20 06:00 | 70.4237 | 3.6858 | 13% | 4% | 37.4048 | 66.6422 | 13% | 4% | 111.4285 | 70.328 | 0 | 0 | 0.0033716 | 5.5038e-05 | 5
7 | 2015-05-20 07:00 | 48.015 | 4.808 | 9% | 4% | 26.6355 | 65.52 | 9% | 4% | 78.2505 | 70.328 | 0 | 0 | 0.0009838 | 4.5975e-05 | 5
8 | 2015-05-20 08:00 | 21.2459 | 19.3765 | 4% | 4% | 11.9321 | 50.9515 | 4% | 4% | 36.778 | 70.328 | 0 | 0 | 0.00013429 | 2.2666e-06 | 5
9 | 2015-05-20 09:00 | 22.5023 | 4.8211 | 3% | 4% | 2.3812 | 65.5069 | 3% | 4% | 28.4835 | 70.328 | 0 | 0 | 0.00023343 | 4.5874e-05 | 5
10 | 2015-05-20 10:00 | 6.1511 | 0 | 1% | 3% | 2.1434 | 52.746 | 1% | 3% | 11.8945 | 52.746 | 0 | 0 | 8.8043e-06 | 5.3688e-05 | 5
11 | 2015-05-20 11:00 | 5.191 | 0 | 1% | 4% | 3.1035 | 70.328 | 1% | 4% | 11.8945 | 70.328 | 0 | 0 | 3.2749e-06 | 9.0538e-05 | 5
12 | 2015-05-20 12:00 | 0 | 0 | 0% | 5% | 0 | 87.91 | 0% | 5% | 3.6 | 87.91 | 0 | 0 | 0.00068377 | 0.00013567 | 5
13 | 2015-05-20 13:00 | 0 | 0 | 1% | 6% | 8.2945 | 105.492 | 1% | 6% | 11.8945 | 105.492 | 0 | 0 | 1.979e-05 | 0.00012837 | 5
14 | 2015-05-20 14:00 | 0 | 65.8721 | 3% | 9% | 24.8835 | 92.3659 | 3% | 9% | 28.4835 | 158.238 | 0 | 0 | 0.00014044 | 0.00051737 | 5
15 | 2015-05-20 15:00 | 0 | 55.465 | 3% | 8% | 24.8835 | 85.191 | 3% | 8% | 28.4835 | 140.656 | 0 | 0 | 0.00014044 | 0.00029279 | 5
16 | 2015-05-20 16:00 | 0 | 0 | 5% | 6% | 41.4725 | 105.492 | 5% | 6% | 45.0725 | 105.492 | 0 | 0 | 0.00019983 | 0.00012837 | 5
17 | 2015-05-20 17:00 | 0 | 0 | 5% | 8% | 41.4725 | 140.656 | 5% | 8% | 45.0725 | 140.656 | 0 | 0 | 0.00019983 | 0.00020838 | 5
18 | 2015-05-20 18:00 | 0 | 0 | 5% | 13% | 41.4725 | 228.566 | 5% | 13% | 45.0725 | 228.566 | 0 | 0 | 0.00019983 | 0.00033473 | 5
19 | 2015-05-20 19:00 | 64.3604 | 0 | 12% | 14% | 35.1736 | 246.148 | 12% | 14% | 103.134 | 246.148 | 0 | 0 | 0.0020198 | 0.00039837 | 5
20 | 2015-05-20 20:00 | 8.6213 | 0 | 4% | 16% | 24.5567 | 281.312 | 4% | 16% | 36.778 | 281.312 | 0 | 0 | 1.3192e-05 | 0.00047347 | 5
21 | 2015-05-20 21:00 | 17.8481 | 46.3133 | 3% | 21% | 7.0354 | 322.9087 | 3% | 21% | 28.4835 | 312.9596 | 0 | 0 | 9.3458e-05 | 4.893e-06 | 5
22 | 2015-05-20 22:00 | 0 | 0 | 3% | 20% | 24.8835 | 351.64 | 3% | 20% | 28.4835 | 312.9596 | 0 | 0 | 0.00014044 | 0.00057635 | 5
23 | 2015-05-20 23:00 | 0 | 0 | 3% | 20% | 24.8835 | 351.64 | 3% | 20% | 28.4835 | 312.9596 | 0 | 0 | 0.00014044 | 0.00057635 | 5
0 | 2015-05-21 | 0 | 0 | 4% | 27% | 33.178 | 474.714 | 4% | 27% | 36.778 | 312.9596 | 0 | 0 | 0.00019673 | 0.0010126 | 5
1 | 2015-05-21 01:00 | 0 | 21.264 | 5% | 28% | 41.4725 | 471.032 | 5% | 28% | 45.0725 | 312.9596 | 0 | 0 | 0.00019983 | 0.00015761 | 5
2 | 2015-05-21 02:00 | 29.8324 | 121.2245 | 7% | 28% | 28.2291 | 371.0715 | 7% | 28% | 61.6615 | 312.9596 | 0 | 0 | 0.00022787 | 0.0019625 | 5
3 | 2015-05-21 03:00 | 39.4116 | 147.1336 | 7% | 28% | 18.6499 | 345.1624 | 7% | 28% | 61.6615 | 312.9596 | 0 | 0 | 0.00070992 | 0.0034852 | 5
4 | 2015-05-21 04:00 | 14.246 | 64.351 | 5% | 20% | 27.2265 | 287.289 | 5% | 20% | 45.0725 | 312.9596 | 0 | 0 | 9.2359e-06 | 0.00015859 | 5
5 | 2015-05-21 05:00 | 15.7432 | 85.4317 | 5% | 17% | 25.7293 | 213.4623 | 5% | 17% | 45.0725 | 298.894 | 0 | 0 | 2.3464e-05 | 0.00047304 | 5
6 | 2015-05-21 06:00 | 0 | 121.2959 | 3% | 14% | 24.8835 | 124.8521 | 3% | 14% | 28.4835 | 246.148 | 0 | 0 | 0.00014044 | 0.0024039 | 5
7 | 2015-05-21 07:00 | 1.17 | 93.797 | 3% | 10% | 23.7135 | 82.023 | 3% | 10% | 28.4835 | 175.82 | 0 | 0 | 0.00010899 | 0.0010269 | 5
8 | 2015-05-21 08:00 | 20.1952 | 0.68292 | 3% | 4% | 4.6883 | 69.6451 | 3% | 4% | 28.4835 | 70.328 | 0 | 0 | 0.00015618 | 8.3297e-05 | 5
9 | 2015-05-21 09:00 | 11.2322 | 20.9834 | 2% | 3% | 5.3568 | 31.7626 | 2% | 3% | 20.189 | 52.746 | 0 | 0 | 4.1281e-05 | 2.1228e-05 | 5
10 | 2015-05-21 10:00 | 0 | 15.5123 | 1% | 2% | 8.2945 | 19.6517 | 1% | 2% | 11.8945 | 35.164 | 0 | 0 | 1.979e-05 | 7.0122e-06 | 5
11 | 2015-05-21 11:00 | 0 | 0 | 1% | 2% | 8.2945 | 35.164 | 1% | 2% | 11.8945 | 35.164 | 0 | 0 | 1.979e-05 | 3.8128e-05 | 5
12 | 2015-05-21 12:00 | 0.83784 | 0 | 2% | 4% | 15.7512 | 70.328 | 2% | 4% | 20.189 | 70.328 | 0 | 0 | 3.7291e-05 | 9.0538e-05 | 5
13 | 2015-05-21 13:00 | 7.8918 | 0 | 1% | 7% | 0.4027 | 123.074 | 1% | 7% | 11.8945 | 123.074 | 0 | 0 | 2.5663e-05 | 0.00012763 | 5
14 | 2015-05-21 14:00 | 0 | 0 | 1% | 14% | 8.2945 | 246.148 | 1% | 14% | 11.8945 | 246.148 | 0 | 0 | 1.979e-05 | 0.00039837 | 5
15 | 2015-05-21 15:00 | 0 | 0 | 4% | 24% | 33.178 | 421.968 | 4% | 24% | 36.778 | 312.9596 | 0 | 0 | 0.00019673 | 0.00062366 | 5
16 | 2015-05-21 16:00 | 30.2718 | 0 | 7% | 34% | 27.7897 | 597.788 | 7% | 34% | 61.6615 | 312.9596 | 0 | 0 | 0.00024415 | 0.0013815 | 5
17 | 2015-05-21 17:00 | 52.6314 | 155.3869 | 7% | 44% | 5.4301 | 618.2211 | 7% | 44% | 61.6615 | 312.9596 | 0 | 0 | 0.0018133 | 0.0026254 | 5
18 | 2015-05-21 18:00 | 18.3412 | 268.4852 | 3% | 40% | 6.5423 | 434.7948 | 3% | 40% | 28.4835 | 312.9596 | 0 | 0 | 0.0001053 | 0.014177 | 5
19 | 2015-05-21 19:00 | 0 | 0 | 2% | 28% | 16.589 | 492.296 | 2% | 28% | 20.189 | 312.9596 | 0 | 0 | 5.0648e-05 | 0.00060754 | 5
20 | 2015-05-21 20:00 | 0 | 0 | 2% | 26% | 16.589 | 457.132 | 2% | 26% | 20.189 | 312.9596 | 0 | 0 | 5.0648e-05 | 0.0012292 | 5
21 | 2015-05-21 21:00 | 0 | 0 | 6% | 35% | 49.767 | 615.37 | 6% | 35% | 53.367 | 312.9596 | 0 | 0 | 0.00044252 | 0.0010089 | 5
22 | 2015-05-21 22:00 | 4.7614 | 244.8572 | 15% | 44% | 119.6561 | 528.7508 | 15% | 44% | 128.0175 | 312.9596 | 0 | 0 | 0.0004892 | 0.01043 | 5
23 | 2015-05-21 23:00 | 0.0942 | 185.9461 | 15% | 34% | 124.3233 | 411.8419 | 15% | 34% | 128.0175 | 312.9596 | 0 | 0 | 0.00076977 | 0.0047047 | 5
0 | 2015-05-22 | 0 | 216.4585 | 15% | 29% | 124.4175 | 293.4195 | 15% | 29% | 128.0175 | 312.9596 | 0 | 0 | 0.00077608 | 0.0079252 | 5
1 | 2015-05-22 01:00 | 0 | 26.9244 | 19% | 21% | 157.5955 | 342.2976 | 19% | 21% | 161.1955 | 312.9596 | 0 | 0 | 0.001231 | 7.7716e-05 | 5
2 | 2015-05-22 02:00 | 0 | 0 | 22% | 19% | 182.479 | 334.058 | 22% | 19% | 186.079 | 312.9596 | 0 | 0 | 0.0014689 | 0.00062468 | 5
3 | 2015-05-22 03:00 | 9.7855 | 24.4151 | 24% | 20% | 189.2825 | 327.2249 | 24% | 20% | 202.668 | 312.9596 | 0 | 0 | 0.0013527 | 0.00010243 | 5
4 | 2015-05-22 04:00 | 0 | 28.6088 | 24% | 19% | 199.068 | 305.4492 | 24% | 19% | 202.668 | 312.9596 | 0 | 0 | 0.0023597 | 7.6072e-05 | 5
5 | 2015-05-22 05:00 | 0 | 0 | 27% | 17% | 223.9515 | 298.894 | 27% | 17% | 227.5515 | 298.894 | 0 | 0 | 0.0016626 | 0.00072044 | 5
6 | 2015-05-22 06:00 | 0 | 0 | 33% | 19% | 273.7185 | 334.058 | 33% | 19% | 247.1761 | 312.9596 | 0 | 0 | 0.0018132 | 0.00062468 | 5
7 | 2015-05-22 07:00 | 0 | 0 | 28% | 19% | 232.246 | 334.058 | 28% | 19% | 235.846 | 312.9596 | 0 | 0 | 0.0010544 | 0.00062468 | 5
8 | 2015-05-22 08:00 | 0 | 0 | 28% | 23% | 232.246 | 404.386 | 28% | 23% | 235.846 | 312.9596 | 0 | 0 | 0.0010544 | 0.00066025 | 5
9 | 2015-05-22 09:00 | 0 | 0 | 26% | 28% | 215.657 | 492.296 | 26% | 28% | 219.257 | 312.9596 | 0 | 0 | 0.0024692 | 0.00060754 | 5
10 | 2015-05-22 10:00 | 43.9768 | 86.3009 | 26% | 29% | 171.6802 | 423.5771 | 26% | 29% | 219.257 | 312.9596 | 0 | 0 | 1.108e-05 | 0.00022483 | 5
11 | 2015-05-22 11:00 | 66.3298 | 72.6043 | 22% | 26% | 116.1492 | 384.5277 | 22% | 26% | 186.079 | 312.9596 | 0 | 0 | 0.001734 | 3.8867e-05 | 5
12 | 2015-05-22 12:00 | 0 | 0 | 14% | 22% | 116.123 | 386.804 | 14% | 22% | 119.723 | 312.9596 | 0 | 0 | 0.00093117 | 0.00052086 | 5
13 | 2015-05-22 13:00 | 0 | 0 | 16% | 23% | 132.712 | 404.386 | 16% | 23% | 136.312 | 312.9596 | 0 | 0 | 0.0015393 | 0.00066025 | 5
14 | 2015-05-22 14:00 | 16.0559 | 0 | 20% | 27% | 149.8341 | 474.714 | 20% | 27% | 169.49 | 312.9596 | 0 | 0 | 0.00073822 | 0.0010126 | 5
15 | 2015-05-22 15:00 | 0 | 0 | 16% | 27% | 132.712 | 474.714 | 16% | 27% | 136.312 | 312.9596 | 0 | 0 | 0.0015393 | 0.0010126 | 5
16 | 2015-05-22 16:00 | 0 | 43.7195 | 17% | 28% | 141.0065 | 448.5765 | 17% | 28% | 144.6065 | 312.9596 | 0 | 0 | 0.0012803 | 4.7368e-08 | 5
17 | 2015-05-22 17:00 | 0 | 10.8374 | 24% | 27% | 199.068 | 463.8766 | 24% | 27% | 202.668 | 312.9596 | 0 | 0 | 0.0023597 | 0.00065828 | 5
18 | 2015-05-22 18:00 | 0 | 0 | 31% | 27% | 257.1295 | 474.714 | 31% | 27% | 247.1761 | 312.9596 | 0 | 0 | 0.0011007 | 0.0010126 | 5
19 | 2015-05-22 19:00 | 0 | 0 | 39% | 27% | 323.4855 | 474.714 | 39% | 27% | 247.1761 | 312.9596 | 0 | 0 | 0.0012092 | 0.0010126 | 5
20 | 2015-05-22 20:00 | 0 | 26.6311 | 45% | 28% | 373.2525 | 465.6649 | 45% | 28% | 247.1761 | 312.9596 | 0 | 0 | 0.001179 | 9.028e-05 | 5
21 | 2015-05-22 21:00 | 0 | 0 | 52% | 26% | 431.314 | 457.132 | 52% | 26% | 247.1761 | 312.9596 | 0 | 0 | 0.002146 | 0.0012292 | 5
22 | 2015-05-22 22:00 | 0 | 125.1859 | 65% | 27% | 539.1425 | 349.5281 | 65% | 27% | 247.1761 | 312.9596 | 0 | 0 | 0.0016107 | 0.0015508 | 5
23 | 2015-05-22 23:00 | 0 | 109.2344 | 68% | 24% | 564.026 | 312.7336 | 68% | 24% | 247.1761 | 312.9596 | 0 | 0 | 0.0026884 | 0.0013805 | 5
0 | 2015-05-23 | 2.7737 | 64.247 | 69% | 19% | 569.5468 | 269.811 | 69% | 19% | 247.1761 | 312.9596 | 0 | 0 | 0.0032632 | 0.00013335 | 5
1 | 2015-05-23 01:00 | 0 | 139.3642 | 59% | 16% | 489.3755 | 141.9478 | 59% | 16% | 247.1761 | 281.312 | 0 | 0 | 0.00068611 | 0.0033069 | 5
2 | 2015-05-23 02:00 | 21.0881 | 168.555 | 62% | 13% | 493.1709 | 60.011 | 62% | 13% | 247.1761 | 228.566 | 0 | 0 | 0.00033167 | 0.0060175 | 5
3 | 2015-05-23 03:00 | 0 | 106.635 | 56% | 6% | 464.492 | -1.143 | 56% | 6% | 247.1761 | 105.492 | 0 | 0.001 | 0.0029131 | 0.0024325 | 5
4 | 2015-05-23 04:00 | 27.1324 | 46.9154 | 71% | 2% | 561.7771 | -11.7514 | 71% | 3% | 247.1761 | 52.746 | 0 | 0 | 3.448e-07 | 0.00037468 | 5
5 | 2015-05-23 05:00 | 36.7777 | 20.2771 | 71% | 2% | 552.1318 | 14.8869 | 71% | 2% | 247.1761 | 35.164 | 0 | 0 | 0.00012191 | 2.871e-05 | 5
6 | 2015-05-23 06:00 | 0 | 0 | 60% | 1% | 497.67 | 17.582 | 60% | 1% | 247.1761 | 17.582 | 0 | 0 | 0.0017678 | 1.201e-05 | 5
7 | 2015-05-23 07:00 | 20.2633 | 19.2187 | 61% | 2% | 485.7012 | 15.9453 | 61% | 2% | 247.1761 | 35.164 | 0 | 0 | 0.00029377 | 2.2621e-05 | 5
8 | 2015-05-23 08:00 | 21.4561 | 16.4681 | 56% | 1% | 443.0359 | 1.1139 | 56% | 1% | 247.1761 | 17.582 | 0 | 0 | 0.00078991 | 3.4821e-05 | 5
9 | 2015-05-23 09:00 | 0 | 14.2055 | 49% | 1% | 406.4305 | 3.3765 | 49% | 1% | 247.1761 | 17.582 | 0 | 0 | 0.0019382 | 2.1289e-05 | 5
10 | 2015-05-23 10:00 | 18.0061 | 0 | 42% | 1% | 330.3629 | 17.582 | 42% | 1% | 247.1761 | 17.582 | 0 | 0 | 0.0005092 | 1.201e-05 | 5
11 | 2015-05-23 11:00 | 29.2244 | 0 | 35% | 2% | 261.0831 | 35.164 | 35% | 2% | 247.1761 | 35.164 | 0 | 0 | 7.3348e-05 | 3.8128e-05 | 5
12 | 2015-05-23 12:00 | 71.132 | 0 | 32% | 6% | 194.292 | 105.492 | 32% | 6% | 247.1761 | 105.492 | 0 | 0 | 0.0013555 | 0.00012837 | 5
13 | 2015-05-23 13:00 | 49.1506 | 0 | 24% | 7% | 149.9174 | 123.074 | 24% | 7% | 202.668 | 123.074 | 0 | 0 | 0.00011407 | 0.00012763 | 5
14 | 2015-05-23 14:00 | 69.5239 | 0 | 24% | 24% | 129.5441 | 421.968 | 24% | 24% | 202.668 | 312.9596 | 0 | 0 | 0.0012421 | 0.00062366 | 5
15 | 2015-05-23 15:00 | 35.0975 | 30.3473 | 21% | 21% | 139.087 | 338.8747 | 21% | 21% | 177.7845 | 312.9596 | 0 | 0 | 9.197e-05 | 4.7181e-05 | 5
16 | 2015-05-23 16:00 | 19.9004 | 0 | 20% | 20% | 145.9896 | 351.64 | 20% | 20% | 169.49 | 312.9596 | 0 | 0 | 0.00050783 | 0.00057635 | 5
17 | 2015-05-23 17:00 | 0 | 0 | 19% | 15% | 157.5955 | 263.73 | 19% | 15% | 161.1955 | 263.73 | 0 | 0 | 0.001231 | 0.00056942 | 5
18 | 2015-05-23 18:00 | 0 | 0 | 23% | 30% | 190.7735 | 527.46 | 23% | 30% | 194.3735 | 312.9596 | 0 | 0 | 0.0017877 | 0.00087453 | 5
19 | 2015-05-23 19:00 | 0 | 162.5471 | 25% | 31% | 207.3625 | 382.4949 | 25% | 31% | 210.9625 | 312.9596 | 0 | 0 | 0.0019633 | 0.0039838 | 5
20 | 2015-05-23 20:00 | 5.7191 | 187.6718 | 32% | 23% | 259.7049 | 216.7142 | 32% | 23% | 247.1761 | 312.9596 | 0 | 0 | 0.0017679 | 0.0065684 | 5
21 | 2015-05-23 21:00 | 0 | 220.9445 | 35% | 16% | 290.3075 | 60.3675 | 35% | 16% | 247.1761 | 281.312 | 0 | 0 | 0.0019183 | 0.010796 | 5
22 | 2015-05-23 22:00 | 0 | 137.155 | 51% | 10% | 423.0195 | 38.665 | 51% | 10% | 247.1761 | 175.82 | 0 | 0 | 0.0019704 | 0.0032156 | 5
23 | 2015-05-23 23:00 | 0 | 32.8703 | 43% | 4% | 356.6635 | 37.4577 | 43% | 4% | 247.1761 | 70.328 | 0 | 0 | 0.0028785 | 8.4278e-05 | 5
0 | 2015-05-24 | 0 | 14.0555 | 45% | 4% | 373.2525 | 56.2725 | 45% | 4% | 247.1761 | 70.328 | 0 | 0 | 0.001179 | 2.3131e-06 | 5
1 | 2015-05-24 01:00 | 20.1403 | 0 | 58% | 4% | 460.9407 | 70.328 | 58% | 4% | 247.1761 | 70.328 | 0 | 0 | 0.00016012 | 9.0538e-05 | 5
2 | 2015-05-24 02:00 | 109.5829 | 12.4084 | 54% | 6% | 338.3201 | 93.0836 | 54% | 6% | 247.1761 | 105.492 | 0 | 0 | 0.0074838 | 1.8256e-05 | 5
3 | 2015-05-24 03:00 | 0 | 28.272 | 50% | 7% | 414.725 | 94.802 | 50% | 7% | 247.1761 | 123.074 | 0 | 0 | 0.0027122 | 2.2875e-05 | 5
4 | 2015-05-24 04:00 | 0 | 24.7199 | 49% | 6% | 406.4305 | 80.7721 | 49% | 6% | 247.1761 | 105.492 | 0 | 0 | 0.0019382 | 7.4512e-06 | 5
5 | 2015-05-24 05:00 | 0 | 0 | 46% | 5% | 381.547 | 87.91 | 46% | 5% | 247.1761 | 87.91 | 0 | 0 | 0.0022377 | 0.00013567 | 5
6 | 2015-05-24 06:00 | 4.4999 | 46.4164 | 51% | 6% | 418.5196 | 59.0756 | 51% | 6% | 247.1761 | 105.492 | 0 | 0 | 0.0015182 | 0.0002271 | 5
7 | 2015-05-24 07:00 | 0 | 25.6206 | 49% | 5% | 406.4305 | 62.2894 | 49% | 5% | 247.1761 | 87.91 | 0 | 0 | 0.0019382 | 8.5511e-06 | 5
8 | 2015-05-24 08:00 | 59.2265 | 0 | 44% | 4% | 305.7315 | 70.328 | 44% | 4% | 247.1761 | 70.328 | 0 | 0 | 0.00030974 | 9.0538e-05 | 5
9 | 2015-05-24 09:00 | 91.8452 | 0 | 38% | 4% | 223.3458 | 70.328 | 38% | 4% | 247.1761 | 70.328 | 0 | 0 | 0.0044558 | 9.0538e-05 | 5
10 | 2015-05-24 10:00 | 58.8372 | 0 | 24% | 5% | 140.2308 | 87.91 | 24% | 5% | 202.668 | 87.91 | 0 | 0 | 0.00049992 | 0.00013567 | 5
11 | 2015-05-24 11:00 | 81.8872 | 0 | 23% | 7% | 108.8863 | 123.074 | 23% | 7% | 194.3735 | 123.074 | 0 | 0 | 0.0031858 | 0.00012763 | 5
12 | 2015-05-24 12:00 | 79.9309 | 0 | 18% | 9% | 69.3701 | 158.238 | 18% | 9% | 152.901 | 158.238 | 0 | 0 | 0.0042174 | 0.00021667 | 5
13 | 2015-05-24 13:00 | 44.2878 | 0 | 13% | 11% | 63.5407 | 193.402 | 13% | 11% | 111.4285 | 193.402 | 0 | 0 | 0.00070521 | 0.00030201 | 5
14 | 2015-05-24 14:00 | 6.9048 | 0 | 9% | 9% | 67.7457 | 158.238 | 9% | 9% | 78.2505 | 158.238 | 0 | 0 | 0.00033115 | 0.00021667 | 5
15 | 2015-05-24 15:00 | 0 | 23.3705 | 10% | 13% | 82.945 | 205.1955 | 10% | 13% | 86.545 | 228.566 | 0 | 0 | 0.00057035 | 2.5034e-05 | 5
16 | 2015-05-24 16:00 | 0 | 173.0416 | 10% | 16% | 82.945 | 108.2704 | 10% | 16% | 86.545 | 281.312 | 0 | 0 | 0.00057035 | 0.0058768 | 5
17 | 2015-05-24 17:00 | 0 | 53.5327 | 13% | 9% | 107.8285 | 104.7053 | 13% | 9% | 111.4285 | 158.238 | 0 | 0 | 0.0007203 | 0.00024736 | 5
18 | 2015-05-24 18:00 | 0 | 0 | 16% | 7% | 132.712 | 123.074 | 16% | 7% | 136.312 | 123.074 | 0 | 0 | 0.0015393 | 0.00012763 | 5
19 | 2015-05-24 19:00 | 0 | 30.9916 | 18% | 7% | 149.301 | 92.0824 | 18% | 7% | 152.901 | 123.074 | 0 | 0 | 0.00098752 | 4.0063e-05 | 5
20 | 2015-05-24 20:00 | 0 | 0 | 24% | 3% | 199.068 | 52.746 | 24% | 3% | 202.668 | 52.746 | 0 | 0 | 0.0023597 | 5.3688e-05 | 5
21 | 2015-05-24 21:00 | 0 | 0 | 28% | 5% | 232.246 | 87.91 | 28% | 5% | 235.846 | 87.91 | 0 | 0 | 0.0010544 | 0.00013567 | 5
22 | 2015-05-24 22:00 | 0 | 0 | 37% | 4% | 306.8965 | 70.328 | 37% | 4% | 247.1761 | 70.328 | 0 | 0 | 0.002807 | 9.0538e-05 | 5
23 | 2015-05-24 23:00 | 0 | 0 | 35% | 5% | 290.3075 | 87.91 | 35% | 5% | 247.1761 | 87.91 | 0 | 0 | 0.0019183 | 0.00013567 | 5
0 | 2015-05-25 | 0 | 2.6784 | 44% | 5% | 364.958 | 85.2316 | 44% | 5% | 247.1761 | 87.91 | 0 | 0 | 0.002895 | 0.0001025 | 5
1 | 2015-05-25 01:00 | 0 | 0 | 54% | 5% | 447.903 | 87.91 | 54% | 5% | 247.1761 | 87.91 | 0 | 0 | 0.0020799 | 0.00013567 | 5
2 | 2015-05-25 02:00 | 0 | 0 | 63% | 6% | 522.5535 | 105.492 | 63% | 6% | 247.1761 | 105.492 | 0 | 0 | 0.00061093 | 0.00012837 | 5
3 | 2015-05-25 03:00 | 0 | 0 | 64% | 5% | 530.848 | 87.91 | 64% | 5% | 247.1761 | 87.91 | 0 | 0 | 0.0014193 | 0.00013567 | 5
4 | 2015-05-25 04:00 | 0 | 0 | 64% | 7% | 530.848 | 123.074 | 64% | 7% | 247.1761 | 123.074 | 0 | 0 | 0.0014193 | 0.00012763 | 5
5 | 2015-05-25 05:00 | 0 | 0 | 62% | 8% | 514.259 | 140.656 | 62% | 8% | 247.1761 | 140.656 | 0 | 0 | 0.0019041 | 0.00020838 | 5
6 | 2015-05-25 06:00 | 12.8544 | 1.1168 | 61% | 8% | 493.1101 | 139.5392 | 61% | 8% | 247.1761 | 140.656 | 0 | 0 | 0.00067975 | 0.00019044 | 5
7 | 2015-05-25 07:00 | 62.0423 | 13.4899 | 56% | 9% | 402.4497 | 144.7481 | 56% | 9% | 247.1761 | 158.238 | 0 | 0 | 0.00043373 | 4.9663e-05 | 5
8 | 2015-05-25 08:00 | 35.1301 | 0 | 47% | 8% | 354.7114 | 140.656 | 47% | 8% | 247.1761 | 140.656 | 0 | 0 | 0.00012339 | 0.00020838 | 5
9 | 2015-05-25 09:00 | 25.2516 | 0 | 39% | 10% | 298.2339 | 175.82 | 39% | 10% | 247.1761 | 175.82 | 0 | 0 | 1.8747e-05 | 0.00045381 | 5
10 | 2015-05-25 10:00 | 4.518 | 0 | 33% | 11% | 269.2005 | 193.402 | 33% | 11% | 247.1761 | 193.402 | 0 | 0 | 0.001379 | 0.00030201 | 5
11 | 2015-05-25 11:00 | 73.99 | 0 | 29% | 14% | 166.5505 | 246.148 | 29% | 14% | 244.1405 | 246.148 | 0 | 0 | 0.0015268 | 0.00039837 | 5
12 | 2015-05-25 12:00 | 115.4928 | 76.2884 | 25% | 17% | 91.8697 | 222.6056 | 25% | 17% | 210.9625 | 298.894 | 0 | 0 | 0.0090119 | 0.00027387 | 5
13 | 2015-05-25 13:00 | 109.1888 | 131.8097 | 19% | 16% | 48.4067 | 149.5023 | 19% | 16% | 161.1955 | 281.312 | 0 | 0 | 0.0093226 | 0.0028312 | 5
14 | 2015-05-25 14:00 | 86.862 | 78.2461 | 15% | 13% | 37.5555 | 150.3199 | 15% | 13% | 128.0175 | 228.566 | 0 | 0 | 0.0059081 | 0.00068685 | 5
15 | 2015-05-25 15:00 | 0 | 66.6919 | 8% | 11% | 66.356 | 126.7101 | 8% | 11% | 69.956 | 193.402 | 0 | 0 | 0.00043663 | 0.00042245 | 5
16 | 2015-05-25 16:00 | 0 | 62.4658 | 10% | 9% | 82.945 | 95.7722 | 10% | 9% | 86.545 | 158.238 | 0 | 0 | 0.00057035 | 0.00043299 | 5
17 | 2015-05-25 17:00 | 0 | 0 | 11% | 8% | 91.2395 | 140.656 | 11% | 8% | 94.8395 | 140.656 | 0 | 0 | 0.00082546 | 0.00020838 | 5
18 | 2015-05-25 18:00 | 0 | 0 | 14% | 10% | 116.123 | 175.82 | 14% | 10% | 119.723 | 175.82 | 0 | 0 | 0.00093117 | 0.00045381 | 5
19 | 2015-05-25 19:00 | 0 | 24.0503 | 17% | 18% | 141.0065 | 292.4257 | 17% | 18% | 144.6065 | 312.9596 | 0 | 0 | 0.0012803 | 0.00012806 | 5
20 | 2015-05-25 20:00 | 44.8213 | 46.5188 | 21% | 20% | 129.3632 | 305.1212 | 21% | 20% | 177.7845 | 312.9596 | 0 | 0 | 4.5504e-06 | 6.0073e-06 | 5
21 | 2015-05-25 21:00 | 111.4579 | 0 | 28% | 16% | 120.7881 | 281.312 | 28% | 16% | 235.846 | 281.312 | 0 | 0 | 0.010384 | 0.00047347 | 5
22 | 2015-05-25 22:00 | 139.5797 | 0 | 29% | 18% | 100.9608 | 316.476 | 29% | 18% | 244.1405 | 312.9596 | 0 | 0 | 0.013959 | 0.00062476 | 5
23 | 2015-05-25 23:00 | 83.2888 | 28.8462 | 21% | 20% | 90.8957 | 322.7938 | 21% | 20% | 177.7845 | 312.9596 | 0 | 0 | 0.0023532 | 5.7769e-05 | 5
0 | 2015-05-26 | 34.3002 | 66.7961 | 21% | 20% | 139.8843 | 284.8439 | 21% | 20% | 177.7845 | 312.9596 | 0 | 0 | 0.00011133 | 0.00019555 | 5
1 | 2015-05-26 01:00 | 0 | 76.7238 | 21% | 18% | 174.1845 | 239.7522 | 21% | 18% | 177.7845 | 312.9596 | 0 | 0 | 0.002694 | 0.00034754 | 5
2 | 2015-05-26 02:00 | 0 | 33.5384 | 23% | 16% | 190.7735 | 247.7736 | 23% | 16% | 194.3735 | 281.312 | 0 | 0 | 0.0017877 | 7.2035e-06 | 5
3 | 2015-05-26 03:00 | 0 | 24.8246 | 22% | 15% | 182.479 | 238.9054 | 22% | 15% | 186.079 | 263.73 | 0 | 0 | 0.0014689 | 9.4928e-05 | 5
4 | 2015-05-26 04:00 | 0 | 59.143 | 27% | 17% | 223.9515 | 239.751 | 27% | 17% | 227.5515 | 298.894 | 0 | 0 | 0.0016626 | 4.6203e-05 | 5
5 | 2015-05-26 05:00 | 0 | 32.1353 | 32% | 14% | 265.424 | 214.0127 | 32% | 14% | 247.1761 | 246.148 | 0 | 0 | 0.0023953 | 2.8283e-06 | 5
6 | 2015-05-26 06:00 | 0 | 67.6111 | 33% | 14% | 273.7185 | 178.5369 | 33% | 14% | 247.1761 | 246.148 | 0 | 0 | 0.0018132 | 0.00034209 | 5
7 | 2015-05-26 07:00 | 52.7885 | 51.7666 | 35% | 12% | 237.519 | 159.2174 | 35% | 12% | 247.1761 | 210.984 | 0 | 0 | 0.00039382 | 0.00010626 | 5
8 | 2015-05-26 08:00 | 34.3733 | 31.1856 | 26% | 12% | 181.2837 | 179.7984 | 26% | 12% | 219.257 | 210.984 | 0 | 0 | 6.8055e-05 | 1.9535e-06 | 5
9 | 2015-05-26 09:00 | 78.4988 | 0 | 19% | 12% | 79.0967 | 210.984 | 19% | 12% | 161.1955 | 210.984 | 0 | 0 | 0.0035466 | 0.00036614 | 5
10 | 2015-05-26 10:00 | 91.4251 | 0 | 15% | 17% | 32.9924 | 298.894 | 15% | 17% | 128.0175 | 298.894 | 0 | 0 | 0.0067841 | 0.00072044 | 5
11 | 2015-05-26 11:00 | 36.1033 | 27.1361 | 7% | 17% | 21.9582 | 271.7579 | 7% | 17% | 61.6615 | 298.894 | 0 | 0 | 0.00051328 | 0.00013012 | 5
12 | 2015-05-26 12:00 | 48.1111 | 0 | 6% | 15% | 1.6559 | 263.73 | 6% | 15% | 53.367 | 263.73 | 0 | 0 | 0.0013666 | 0.00056942 | 5
13 | 2015-05-26 13:00 | 14.4101 | 65.1377 | 2% | 15% | 2.1789 | 198.5923 | 2% | 15% | 20.189 | 263.73 | 0 | 0 | 0.00010519 | 0.00017386 | 5
14 | 2015-05-26 14:00 | 5.9948 | 86.4127 | 1% | 16% | 2.2997 | 194.8993 | 1% | 16% | 11.8945 | 281.312 | 0 | 0 | 7.722e-06 | 0.00075016 | 5
15 | 2015-05-26 15:00 | 1.3949 | 0 | 0% | 13% | -1.3949 | 228.566 | 0% | 13% | 3.6 | 228.566 | 0 | 0 | 0.00059865 | 0.00033473 | 5
16 | 2015-05-26 16:00 | 0 | 0 | 0% | 13% | 0 | 228.566 | 0% | 13% | 3.6 | 228.566 | 0 | 0 | 0.00068377 | 0.00033473 | 5
17 | 2015-05-26 17:00 | 0 | 0 | 8% | 16% | 66.356 | 281.312 | 8% | 16% | 69.956 | 281.312 | 0 | 0 | 0.00043663 | 0.00047347 | 5
18 | 2015-05-26 18:00 | 0 | 0 | 3% | 20% | 24.8835 | 351.64 | 3% | 20% | 28.4835 | 312.9596 | 0 | 0 | 0.00014044 | 0.00057635 | 5
19 | 2015-05-26 19:00 | 32.5127 | 0 | 10% | 16% | 50.4323 | 281.312 | 10% | 16% | 86.545 | 281.312 | 0 | 0 | 0.00023458 | 0.00047347 | 5
20 | 2015-05-26 20:00 | 99.6293 | 73.5137 | 13% | 22% | 8.1992 | 313.2903 | 13% | 22% | 111.4285 | 312.9596 | 0 | 0 | 0.0087005 | 0.0003606 | 5
21 | 2015-05-26 21:00 | 49.6938 | 71.9412 | 6% | 17% | 0.0732 | 226.9528 | 6% | 17% | 53.367 | 298.894 | 0 | 0 | 0.0015113 | 0.00019815 | 5
22 | 2015-05-26 22:00 | 42.0038 | 191.1451 | 5% | 23% | -0.53134 | 213.2409 | 5% | 23% | 45.0725 | 312.9596 | 0 | 0 | 0.0013326 | 0.0068925 | 5
23 | 2015-05-26 23:00 | 26.4356 | 0 | 4% | 15% | 6.7424 | 263.73 | 4% | 15% | 36.778 | 263.73 | 0 | 0 | 0.00031845 | 0.00056942 | 5
0 | 2015-05-27 | 4.685 | 0 | 2% | 16% | 11.904 | 281.312 | 2% | 16% | 20.189 | 281.312 | 0 | 0 | 2.1562e-06 | 0.00047347 | 5
1 | 2015-05-27 01:00 | 7.7018 | 131.9333 | 2% | 17% | 8.8872 | 166.9607 | 2% | 17% | 20.189 | 298.894 | 0 | 0 | 4.7034e-06 | 0.002323 | 5
2 | 2015-05-27 02:00 | 0 | 87.2189 | 3% | 13% | 24.8835 | 141.3471 | 3% | 13% | 28.4835 | 228.566 | 0 | 0 | 0.00014044 | 0.0009804 | 5
3 | 2015-05-27 03:00 | 0 | 0 | 3% | 13% | 24.8835 | 228.566 | 3% | 13% | 28.4835 | 228.566 | 0 | 0 | 0.00014044 | 0.00033473 | 5
4 | 2015-05-27 04:00 | 2.4269 | 0 | 5% | 15% | 39.0456 | 263.73 | 5% | 15% | 45.0725 | 263.73 | 0 | 0 | 0.00012567 | 0.00056942 | 5
5 | 2015-05-27 05:00 | 21.4967 | 0 | 9% | 17% | 53.1538 | 298.894 | 9% | 17% | 78.2505 | 298.894 | 0 | 0 | 3.6651e-07 | 0.00072044 | 5
6 | 2015-05-27 06:00 | 0 | 2.556 | 7% | 19% | 58.0615 | 331.502 | 7% | 19% | 61.6615 | 312.9596 | 0 | 0 | 0.0004356 | 0.00055412 | 5
7 | 2015-05-27 07:00 | 0 | 33.6385 | 6% | 22% | 49.767 | 353.1655 | 6% | 22% | 53.367 | 312.9596 | 0 | 0 | 0.00044252 | 1.3616e-05 | 5
8 | 2015-05-27 08:00 | 6.3876 | 0 | 7% | 22% | 51.6739 | 386.804 | 7% | 22% | 61.6615 | 312.9596 | 0 | 0 | 0.00017345 | 0.00052086 | 5
9 | 2015-05-27 09:00 | 21.8863 | 51.3164 | 6% | 27% | 27.8807 | 423.3976 | 6% | 27% | 53.367 | 312.9596 | 0 | 0 | 2.8626e-05 | 6.9378e-06 | 5
10 | 2015-05-27 10:00 | 36.3744 | 100.9024 | 4% | 30% | -3.1964 | 426.5576 | 4% | 30% | 36.778 | 312.9596 | 0 | 0 | 0.00088968 | 0.00077379 | 5
11 | 2015-05-27 11:00 | 15.8057 | 0 | 2% | 27% | 0.78332 | 474.714 | 2% | 27% | 20.189 | 312.9596 | 0 | 0 | 0.00014254 | 0.0010126 | 5
12 | 2015-05-27 12:00 | 6.4007 | 0 | 1% | 31% | 1.8938 | 545.042 | 1% | 31% | 11.8945 | 312.9596 | 0 | 0 | 1.0681e-05 | 0.00086046 | 5
13 | 2015-05-27 13:00 | 7.9022 | 0 | 1% | 36% | 0.39226 | 632.952 | 1% | 36% | 11.8945 | 312.9596 | 0 | 0 | 2.5791e-05 | 0.00088734 | 5
14 | 2015-05-27 14:00 | 0.0954 | 129.4666 | 0% | 39% | -0.0954 | 556.2314 | 0% | 39% | 3.6 | 312.9596 | 0 | 0 | 0.00067777 | 0.0012217 | 5
15 | 2015-05-27 15:00 | 0 | 262.5739 | 0% | 38% | 0 | 405.5421 | 0% | 38% | 3.6 | 312.9596 | 0 | 0 | 0.00068377 | 0.012852 | 5
16 | 2015-05-27 16:00 | 0 | 208.7275 | 0% | 34% | 0 | 389.0605 | 0% | 34% | 3.6 | 312.9596 | 0 | 0 | 0.00068377 | 0.0066501 | 5
17 | 2015-05-27 17:00 | 20.4116 | 0 | 3% | 19% | 4.4719 | 334.058 | 3% | 19% | 28.4835 | 312.9596 | 0 | 0 | 0.00016277 | 0.00062468 | 5
18 | 2015-05-27 18:00 | 5.3114 | 0 | 1% | 20% | 2.9831 | 351.64 | 1% | 20% | 11.8945 | 312.9596 | 0 | 0 | 3.8217e-06 | 0.00057635 | 5
19 | 2015-05-27 19:00 | 4.2559 | 0 | 2% | 26% | 12.3331 | 457.132 | 2% | 26% | 20.189 | 312.9596 | 0 | 0 | 3.9432e-06 | 0.0012292 | 5
20 | 2015-05-27 20:00 | 0 | 0 | 3% | 29% | 24.8835 | 509.878 | 3% | 29% | 28.4835 | 312.9596 | 0 | 0 | 0.00014044 | 0.0011622 | 5
21 | 2015-05-27 21:00 | 8.1721 | 72.209 | 3% | 33% | 16.7114 | 507.997 | 3% | 33% | 28.4835 | 312.9596 | 0 | 0 | 3.9926e-06 | 0.00011859 | 5
22 | 2015-05-27 22:00 | 26.1287 | 0 | 4% | 30% | 7.0493 | 527.46 | 4% | 30% | 36.778 | 312.9596 | 0 | 0 | 0.00030538 | 0.00087453 | 5
23 | 2015-05-27 23:00 | 17.0206 | 2.635 | 3% | 27% | 7.8629 | 472.079 | 3% | 27% | 28.4835 | 312.9596 | 0 | 0 | 7.5163e-05 | 0.00091944 | 5
0 | 2015-05-28 | 19.9415 | 191.4328 | 4% | 30% | 13.2365 | 336.0272 | 4% | 30% | 36.778 | 312.9596 | 0 | 0 | 0.00010031 | 0.0062897 | 5
1 | 2015-05-28 01:00 | 9.3506 | 112.7444 | 3% | 24% | 15.5329 | 309.2236 | 3% | 24% | 28.4835 | 312.9596 | 0 | 0 | 3.3329e-07 | 0.0015329 | 5
2 | 2015-05-28 02:00 | 11.206 | 52.7178 | 4% | 20% | 21.972 | 298.9222 | 4% | 20% | 36.778 | 312.9596 | 0 | 0 | 2.6627e-07 | 3.5721e-05 | 5
3 | 2015-05-28 03:00 | 0 | 7.332 | 5% | 20% | 41.4725 | 344.308 | 5% | 20% | 45.0725 | 312.9596 | 0 | 0 | 0.00019983 | 0.00039351 | 5
4 | 2015-05-28 04:00 | 0 | 22.295 | 5% | 23% | 41.4725 | 382.091 | 5% | 23% | 45.0725 | 312.9596 | 0 | 0 | 0.00019983 | 0.00016938 | 5
5 | 2015-05-28 05:00 | 0 | 56.4919 | 5% | 21% | 41.4725 | 312.7301 | 5% | 21% | 45.0725 | 312.9596 | 0 | 0 | 0.00019983 | 6.402e-05 | 5
6 | 2015-05-28 06:00 | 0 | 185.2508 | 5% | 25% | 41.4725 | 254.2992 | 5% | 25% | 45.0725 | 312.9596 | 0 | 0 | 0.00019983 | 0.0068931 | 5
7 | 2015-05-28 07:00 | 0 | 56.3767 | 5% | 16% | 41.4725 | 224.9353 | 5% | 16% | 45.0725 | 281.312 | 0 | 0 | 0.00019983 | 0.00010621 | 5
8 | 2015-05-28 08:00 | 4.0464 | 0 | 4% | 12% | 29.1316 | 210.984 | 4% | 12% | 36.778 | 210.984 | 0 | 0 | 8.3681e-05 | 0.00036614 | 5
9 | 2015-05-28 09:00 | 22.3091 | 0 | 3% | 17% | 2.5744 | 298.894 | 3% | 17% | 28.4835 | 298.894 | 0 | 0 | 0.00022637 | 0.00072044 | 5
10 | 2015-05-28 10:00 | 21.2021 | 46.4495 | 2% | 24% | -4.6131 | 375.5185 | 2% | 24% | 20.189 | 312.9596 | 0.001 | 0 | 0.00034021 | 2.0897e-06 | 5
11 | 2015-05-28 11:00 | 13.0126 | 0 | 2% | 21% | 3.5764 | 369.222 | 2% | 21% | 20.189 | 312.9596 | 0 | 0 | 7.3469e-05 | 0.00058222 | 5
12 | 2015-05-28 12:00 | 2.8201 | 0 | 1% | 21% | 5.4744 | 369.222 | 1% | 21% | 11.8945 | 312.9596 | 0 | 0 | 1.0997e-06 | 0.00058222 | 5
13 | 2015-05-28 13:00 | 0.41352 | 0 | 0% | 19% | -0.41352 | 334.058 | 0% | 19% | 3.6 | 312.9596 | 0 | 0 | 0.00065794 | 0.00062468 | 5
14 | 2015-05-28 14:00 | 0.17556 | 0 | 0% | 25% | -0.17556 | 439.55 | 0% | 25% | 3.6 | 312.9596 | 0 | 0 | 0.00067274 | 0.00049903 | 5
15 | 2015-05-28 15:00 | 0 | 0 | 0% | 23% | 0 | 404.386 | 0% | 23% | 3.6 | 312.9596 | 0 | 0 | 0.00068377 | 0.00066025 | 5
16 | 2015-05-28 16:00 | 1.704 | 0 | 0% | 33% | -1.704 | 580.206 | 0% | 33% | 3.6 | 312.9596 | 0 | 0 | 0.00058055 | 0.00091083 | 5
17 | 2015-05-28 17:00 | 7.702 | 0 | 1% | 25% | 0.59254 | 439.55 | 1% | 25% | 11.8945 | 312.9596 | 0 | 0 | 2.3396e-05 | 0.00049903 | 5
18 | 2015-05-28 18:00 | 4.5551 | 70.4753 | 1% | 35% | 3.7394 | 544.8947 | 1% | 35% | 11.8945 | 312.9596 | 0 | 0 | 1.0879e-06 | 6.9231e-05 | 5
19 | 2015-05-28 19:00 | 0 | 199.9002 | 2% | 32% | 16.589 | 362.7238 | 2% | 32% | 20.189 | 312.9596 | 0 | 0 | 5.0648e-05 | 0.0061833 | 5
20 | 2015-05-28 20:00 | 0 | 284.487 | 2% | 26% | 16.589 | 172.645 | 2% | 26% | 20.189 | 312.9596 | 0 | 0 | 5.0648e-05 | 0.016064 | 5
21 | 2015-05-28 21:00 | 0 | 158.5062 | 6% | 12% | 49.767 | 52.4778 | 6% | 12% | 53.367 | 210.984 | 0 | 0 | 0.00044252 | 0.0050435 | 5
22 | 2015-05-28 22:00 | 20.2096 | 75.5574 | 8% | 8% | 46.1464 | 65.0986 | 8% | 8% | 69.956 | 140.656 | 0 | 0 | 1.2036e-05 | 0.00081448 | 5
23 | 2015-05-28 23:00 | 31.7674 | 0 | 8% | 6% | 34.5886 | 105.492 | 8% | 6% | 69.956 | 105.492 | 0 | 0 | 0.00030289 | 0.00012837 | 5
0 | 2015-05-29 | 28.7842 | 0 | 7% | 7% | 29.2773 | 123.074 | 7% | 7% | 61.6615 | 123.074 | 0 | 0 | 0.00019132 | 0.00012763 | 5
1 | 2015-05-29 01:00 | 6.7817 | 0 | 6% | 7% | 42.9853 | 123.074 | 6% | 7% | 53.367 | 123.074 | 0 | 0 | 0.00016538 | 0.00012763 | 5
2 | 2015-05-29 02:00 | 22.5206 | 0 | 6% | 10% | 27.2464 | 175.82 | 6% | 10% | 53.367 | 175.82 | 0 | 0 | 3.7395e-05 | 0.00045381 | 5
3 | 2015-05-29 03:00 | 0 | 50.0358 | 4% | 11% | 33.178 | 143.3662 | 4% | 11% | 36.778 | 193.402 | 0 | 0 | 0.00019673 | 0.00012277 | 5
4 | 2015-05-29 04:00 | 7.5571 | 22.1884 | 4% | 9% | 25.6209 | 136.0496 | 4% | 9% | 36.778 | 158.238 | 0 | 0 | 2.4158e-05 | 4.4095e-06 | 5
5 | 2015-05-29 05:00 | 24.8267 | 0 | 4% | 7% | 8.3513 | 123.074 | 4% | 7% | 36.778 | 123.074 | 0 | 0 | 0.00025298 | 0.00012763 | 5
6 | 2015-05-29 06:00 | 17.3728 | 0 | 3% | 11% | 7.5107 | 193.402 | 3% | 11% | 28.4835 | 193.402 | 0 | 0 | 8.2706e-05 | 0.00030201 | 5
7 | 2015-05-29 07:00 | 10.5755 | 47.5273 | 1% | 14% | -2.281 | 198.6207 | 1% | 14% | 11.8945 | 246.148 | 0 | 0 | 6.8912e-05 | 5.0023e-05 | 5
8 | 2015-05-29 08:00 | 7.2007 | 6.7697 | 1% | 14% | 1.0938 | 239.3783 | 1% | 14% | 11.8945 | 246.148 | 0 | 0 | 1.7916e-05 | 0.00025949 | 5
9 | 2015-05-29 09:00 | 2.802 | 0 | 0% | 13% | -2.802 | 228.566 | 0% | 13% | 3.6 | 228.566 | 0 | 0 | 0.00051851 | 0.00033473 | 5
10 | 2015-05-29 10:00 | 0 | 72.2086 | 0% | 15% | 0 | 191.5214 | 0% | 15% | 3.6 | 263.73 | 0 | 0 | 0.00068377 | 0.00029609 | 5
11 | 2015-05-29 11:00 | 0 | 72.1757 | 1% | 12% | 8.2945 | 138.8083 | 1% | 12% | 11.8945 | 210.984 | 0 | 0 | 1.979e-05 | 0.00048031 | 5
12 | 2015-05-29 12:00 | 0 | 34.5095 | 2% | 9% | 16.589 | 123.7285 | 2% | 9% | 20.189 | 158.238 | 0 | 0 | 5.0648e-05 | 2.4088e-05 | 5
13 | 2015-05-29 13:00 | 0 | 31.6276 | 3% | 7% | 24.8835 | 91.4464 | 3% | 7% | 28.4835 | 123.074 | 0 | 0 | 0.00014044 | 4.4773e-05 | 5
14 | 2015-05-29 14:00 | 4.3873 | 28.1209 | 3% | 5% | 20.4962 | 59.7891 | 3% | 5% | 28.4835 | 87.91 | 0 | 0 | 4.3049e-05 | 1.8891e-05 | 5
15 | 2015-05-29 15:00 | 2.5079 | 18.0626 | 3% | 4% | 22.3756 | 52.2654 | 3% | 4% | 28.4835 | 70.328 | 0 | 0 | 7.7917e-05 | 5.7494e-07 | 5
16 | 2015-05-29 16:00 | 4.6699 | 31.0596 | 2% | 4% | 11.9191 | 39.2684 | 2% | 4% | 20.189 | 70.328 | 0 | 0 | 2.21e-06 | 6.643e-05 | 5
17 | 2015-05-29 17:00 | 4.3705 | 23.9072 | 2% | 3% | 12.2185 | 28.8388 | 2% | 3% | 20.189 | 52.746 | 0 | 0 | 3.4135e-06 | 3.9317e-05 | 5
18 | 2015-05-29 18:00 | 0 | 22.5175 | 2% | 3% | 16.589 | 30.2285 | 2% | 3% | 20.189 | 52.746 | 0 | 0 | 5.0648e-05 | 3.0029e-05 | 5
19 | 2015-05-29 19:00 | 0 | 27.7002 | 4% | 2% | 33.178 | 7.4638 | 4% | 2% | 36.778 | 35.164 | 0 | 0 | 0.00019673 | 9.1778e-05 | 5
20 | 2015-05-29 20:00 | 0 | 13.2172 | 6% | 2% | 49.767 | 21.9468 | 6% | 2% | 53.367 | 35.164 | 0 | 0 | 0.00044252 | 1.8028e-06 | 5
21 | 2015-05-29 21:00 | 0 | 0 | 26% | 2% | 215.657 | 35.164 | 26% | 2% | 219.257 | 35.164 | 0 | 0 | 0.0024692 | 3.8128e-05 | 5
22 | 2015-05-29 22:00 | 0 | 6.5239 | 32% | 5% | 265.424 | 81.3861 | 32% | 5% | 247.1761 | 87.91 | 0 | 0 | 0.0023953 | 6.3e-05 | 5
23 | 2015-05-29 23:00 | 76.704 | 0 | 57% | 6% | 396.0825 | 105.492 | 57% | 6% | 247.1761 | 105.492 | 0 | 0 | 0.0026365 | 0.00012837 | 5
0 | 2015-05-30 | 0 | 0 | 44% | 8% | 364.958 | 140.656 | 44% | 8% | 247.1761 | 140.656 | 0 | 0 | 0.002895 | 0.00020838 | 5
1 | 2015-05-30 01:00 | 76.0526 | 0 | 52% | 9% | 355.2614 | 158.238 | 52% | 9% | 247.1761 | 158.238 | 0 | 0 | 0.002058 | 0.00021667 | 5
2 | 2015-05-30 02:00 | 88.3486 | 0 | 53% | 10% | 351.2599 | 175.82 | 53% | 10% | 247.1761 | 175.82 | 0 | 0 | 0.0035654 | 0.00045381 | 5
3 | 2015-05-30 03:00 | 148.7599 | 5.4082 | 50% | 11% | 265.9651 | 187.9938 | 50% | 11% | 247.1761 | 193.402 | 0 | 0 | 0.016197 | 0.00020456 | 5
4 | 2015-05-30 04:00 | 181.4504 | 0 | 47% | 11% | 208.3911 | 193.402 | 47% | 11% | 247.1761 | 193.402 | 0 | 0 | 0.027324 | 0.00030201 | 5
5 | 2015-05-30 05:00 | 100.7974 | 0 | 35% | 11% | 189.5101 | 193.402 | 35% | 11% | 247.1761 | 193.402 | 0 | 0 | 0.0060412 | 0.00030201 | 5
6 | 2015-05-30 06:00 | 53.793 | 0 | 27% | 10% | 170.1585 | 175.82 | 27% | 10% | 227.5515 | 175.82 | 0 | 0 | 0.00057978 | 0.00045381 | 5
7 | 2015-05-30 07:00 | 45.9247 | 26.5529 | 26% | 12% | 169.7323 | 184.4311 | 26% | 12% | 219.257 | 210.984 | 0 | 0 | 3.223e-05 | 1.6262e-05 | 5
8 | 2015-05-30 08:00 | 0 | 78.981 | 22% | 12% | 182.479 | 132.003 | 22% | 12% | 186.079 | 210.984 | 0 | 0 | 0.0014689 | 0.00066495 | 5
9 | 2015-05-30 09:00 | 0 | 122.6089 | 23% | 11% | 190.7735 | 70.7931 | 23% | 11% | 194.3735 | 193.402 | 0 | 0 | 0.0017877 | 0.0027413 | 5
10 | 2015-05-30 10:00 | 0 | 112.3818 | 20% | 10% | 165.89 | 63.4382 | 20% | 10% | 169.49 | 175.82 | 0 | 0 | 0.0021648 | 0.0018161 | 5
11 | 2015-05-30 11:00 | 0 | 6.0521 | 16% | 8% | 132.712 | 134.6039 | 16% | 8% | 136.312 | 140.656 | 0 | 0 | 0.0015393 | 0.00012085 | 5
12 | 2015-05-30 12:00 | 1.0853 | 0 | 21% | 11% | 173.0992 | 193.402 | 21% | 11% | 177.7845 | 193.402 | 0 | 0 | 0.0025599 | 0.00030201 | 5
13 | 2015-05-30 13:00 | 46.2788 | 0 | 23% | 15% | 144.4947 | 263.73 | 23% | 15% | 194.3735 | 263.73 | 0 | 0 | 0.00018261 | 0.00056942 | 5
14 | 2015-05-30 14:00 | 49.2845 | 0 | 20% | 20% | 116.6055 | 351.64 | 20% | 20% | 169.49 | 312.9596 | 0 | 0 | 0.00016617 | 0.00057635 | 5
15 | 2015-05-30 15:00 | 27.7285 | 0 | 19% | 23% | 129.867 | 404.386 | 19% | 23% | 161.1955 | 312.9596 | 0 | 0 | 2.7432e-06 | 0.00066025 | 5
16 | 2015-05-30 16:00 | 0 | 0 | 15% | 25% | 124.4175 | 439.55 | 15% | 25% | 128.0175 | 312.9596 | 0 | 0 | 0.00077608 | 0.00049903 | 5
17 | 2015-05-30 17:00 | 0 | 0 | 16% | 30% | 132.712 | 527.46 | 16% | 30% | 136.312 | 312.9596 | 0 | 0 | 0.0015393 | 0.00087453 | 5
18 | 2015-05-30 18:00 | 7.5312 | 0 | 18% | 28% | 141.7698 | 492.296 | 18% | 28% | 152.901 | 312.9596 | 0 | 0 | 0.0004993 | 0.00060754 | 5
19 | 2015-05-30 19:00 | 26.6036 | 0 | 21% | 35% | 147.5809 | 615.37 | 21% | 35% | 177.7845 | 312.9596 | 0 | 0 | 0.00039324 | 0.0010089 | 5
20 | 2015-05-30 20:00 | 3.7237 | 0 | 23% | 36% | 187.0498 | 632.952 | 23% | 36% | 194.3735 | 312.9596 | 0 | 0 | 0.0014282 | 0.00088734 | 5
21 | 2015-05-30 21:00 | 0 | 181.609 | 24% | 37% | 199.068 | 468.925 | 24% | 37% | 202.668 | 312.9596 | 0 | 0 | 0.0023597 | 0.00463 | 5
22 | 2015-05-30 22:00 | 0 | 131.942 | 30% | 35% | 248.835 | 483.428 | 30% | 35% | 247.1761 | 312.9596 | 0 | 0 | 0.0031859 | 0.0018732 | 5
23 | 2015-05-30 23:00 | 0 | 141.3862 | 35% | 28% | 290.3075 | 350.9098 | 35% | 28% | 247.1761 | 312.9596 | 0 | 0 | 0.0019183 | 0.0031099 | 5
0 | 2015-05-31 | 0 | 176.777 | 38% | 30% | 315.191 | 350.683 | 38% | 30% | 247.1761 | 312.9596 | 0 | 0 | 0.0019341 | 0.005037 | 5
1 | 2015-05-31 01:00 | 0 | 105.3881 | 36% | 23% | 298.602 | 298.9979 | 36% | 23% | 247.1761 | 312.9596 | 0 | 0 | 0.0017602 | 0.0011728 | 5
2 | 2015-05-31 02:00 | 0 | 110.0717 | 48% | 24% | 398.136 | 311.8963 | 48% | 24% | 247.1761 | 312.9596 | 0 | 0 | 0.0016731 | 0.0014161 | 5
3 | 2015-05-31 03:00 | 40.7161 | 66.0695 | 49% | 20% | 365.7144 | 285.5705 | 49% | 20% | 247.1761 | 312.9596 | 0 | 0 | 2.5638e-05 | 0.00018416 | 5
4 | 2015-05-31 04:00 | 102.9596 | 69.7396 | 44% | 21% | 261.9984 | 299.4824 | 44% | 21% | 247.1761 | 312.9596 | 0 | 0 | 0.0049456 | 0.00024137 | 5
5 | 2015-05-31 05:00 | 85.5278 | 0 | 36% | 19% | 213.0742 | 334.058 | 36% | 19% | 247.1761 | 312.9596 | 0 | 0 | 0.0037404 | 0.00062468 | 5
6 | 2015-05-31 06:00 | 57.3482 | 175.6524 | 29% | 22% | 183.1923 | 211.1516 | 29% | 22% | 244.1405 | 312.9596 | 0 | 0 | 0.00036139 | 0.0059417 | 5
7 | 2015-05-31 07:00 | 60.6526 | 136.0186 | 23% | 19% | 130.1209 | 198.0394 | 23% | 19% | 194.3735 | 312.9596 | 0 | 0 | 0.00095125 | 0.0027425 | 5
8 | 2015-05-31 08:00 | 3.1742 | 68.9242 | 10% | 15% | 79.7708 | 194.8058 | 10% | 15% | 86.545 | 263.73 | 0 | 0 | 0.0004022 | 0.00023529 | 5
9 | 2015-05-31 09:00 | 21.74 | 20.983 | 8% | 15% | 44.616 | 242.747 | 8% | 15% | 69.956 | 263.73 | 0 | 0 | 2.8244e-05 | 0.00014228 | 5
10 | 2015-05-31 10:00 | 25.573 | 35.5272 | 4% | 16% | 7.605 | 245.7848 | 4% | 16% | 36.778 | 281.312 | 0 | 0 | 0.00028241 | 2.4112e-06 | 5
11 | 2015-05-31 11:00 | 7.1587 | 0 | 1% | 16% | 1.1358 | 281.312 | 1% | 16% | 11.8945 | 281.312 | 0 | 0 | 1.7489e-05 | 0.00047347 | 5
12 | 2015-05-31 12:00 | 3.6382 | 0 | 0% | 19% | -3.6382 | 334.058 | 0% | 19% | 3.6 | 312.9596 | 0.001 | 0 | 0.00047362 | 0.00062468 | 5
13 | 2015-05-31 13:00 | 0 | 0 | 0% | 22% | 0 | 386.804 | 0% | 22% | 3.6 | 312.9596 | 0 | 0 | 0.00068377 | 0.00052086 | 5
14 | 2015-05-31 14:00 | 0 | 0 | 0% | 26% | 0 | 457.132 | 0% | 26% | 3.6 | 312.9596 | 0 | 0 | 0.00068377 | 0.0012292 | 5
15 | 2015-05-31 15:00 | 5.302 | 0 | 1% | 25% | 2.9925 | 439.55 | 1% | 25% | 11.8945 | 312.9596 | 0 | 0 | 3.7772e-06 | 0.00049903 | 5
16 | 2015-05-31 16:00 | 9.1997 | 91.8504 | 1% | 28% | -0.90518 | 400.4456 | 1% | 28% | 11.8945 | 312.9596 | 0 | 0 | 4.4125e-05 | 0.00076136 | 5
17 | 2015-05-31 17:00 | 18.1994 | 150.2845 | 3% | 23% | 6.6841 | 254.1015 | 3% | 23% | 28.4835 | 312.9596 | 0 | 0 | 0.00010183 | 0.0035738 | 5
18 | 2015-05-31 18:00 | 0 | 165.6791 | 2% | 20% | 16.589 | 185.9609 | 2% | 20% | 20.189 | 312.9596 | 0 | 0 | 5.0648e-05 | 0.0049315 | 5
19 | 2015-05-31 19:00 | 0 | 70.54 | 2% | 14% | 16.589 | 175.608 | 2% | 14% | 20.189 | 246.148 | 0 | 0 | 5.0648e-05 | 0.00040648 | 5
20 | 2015-05-31 20:00 | 0 | 0 | 8% | 13% | 66.356 | 228.566 | 8% | 13% | 69.956 | 228.566 | 0 | 0 | 0.00043663 | 0.00033473 | 5
21 | 2015-05-31 21:00 | 0 | 0 | 5% | 19% | 41.4725 | 334.058 | 5% | 19% | 45.0725 | 312.9596 | 0 | 0 | 0.00019983 | 0.00062468 | 5
22 | 2015-05-31 22:00 | 0 | 86.2927 | 5% | 27% | 41.4725 | 388.4213 | 5% | 27% | 45.0725 | 312.9596 | 0 | 0 | 0.00019983 | 0.00029788 | 5
23 | 2015-05-31 23:00 | 103.1317 | 0 | 26% | 24% | 112.5253 | 421.968 | 26% | 24% | 219.257 | 312.9596 | 0 | 0 | 0.0055722 | 0.00062366 | 5
0 | 2015-06-01 | 74.7212 | 268.0643 | 17% | 31% | 66.2853 | 276.9777 | 17% | 31% | 144.6065 | 312.9596 | 0 | 0 | 0.002949 | 0.015161 | 6
1 | 2015-06-01 01:00 | 50.4426 | 159.4066 | 13% | 23% | 57.3859 | 244.9794 | 13% | 23% | 111.4285 | 312.9596 | 0 | 0 | 0.0011544 | 0.004221 | 6
2 | 2015-06-01 02:00 | 83.9972 | 28.8677 | 14% | 15% | 32.1258 | 234.8623 | 14% | 15% | 119.723 | 263.73 | 0 | 0 | 0.0050061 | 5.5407e-05 | 6
3 | 2015-06-01 03:00 | 0 | 0 | 9% | 15% | 74.6505 | 263.73 | 9% | 15% | 78.2505 | 263.73 | 0 | 0 | 0.00070343 | 0.00056942 | 6
4 | 2015-06-01 04:00 | 0 | 0 | 14% | 19% | 116.123 | 334.058 | 14% | 19% | 119.723 | 312.9596 | 0 | 0 | 0.00093117 | 0.00062468 | 6
5 | 2015-06-01 05:00 | 0 | 0 | 22% | 17% | 182.479 | 298.894 | 22% | 17% | 186.079 | 298.894 | 0 | 0 | 0.0014689 | 0.00072044 | 6
6 | 2015-06-01 06:00 | 0 | 0 | 26% | 17% | 215.657 | 298.894 | 26% | 17% | 219.257 | 298.894 | 0 | 0 | 0.0024692 | 0.00072044 | 6
7 | 2015-06-01 07:00 | 0 | 77.2483 | 32% | 17% | 265.424 | 221.6457 | 32% | 17% | 247.1761 | 298.894 | 0 | 0 | 0.0023953 | 0.00029224 | 6
8 | 2015-06-01 08:00 | 0 | 206.3868 | 42% | 19% | 348.369 | 127.6712 | 42% | 19% | 247.1761 | 312.9596 | 0 | 0 | 0.0019602 | 0.0085362 | 6
9 | 2015-06-01 09:00 | 0 | 123.2791 | 34% | 17% | 282.013 | 175.6149 | 34% | 17% | 247.1761 | 298.894 | 0 | 0 | 0.0017608 | 0.0018728 | 6
10 | 2015-06-01 10:00 | 0 | 24.281 | 37% | 17% | 306.8965 | 274.613 | 37% | 17% | 247.1761 | 298.894 | 0 | 0 | 0.002807 | 0.0001698 | 6
11 | 2015-06-01 11:00 | 0 | 2.4988 | 39% | 21% | 323.4855 | 366.7232 | 39% | 21% | 247.1761 | 312.9596 | 0 | 0 | 0.0012092 | 0.00051566 | 6
12 | 2015-06-01 12:00 | 0 | 142.4045 | 41% | 27% | 340.0745 | 332.3095 | 41% | 27% | 247.1761 | 312.9596 | 0 | 0 | 0.0021365 | 0.002418 | 6
13 | 2015-06-01 13:00 | 0 | 0 | 46% | 23% | 381.547 | 404.386 | 46% | 23% | 247.1761 | 312.9596 | 0 | 0 | 0.0022377 | 0.00066025 | 6
14 | 2015-06-01 14:00 | 37.973 | 0 | 46% | 27% | 343.574 | 474.714 | 46% | 27% | 247.1761 | 312.9596 | 0 | 0 | 2.3219e-06 | 0.0010126 | 6
15 | 2015-06-01 15:00 | 46.6336 | 0 | 47% | 28% | 343.2079 | 492.296 | 47% | 28% | 247.1761 | 312.9596 | 0 | 0 | 7.6206e-06 | 0.00060754 | 6
16 | 2015-06-01 16:00 | 0 | 0 | 52% | 26% | 431.314 | 457.132 | 52% | 26% | 247.1761 | 312.9596 | 0 | 0 | 0.002146 | 0.0012292 | 6
17 | 2015-06-01 17:00 | 0 | 0 | 54% | 38% | 447.903 | 668.116 | 54% | 38% | 247.1761 | 312.9596 | 0 | 0 | 0.0020799 | 0.0012944 | 6
18 | 2015-06-01 18:00 | 12.2698 | 0 | 66% | 29% | 535.1672 | 509.878 | 66% | 29% | 247.1761 | 312.9596 | 0 | 0 | 0.00072434 | 0.0011622 | 6
19 | 2015-06-01 19:00 | 112.5124 | 0 | 72% | 32% | 484.6916 | 562.624 | 72% | 32% | 247.1761 | 312.9596 | 0 | 0 | 0.0085778 | 0.0012294 | 6
20 | 2015-06-01 20:00 | 0 | 0 | 69% | 26% | 572.3205 | 457.132 | 69% | 26% | 247.1761 | 312.9596 | 0 | 0 | 0.0036564 | 0.0012292 | 6
21 | 2015-06-01 21:00 | 0 | 127.6532 | 70% | 34% | 580.615 | 470.1348 | 70% | 34% | 247.1761 | 312.9596 | 0 | 0 | 0.0015872 | 0.0012557 | 6
22 | 2015-06-01 22:00 | 5.9848 | 231.0796 | 80% | 34% | 657.5752 | 366.7084 | 80% | 34% | 247.1761 | 312.9596 | 0 | 0 | 0.0020224 | 0.0088852 | 6
23 | 2015-06-01 23:00 | 0 | 115.4624 | 78% | 26% | 646.971 | 341.6696 | 78% | 26% | 247.1761 | 312.9596 | 0 | 0 | 0.0020462 | 0.000937 | 6
0 | 2015-06-02 | 0 | 99.4211 | 76% | 21% | 630.382 | 269.8009 | 76% | 21% | 247.1761 | 312.9596 | 0 | 0 | 0.00052437 | 0.0010509 | 6
1 | 2015-06-02 01:00 | 45.5362 | 289.4813 | 79% | 26% | 609.7293 | 167.6507 | 79% | 26% | 247.1761 | 312.9596 | 0 | 0 | 0.001214 | 0.016793 | 6
2 | 2015-06-02 02:00 | 3.2071 | 161.4139 | 77% | 13% | 635.4694 | 67.1521 | 77% | 13% | 247.1761 | 228.566 | 0 | 0 | 0.0009546 | 0.0054038 | 6
3 | 2015-06-02 03:00 | 0 | 127.6594 | 74% | 10% | 613.793 | 48.1606 | 74% | 10% | 247.1761 | 175.82 | 0 | 0 | 0.0041038 | 0.0026322 | 6
4 | 2015-06-02 04:00 | 24.8059 | 69.0368 | 77% | 8% | 613.8706 | 71.6192 | 77% | 8% | 247.1761 | 140.656 | 0 | 0 | 2.3588e-05 | 0.00061655 | 6
5 | 2015-06-02 05:00 | 12.5916 | 24.1453 | 77% | 8% | 626.0849 | 116.5107 | 77% | 8% | 247.1761 | 140.656 | 0 | 0 | 0.00038348 | 4.9316e-07 | 6
6 | 2015-06-02 06:00 | 0 | 71.791 | 72% | 10% | 597.204 | 104.029 | 72% | 10% | 247.1761 | 175.82 | 0 | 0 | 0.0018516 | 0.0003814 | 6
7 | 2015-06-02 07:00 | 0 | 90.1426 | 74% | 10% | 613.793 | 85.6774 | 74% | 10% | 247.1761 | 175.82 | 0 | 0 | 0.0041038 | 0.00089803 | 6
8 | 2015-06-02 08:00 | 0 | 94.5893 | 75% | 11% | 622.0875 | 98.8127 | 75% | 11% | 247.1761 | 193.402 | 0 | 0 | 0.0014769 | 0.0013265 | 6
9 | 2015-06-02 09:00 | 0 | 0 | 76% | 9% | 630.382 | 158.238 | 76% | 9% | 247.1761 | 158.238 | 0 | 0 | 0.00052437 | 0.00021667 | 6
10 | 2015-06-02 10:00 | 0 | 0 | 73% | 12% | 605.4985 | 210.984 | 73% | 12% | 247.1761 | 210.984 | 0 | 0 | 0.0018299 | 0.00036614 | 6
11 | 2015-06-02 11:00 | 0 | 0 | 73% | 18% | 605.4985 | 316.476 | 73% | 18% | 247.1761 | 312.9596 | 0 | 0 | 0.0018299 | 0.00062476 | 6
12 | 2015-06-02 12:00 | 13.8785 | 0 | 75% | 23% | 608.209 | 404.386 | 75% | 23% | 247.1761 | 312.9596 | 0 | 0 | 0.0004708 | 0.00066025 | 6
13 | 2015-06-02 13:00 | 7.1574 | 0 | 69% | 28% | 565.1631 | 492.296 | 69% | 28% | 247.1761 | 312.9596 | 0 | 0 | 0.0026873 | 0.00060754 | 6
14 | 2015-06-02 14:00 | 0 | 50.6258 | 68% | 33% | 564.026 | 529.5802 | 68% | 33% | 247.1761 | 312.9596 | 0 | 0 | 0.0026884 | 1.9206e-06 | 6
15 | 2015-06-02 15:00 | 0 | 16.9054 | 68% | 31% | 564.026 | 528.1366 | 68% | 31% | 247.1761 | 312.9596 | 0 | 0 | 0.0026884 | 0.00038882 | 6
16 | 2015-06-02 16:00 | 50.8027 | 0 | 69% | 29% | 521.5178 | 509.878 | 69% | 29% | 247.1761 | 312.9596 | 0 | 0 | 6.0888e-07 | 0.0011622 | 6
17 | 2015-06-02 17:00 | 108.0372 | 0 | 68% | 34% | 455.9888 | 597.788 | 68% | 34% | 247.1761 | 312.9596 | 0 | 0 | 0.0061468 | 0.0013815 | 6
18 | 2015-06-02 18:00 | 19.4941 | 0 | 60% | 35% | 478.1759 | 615.37 | 60% | 35% | 247.1761 | 312.9596 | 0 | 0 | 0.00034383 | 0.0010089 | 6
19 | 2015-06-02 19:00 | 12.7693 | 90.3956 | 59% | 33% | 476.6062 | 489.8104 | 59% | 33% | 247.1761 | 312.9596 | 0 | 0 | 0.00011661 | 0.00045087 | 6
20 | 2015-06-02 20:00 | 28.7968 | 83.0672 | 59% | 29% | 460.5787 | 426.8108 | 59% | 29% | 247.1761 | 312.9596 | 0 | 0 | 7.2662e-05 | 0.00017306 | 6
21 | 2015-06-02 21:00 | 0 | 0 | 55% | 22% | 456.1975 | 386.804 | 55% | 22% | 247.1761 | 312.9596 | 0 | 0 | 0.0032109 | 0.00052086 | 6
22 | 2015-06-02 22:00 | 0 | 211.774 | 54% | 29% | 447.903 | 298.104 | 54% | 29% | 247.1761 | 312.9596 | 0 | 0 | 0.0020799 | 0.0074579 | 6
23 | 2015-06-02 23:00 | 0 | 143.3029 | 62% | 17% | 514.259 | 155.5911 | 62% | 17% | 247.1761 | 298.894 | 0 | 0 | 0.0019041 | 0.0029882 | 6
0 | 2015-06-03 | 0.08592 | 109.9988 | 66% | 12% | 547.3511 | 100.9852 | 66% | 12% | 247.1761 | 210.984 | 0 | 0 | 0.0017308 | 0.001886 | 6
1 | 2015-06-03 01:00 | 55.146 | 99.205 | 67% | 8% | 500.5855 | 41.451 | 67% | 8% | 247.1761 | 140.656 | 0 | 0 | 0.00081475 | 0.0017631 | 6
2 | 2015-06-03 02:00 | 23.241 | 69.2147 | 61% | 5% | 482.7235 | 18.6953 | 61% | 5% | 247.1761 | 87.91 | 0 | 0 | 0.0001836 | 0.00076834 | 6
3 | 2015-06-03 03:00 | 0 | 2.3735 | 61% | 2% | 505.9645 | 32.7905 | 61% | 2% | 247.1761 | 35.164 | 0 | 0 | 0.001728 | 2.3279e-05 | 6
4 | 2015-06-03 04:00 | 0 | 0 | 53% | 3% | 439.6085 | 52.746 | 53% | 3% | 247.1761 | 52.746 | 0 | 0 | 0.0021906 | 5.3688e-05 | 6
5 | 2015-06-03 05:00 | 27.328 | 0 | 52% | 5% | 403.986 | 87.91 | 52% | 5% | 247.1761 | 87.91 | 0 | 0 | 0.00017897 | 0.00013567 | 6
6 | 2015-06-03 06:00 | 0 | 0 | 46% | 3% | 381.547 | 52.746 | 46% | 3% | 247.1761 | 52.746 | 0 | 0 | 0.0022377 | 5.3688e-05 | 6
7 | 2015-06-03 07:00 | 0 | 5.96 | 45% | 4% | 373.2525 | 64.368 | 45% | 4% | 247.1761 | 70.328 | 0 | 0 | 0.001179 | 3.7519e-05 | 6
8 | 2015-06-03 08:00 | 0 | 0 | 40% | 3% | 331.78 | 52.746 | 40% | 3% | 247.1761 | 52.746 | 0 | 0 | 0.0016112 | 5.3688e-05 | 6
9 | 2015-06-03 09:00 | 0 | 0 | 43% | 5% | 356.6635 | 87.91 | 43% | 5% | 247.1761 | 87.91 | 0 | 0 | 0.0028785 | 0.00013567 | 6
10 | 2015-06-03 10:00 | 10.9805 | 10.2106 | 39% | 9% | 312.505 | 148.0274 | 39% | 9% | 247.1761 | 158.238 | 0 | 0 | 0.00046377 | 7.9431e-05 | 6
11 | 2015-06-03 11:00 | 37.1027 | 20.7187 | 33% | 9% | 236.6158 | 137.5193 | 33% | 9% | 247.1761 | 158.238 | 0 | 0 | 4.6221e-06 | 8.6186e-06 | 6
12 | 2015-06-03 12:00 | 46.294 | 28.8443 | 33% | 8% | 227.4245 | 111.8117 | 33% | 8% | 247.1761 | 140.656 | 0 | 0 | 0.00017506 | 3.8823e-06 | 6
13 | 2015-06-03 13:00 | 0 | 0 | 26% | 8% | 215.657 | 140.656 | 26% | 8% | 219.257 | 140.656 | 0 | 0 | 0.0024692 | 0.00020838 | 6
14 | 2015-06-03 14:00 | 0 | 0 | 31% | 11% | 257.1295 | 193.402 | 31% | 11% | 247.1761 | 193.402 | 0 | 0 | 0.0011007 | 0.00030201 | 6
15 | 2015-06-03 15:00 | 26.3686 | 0 | 30% | 16% | 222.4664 | 281.312 | 30% | 16% | 247.1761 | 281.312 | 0 | 0 | 0.00060778 | 0.00047347 | 6
16 | 2015-06-03 16:00 | 45.389 | 0 | 22% | 24% | 137.09 | 421.968 | 22% | 24% | 186.079 | 312.9596 | 0 | 0 | 0.00026881 | 0.00062366 | 6
17 | 2015-06-03 17:00 | 52.9901 | 0 | 24% | 30% | 146.0779 | 527.46 | 24% | 30% | 202.668 | 312.9596 | 0 | 0 | 0.00023438 | 0.00087453 | 6
18 | 2015-06-03 18:00 | 23.575 | 0 | 17% | 27% | 117.4315 | 474.714 | 17% | 27% | 144.6065 | 312.9596 | 0 | 0 | 5.4147e-05 | 0.0010126 | 6
19 | 2015-06-03 19:00 | 33.3578 | 0 | 18% | 38% | 115.9432 | 668.116 | 18% | 38% | 152.901 | 312.9596 | 0 | 0 | 7.7298e-05 | 0.0012944 | 6
20 | 2015-06-03 20:00 | 4.1947 | 0 | 15% | 40% | 120.2228 | 703.28 | 15% | 40% | 128.0175 | 312.9596 | 0 | 0 | 0.00051989 | 0.0011315 | 6
21 | 2015-06-03 21:00 | 0 | 0 | 18% | 52% | 149.301 | 914.264 | 18% | 52% | 152.901 | 312.9596 | 0 | 0 | 0.00098752 | 0.0016427 | 6
22 | 2015-06-03 22:00 | 85.3972 | 0 | 28% | 53% | 146.8488 | 931.846 | 28% | 53% | 235.846 | 312.9596 | 0 | 0 | 0.0049681 | 0.0016794 | 6
23 | 2015-06-03 23:00 | 0 | 204.4894 | 27% | 50% | 223.9515 | 674.6106 | 27% | 50% | 227.5515 | 312.9596 | 0 | 0 | 0.0016626 | 0.0058372 | 6
0 | 2015-06-04 | 0 | 44.4067 | 21% | 35% | 174.1845 | 570.9633 | 21% | 35% | 177.7845 | 312.9596 | 0 | 0 | 0.002694 | 4.2332e-05 | 6
1 | 2015-06-04 01:00 | 0 | 2.8681 | 22% | 29% | 182.479 | 507.0099 | 22% | 29% | 186.079 | 312.9596 | 0 | 0 | 0.0014689 | 0.0010536 | 6
2 | 2015-06-04 02:00 | 0 | 85.6788 | 25% | 28% | 207.3625 | 406.6172 | 25% | 28% | 210.9625 | 312.9596 | 0 | 0 | 0.0019633 | 0.00057997 | 6
3 | 2015-06-04 03:00 | 0 | 91.4376 | 26% | 20% | 215.657 | 260.2024 | 26% | 20% | 219.257 | 312.9596 | 0 | 0 | 0.0024692 | 0.00078395 | 6
4 | 2015-06-04 04:00 | 0 | 104.8926 | 28% | 19% | 232.246 | 229.1654 | 28% | 19% | 235.846 | 312.9596 | 0 | 0 | 0.0010544 | 0.0012017 | 6
5 | 2015-06-04 05:00 | 0 | 3.014 | 31% | 12% | 257.1295 | 207.97 | 31% | 12% | 247.1761 | 210.984 | 0 | 0 | 0.0011007 | 0.00030348 | 6
6 | 2015-06-04 06:00 | 0 | 56.9273 | 23% | 10% | 190.7735 | 118.8927 | 23% | 10% | 194.3735 | 175.82 | 0 | 0 | 0.0017877 | 0.00012267 | 6
7 | 2015-06-04 07:00 | 29.7018 | 71.5739 | 21% | 6% | 144.4827 | 33.9181 | 21% | 6% | 177.7845 | 105.492 | 0 | 0 | 0.00025906 | 0.0008631 | 6
8 | 2015-06-04 08:00 | 56.69 | 45.2527 | 15% | 4% | 67.7275 | 25.0753 | 15% | 4% | 128.0175 | 70.328 | 0 | 0 | 0.0016393 | 0.00026318 | 6
9 | 2015-06-04 09:00 | 94.189 | 18.8502 | 12% | 2% | 5.345 | 16.3138 | 12% | 2% | 103.134 | 35.164 | 0 | 0 | 0.0065455 | 2.0671e-05 | 6
10 | 2015-06-04 10:00 | 56.2871 | 7.9568 | 6% | 1% | -6.5201 | 9.6252 | 6% | 1% | 53.367 | 17.582 | 0.001 | 0 | 0.0021925 | 1.1236e-06 | 6
11 | 2015-06-04 11:00 | 22.9004 | 0 | 3% | 1% | 1.9831 | 17.582 | 3% | 1% | 28.4835 | 17.582 | 0 | 0 | 0.00024833 | 1.201e-05 | 6
12 | 2015-06-04 12:00 | 7.9003 | 0 | 1% | 1% | 0.39418 | 17.582 | 1% | 1% | 11.8945 | 17.582 | 0 | 0 | 2.5767e-05 | 1.201e-05 | 6
13 | 2015-06-04 13:00 | 0 | 0 | 0% | 2% | 0 | 35.164 | 0% | 2% | 3.6 | 35.164 | 0 | 0 | 0.00068377 | 3.8128e-05 | 6
14 | 2015-06-04 14:00 | 0 | 0 | 1% | 3% | 8.2945 | 52.746 | 1% | 3% | 11.8945 | 52.746 | 0 | 0 | 1.979e-05 | 5.3688e-05 | 6
15 | 2015-06-04 15:00 | 0.21348 | 0 | 1% | 4% | 8.081 | 70.328 | 1% | 4% | 11.8945 | 70.328 | 0 | 0 | 1.7567e-05 | 9.0538e-05 | 6
16 | 2015-06-04 16:00 | 3.9164 | 0 | 1% | 5% | 4.3781 | 87.91 | 1% | 5% | 11.8945 | 87.91 | 0 | 0 | 7.4578e-08 | 0.00013567 | 6
17 | 2015-06-04 17:00 | 2.0605 | 0 | 1% | 12% | 6.234 | 210.984 | 1% | 12% | 11.8945 | 210.984 | 0 | 0 | 3.859e-06 | 0.00036614 | 6
18 | 2015-06-04 18:00 | 0 | 0 | 2% | 20% | 16.589 | 351.64 | 2% | 20% | 20.189 | 312.9596 | 0 | 0 | 5.0648e-05 | 0.00057635 | 6
19 | 2015-06-04 19:00 | 3.3607 | 0 | 2% | 29% | 13.2283 | 509.878 | 2% | 29% | 20.189 | 312.9596 | 0 | 0 | 9.3943e-06 | 0.0011622 | 6
20 | 2015-06-04 20:00 | 3.0031 | 0 | 2% | 27% | 13.5859 | 474.714 | 2% | 27% | 20.189 | 312.9596 | 0 | 0 | 1.2223e-05 | 0.0010126 | 6
21 | 2015-06-04 21:00 | 1.3136 | 0 | 1% | 32% | 6.9809 | 562.624 | 1% | 32% | 11.8945 | 312.9596 | 0 | 0 | 8.2076e-06 | 0.0012294 | 6
22 | 2015-06-04 22:00 | 1.2155 | 0 | 1% | 36% | 7.079 | 632.952 | 1% | 36% | 11.8945 | 312.9596 | 0 | 0 | 8.8997e-06 | 0.00088734 | 6
23 | 2015-06-04 23:00 | 0 | 42.1693 | 1% | 34% | 8.2945 | 555.6187 | 1% | 34% | 11.8945 | 312.9596 | 0 | 0 | 1.979e-05 | 0.00017381 | 6
0 | 2015-06-05 | 0 | 317.1836 | 1% | 41% | 8.2945 | 403.6784 | 1% | 41% | 11.8945 | 312.9596 | 0 | 0.001 | 1.979e-05 | 0.020322 | 6
1 | 2015-06-05 01:00 | 0.55908 | 192.1676 | 3% | 31% | 24.3244 | 352.8744 | 3% | 31% | 28.4835 | 312.9596 | 0 | 0 | 0.00012492 | 0.0063943 | 6
2 | 2015-06-05 02:00 | 0 | 12.1488 | 3% | 22% | 24.8835 | 374.6552 | 3% | 22% | 28.4835 | 312.9596 | 0 | 0 | 0.00014044 | 0.00025321 | 6
3 | 2015-06-05 03:00 | 0 | 54.0547 | 4% | 27% | 33.178 | 420.6593 | 4% | 27% | 36.778 | 312.9596 | 0 | 0 | 0.00019673 | 1.1589e-06 | 6
4 | 2015-06-05 04:00 | 2.5481 | 0 | 5% | 19% | 38.9244 | 334.058 | 5% | 19% | 45.0725 | 312.9596 | 0 | 0 | 0.00012242 | 0.00062468 | 6
5 | 2015-06-05 05:00 | 22.4579 | 0 | 5% | 23% | 19.0146 | 404.386 | 5% | 23% | 45.0725 | 312.9596 | 0 | 0 | 0.00016743 | 0.00066025 | 6
6 | 2015-06-05 06:00 | 15.3478 | 0 | 3% | 33% | 9.5357 | 580.206 | 3% | 33% | 28.4835 | 312.9596 | 0 | 0 | 4.4261e-05 | 0.00091083 | 6
7 | 2015-06-05 07:00 | 16.1238 | 0 | 3% | 38% | 8.7597 | 668.116 | 3% | 38% | 28.4835 | 312.9596 | 0 | 0 | 5.7586e-05 | 0.0012944 | 6
8 | 2015-06-05 08:00 | 10.3234 | 96.7072 | 2% | 38% | 6.2656 | 571.4088 | 2% | 38% | 20.189 | 312.9596 | 0 | 0 | 2.8401e-05 | 0.000362 | 6
9 | 2015-06-05 09:00 | 6.8279 | 0 | 1% | 32% | 1.4666 | 562.624 | 1% | 32% | 11.8945 | 312.9596 | 0 | 0 | 1.4312e-05 | 0.0012294 | 6
10 | 2015-06-05 10:00 | 7.2726 | 0 | 1% | 35% | 1.0219 | 615.37 | 1% | 35% | 11.8945 | 312.9596 | 0 | 0 | 1.8657e-05 | 0.0010089 | 6
11 | 2015-06-05 11:00 | 0 | 0 | 1% | 47% | 8.2945 | 826.354 | 1% | 47% | 11.8945 | 312.9596 | 0 | 0 | 1.979e-05 | 0.0014461 | 6
12 | 2015-06-05 12:00 | 0 | 0 | 3% | 48% | 24.8835 | 843.936 | 3% | 48% | 28.4835 | 312.9596 | 0 | 0 | 0.00014044 | 0.0016538 | 6
13 | 2015-06-05 13:00 | 0 | 46.9904 | 4% | 51% | 33.178 | 849.6916 | 4% | 51% | 36.778 | 312.9596 | 0 | 0 | 0.00019673 | 5.7206e-05 | 6
14 | 2015-06-05 14:00 | 0 | 0 | 6% | 49% | 49.767 | 861.518 | 6% | 49% | 53.367 | 312.9596 | 0 | 0 | 0.00044252 | 0.0016348 | 6
15 | 2015-06-05 15:00 | 1.448 | 275.6323 | 6% | 46% | 48.319 | 533.1397 | 6% | 46% | 53.367 | 312.9596 | 0 | 0 | 0.00037212 | 0.012275 | 6
16 | 2015-06-05 16:00 | 4.7958 | 290.9677 | 6% | 41% | 44.9712 | 429.8943 | 6% | 41% | 53.367 | 312.9596 | 0 | 0 | 0.00023269 | 0.016293 | 6
17 | 2015-06-05 17:00 | 4.7958 | 132.5138 | 4% | 25% | 28.3822 | 307.0362 | 4% | 25% | 36.778 | 312.9596 | 0 | 0 | 6.7967e-05 | 0.0028122 | 6
18 | 2015-06-05 18:00 | 0 | 78.9709 | 4% | 24% | 33.178 | 342.9971 | 4% | 24% | 36.778 | 312.9596 | 0 | 0 | 0.00019673 | 0.00039771 | 6
19 | 2015-06-05 19:00 | 0 | 0 | 3% | 19% | 24.8835 | 334.058 | 3% | 19% | 28.4835 | 312.9596 | 0 | 0 | 0.00014044 | 0.00062468 | 6
20 | 2015-06-05 20:00 | 0 | 53.6492 | 3% | 24% | 24.8835 | 368.3188 | 3% | 24% | 28.4835 | 312.9596 | 0 | 0 | 0.00014044 | 3.0698e-05 | 6
21 | 2015-06-05 21:00 | 13.2629 | 144.6983 | 4% | 22% | 19.9151 | 242.1057 | 4% | 22% | 36.778 | 312.9596 | 0 | 0 | 3.8567e-06 | 0.0035375 | 6
22 | 2015-06-05 22:00 | 14.9107 | 229.3512 | 2% | 19% | 1.6783 | 104.7068 | 2% | 19% | 20.189 | 312.9596 | 0 | 0 | 0.00011794 | 0.01112 | 6
23 | 2015-06-05 23:00 | 12.9144 | 115.4762 | 1% | 10% | -4.6199 | 60.3438 | 1% | 10% | 11.8945 | 175.82 | 0.001 | 0 | 0.00012368 | 0.0019692 | 6
0 | 2015-06-06 | 9.7147 | 0 | 2% | 5% | 6.8743 | 87.91 | 2% | 5% | 20.189 | 87.91 | 0 | 0 | 2.1119e-05 | 0.00013567 | 6
1 | 2015-06-06 01:00 | 0.8952 | 0 | 2% | 8% | 15.6938 | 140.656 | 2% | 8% | 20.189 | 140.656 | 0 | 0 | 3.6451e-05 | 0.00020838 | 6
2 | 2015-06-06 02:00 | 0 | 0 | 2% | 11% | 16.589 | 193.402 | 2% | 11% | 20.189 | 193.402 | 0 | 0 | 5.0648e-05 | 0.00030201 | 6
3 | 2015-06-06 03:00 | 0 | 0.41112 | 4% | 16% | 33.178 | 280.9009 | 4% | 16% | 36.778 | 281.312 | 0 | 0 | 0.00019673 | 0.00046335 | 6
4 | 2015-06-06 04:00 | 0 | 0 | 4% | 14% | 33.178 | 246.148 | 4% | 14% | 36.778 | 246.148 | 0 | 0 | 0.00019673 | 0.00039837 | 6
5 | 2015-06-06 05:00 | 17.5486 | 0 | 5% | 17% | 23.9239 | 298.894 | 5% | 17% | 45.0725 | 298.894 | 0 | 0 | 4.9289e-05 | 0.00072044 | 6
6 | 2015-06-06 06:00 | 30.0197 | 163.4862 | 6% | 21% | 19.7473 | 205.7358 | 6% | 21% | 53.367 | 312.9596 | 0 | 0 | 0.00022971 | 0.0047411 | 6
7 | 2015-06-06 07:00 | 19.5098 | 136.248 | 3% | 13% | 5.3737 | 92.318 | 3% | 13% | 28.4835 | 228.566 | 0 | 0 | 0.00013621 | 0.0035043 | 6
8 | 2015-06-06 08:00 | 17.7503 | 0 | 2% | 7% | -1.1613 | 123.074 | 2% | 7% | 20.189 | 123.074 | 0 | 0 | 0.00020401 | 0.00012763 | 6
9 | 2015-06-06 09:00 | 6.6499 | 0 | 1% | 7% | 1.6446 | 123.074 | 1% | 7% | 11.8945 | 123.074 | 0 | 0 | 1.2735e-05 | 0.00012763 | 6
10 | 2015-06-06 10:00 | 6.0988 | 34.4915 | 1% | 10% | 2.1957 | 141.3285 | 1% | 10% | 11.8945 | 175.82 | 0 | 0 | 8.434e-06 | 2.84e-06 | 6
11 | 2015-06-06 11:00 | 1.0999 | 48.6223 | 0% | 9% | -1.0999 | 109.6157 | 0% | 9% | 3.6 | 158.238 | 0 | 0 | 0.00061618 | 0.00016731 | 6
12 | 2015-06-06 12:00 | 0 | 45.0796 | 0% | 8% | 0 | 95.5764 | 0% | 8% | 3.6 | 140.656 | 0 | 0 | 0.00068377 | 0.00012554 | 6
13 | 2015-06-06 13:00 | 0.91608 | 0 | 1% | 5% | 7.3784 | 87.91 | 1% | 5% | 11.8945 | 87.91 | 0 | 0 | 1.1184e-05 | 0.00013567 | 6
14 | 2015-06-06 14:00 | 0 | 0 | 1% | 8% | 8.2945 | 140.656 | 1% | 8% | 11.8945 | 140.656 | 0 | 0 | 1.979e-05 | 0.00020838 | 6
15 | 2015-06-06 15:00 | 0 | 0 | 1% | 15% | 8.2945 | 263.73 | 1% | 15% | 11.8945 | 263.73 | 0 | 0 | 1.979e-05 | 0.00056942 | 6
16 | 2015-06-06 16:00 | 0.51744 | 1.5121 | 1% | 24% | 7.7771 | 420.4559 | 1% | 24% | 11.8945 | 312.9596 | 0 | 0 | 1.4629e-05 | 0.00058144 | 6
17 | 2015-06-06 17:00 | 2.8298 | 37.5126 | 2% | 24% | 13.7592 | 384.4554 | 2% | 24% | 20.189 | 312.9596 | 0 | 0 | 1.3727e-05 | 1.3231e-05 | 6
18 | 2015-06-06 18:00 | 0 | 2.8124 | 2% | 18% | 16.589 | 313.6636 | 2% | 18% | 20.189 | 312.9596 | 0 | 0 | 5.0648e-05 | 0.00054736 | 6
19 | 2015-06-06 19:00 | 2.3514 | 183.3472 | 2% | 22% | 14.2376 | 203.4568 | 2% | 22% | 20.189 | 312.9596 | 0 | 0 | 1.8334e-05 | 0.0066355 | 6
20 | 2015-06-06 20:00 | 9.5648 | 82.1287 | 3% | 13% | 15.3187 | 146.4373 | 3% | 13% | 28.4835 | 228.566 | 0 | 0 | 1.0181e-07 | 0.00080748 | 6
21 | 2015-06-06 21:00 | 8.9462 | 0 | 3% | 9% | 15.9373 | 158.238 | 3% | 9% | 28.4835 | 158.238 | 0 | 0 | 1.1339e-06 | 0.00021667 | 6
22 | 2015-06-06 22:00 | 3.4026 | 0 | 3% | 7% | 21.4809 | 123.074 | 3% | 7% | 28.4835 | 123.074 | 0 | 0 | 6.0037e-05 | 0.00012763 | 6
23 | 2015-06-06 23:00 | 5.1959 | 83.2428 | 4% | 8% | 27.9821 | 57.4132 | 4% | 8% | 36.778 | 140.656 | 0 | 0 | 6.0247e-05 | 0.0010831 | 6
0 | 2015-06-07 | 0 | 0 | 4% | 4% | 33.178 | 70.328 | 4% | 4% | 36.778 | 70.328 | 0 | 0 | 0.00019673 | 9.0538e-05 | 6
1 | 2015-06-07 01:00 | 0 | 0 | 4% | 5% | 33.178 | 87.91 | 4% | 5% | 36.778 | 87.91 | 0 | 0 | 0.00019673 | 0.00013567 | 6
2 | 2015-06-07 02:00 | 14.9483 | 0 | 8% | 8% | 51.4077 | 140.656 | 8% | 8% | 69.956 | 140.656 | 0 | 0 | 8.2586e-06 | 0.00020838 | 6
3 | 2015-06-07 03:00 | 19.5281 | 0 | 7% | 7% | 38.5334 | 123.074 | 7% | 7% | 61.6615 | 123.074 | 0 | 0 | 7.1416e-06 | 0.00012763 | 6
4 | 2015-06-07 04:00 | 26.754 | 26.7689 | 8% | 15% | 39.602 | 236.9611 | 8% | 15% | 69.956 | 263.73 | 0 | 0 | 0.00012904 | 7.4603e-05 | 6
5 | 2015-06-07 05:00 | 1.0638 | 0 | 5% | 12% | 40.4087 | 210.984 | 5% | 12% | 45.0725 | 210.984 | 0 | 0 | 0.00016522 | 0.00036614 | 6
6 | 2015-06-07 06:00 | 0 | 103.5493 | 5% | 15% | 41.4725 | 160.1807 | 5% | 15% | 45.0725 | 263.73 | 0 | 0 | 0.00019983 | 0.0012273 | 6
7 | 2015-06-07 07:00 | 0 | 45.476 | 6% | 10% | 49.767 | 130.344 | 6% | 10% | 53.367 | 175.82 | 0 | 0 | 0.00044252 | 2.0815e-05 | 6
8 | 2015-06-07 08:00 | 23.442 | 32.1884 | 5% | 8% | 18.0305 | 108.4676 | 5% | 8% | 45.0725 | 140.656 | 0 | 0 | 0.00019954 | 1.4995e-05 | 6
9 | 2015-06-07 09:00 | 18.6 | 25.8332 | 3% | 7% | 6.2835 | 97.2408 | 3% | 7% | 28.4835 | 123.074 | 0 | 0 | 0.00011181 | 1.1531e-05 | 6
10 | 2015-06-07 10:00 | 18.7997 | 0 | 2% | 6% | -2.2107 | 105.492 | 2% | 6% | 20.189 | 105.492 | 0 | 0 | 0.00024176 | 0.00012837 | 6
11 | 2015-06-07 11:00 | 15.1124 | 0 | 2% | 5% | 1.4766 | 87.91 | 2% | 5% | 20.189 | 87.91 | 0 | 0 | 0.00012328 | 0.00013567 | 6
12 | 2015-06-07 12:00 | 5.1751 | 17.7587 | 1% | 4% | 3.1194 | 52.5693 | 1% | 4% | 11.8945 | 70.328 | 0 | 0 | 3.2062e-06 | 3.4266e-07 | 6
13 | 2015-06-07 13:00 | 4.1501 | 17.0743 | 1% | 4% | 4.1444 | 53.2537 | 1% | 4% | 11.8945 | 70.328 | 0 | 0 | 3.0777e-07 | 3.8467e-08 | 6
14 | 2015-06-07 14:00 | 0 | 0 | 0% | 2% | 0 | 35.164 | 0% | 2% | 3.6 | 35.164 | 0 | 0 | 0.00068377 | 3.8128e-05 | 6
15 | 2015-06-07 15:00 | 0.4176 | 0 | 1% | 3% | 7.8769 | 52.746 | 1% | 3% | 11.8945 | 52.746 | 0 | 0 | 1.5564e-05 | 5.3688e-05 | 6
16 | 2015-06-07 16:00 | 0.91188 | 46.807 | 0% | 7% | -0.91188 | 76.267 | 0% | 7% | 3.6 | 123.074 | 0 | 0 | 0.00062748 | 0.00023485 | 6
17 | 2015-06-07 17:00 | 0.34668 | 0 | 0% | 5% | -0.34668 | 87.91 | 0% | 5% | 3.6 | 87.91 | 0 | 0 | 0.00066209 | 0.00013567 | 6
18 | 2015-06-07 18:00 | 0 | 4.5918 | 1% | 6% | 8.2945 | 100.9002 | 1% | 6% | 11.8945 | 105.492 | 0 | 0 | 1.979e-05 | 7.6011e-05 | 6
19 | 2015-06-07 19:00 | 0 | 0 | 1% | 3% | 8.2945 | 52.746 | 1% | 3% | 11.8945 | 52.746 | 0 | 0 | 1.979e-05 | 5.3688e-05 | 6
20 | 2015-06-07 20:00 | 2.7365 | 0 | 1% | 4% | 5.558 | 70.328 | 1% | 4% | 11.8945 | 70.328 | 0 | 0 | 1.3213e-06 | 9.0538e-05 | 6
21 | 2015-06-07 21:00 | 6.6336 | 0 | 2% | 7% | 9.9554 | 123.074 | 2% | 7% | 20.189 | 123.074 | 0 | 0 | 7.7587e-07 | 0.00012763 | 6
22 | 2015-06-07 22:00 | 9.043 | 0 | 2% | 7% | 7.546 | 123.074 | 2% | 7% | 20.189 | 123.074 | 0 | 0 | 1.4331e-05 | 0.00012763 | 6
23 | 2015-06-07 23:00 | 7.3896 | 0 | 3% | 7% | 17.4939 | 123.074 | 3% | 7% | 28.4835 | 123.074 | 0 | 0 | 8.6529e-06 | 0.00012763 | 6
0 | 2015-06-08 | 0 | 38.1464 | 3% | 8% | 24.8835 | 102.5096 | 3% | 8% | 28.4835 | 140.656 | 0 | 0 | 0.00014044 | 5.2723e-05 | 6
1 | 2015-06-08 01:00 | 11.6881 | 28.9939 | 6% | 7% | 38.0789 | 94.0801 | 6% | 7% | 53.367 | 123.074 | 0 | 0 | 4.823e-05 | 2.6971e-05 | 6
2 | 2015-06-08 02:00 | 19.7455 | 0 | 7% | 6% | 38.316 | 105.492 | 7% | 6% | 61.6615 | 105.492 | 0 | 0 | 8.6115e-06 | 0.00012837 | 6
3 | 2015-06-08 03:00 | 11.3987 | 0 | 6% | 7% | 38.3683 | 123.074 | 6% | 7% | 53.367 | 123.074 | 0 | 0 | 5.3199e-05 | 0.00012763 | 6
4 | 2015-06-08 04:00 | 17.9105 | 0 | 6% | 8% | 31.8565 | 140.656 | 6% | 8% | 53.367 | 140.656 | 0 | 0 | 3.1026e-07 | 0.00020838 | 6
5 | 2015-06-08 05:00 | 10.2964 | 0 | 5% | 9% | 31.1761 | 158.238 | 5% | 9% | 45.0725 | 158.238 | 0 | 0 | 2.9679e-06 | 0.00021667 | 6
6 | 2015-06-08 06:00 | 8.2775 | 0 | 5% | 12% | 33.195 | 210.984 | 5% | 12% | 45.0725 | 210.984 | 0 | 0 | 1.7279e-05 | 0.00036614 | 6
7 | 2015-06-08 07:00 | 17.5319 | 0 | 5% | 12% | 23.9406 | 210.984 | 5% | 12% | 45.0725 | 210.984 | 0 | 0 | 4.9007e-05 | 0.00036614 | 6
8 | 2015-06-08 08:00 | 15.302 | 0 | 3% | 12% | 9.5815 | 210.984 | 3% | 12% | 28.4835 | 210.984 | 0 | 0 | 4.3531e-05 | 0.00036614 | 6
9 | 2015-06-08 09:00 | 16.8005 | 0 | 2% | 14% | -0.21148 | 246.148 | 2% | 14% | 20.189 | 246.148 | 0 | 0 | 0.00017261 | 0.00039837 | 6
10 | 2015-06-08 10:00 | 8.5876 | 0 | 1% | 16% | -0.29306 | 281.312 | 1% | 16% | 11.8945 | 281.312 | 0 | 0 | 3.4865e-05 | 0.00047347 | 6
11 | 2015-06-08 11:00 | 2.8363 | 76.2736 | 0% | 17% | -2.8363 | 222.6204 | 0% | 17% | 3.6 | 298.894 | 0 | 0 | 0.00051663 | 0.00027359 | 6
12 | 2015-06-08 12:00 | 0.61992 | 43.0007 | 0% | 14% | -0.61992 | 203.1473 | 0% | 14% | 3.6 | 246.148 | 0 | 0 | 0.00064524 | 2.0233e-05 | 6
13 | 2015-06-08 13:00 | 1.1802 | 0 | 1% | 13% | 7.1143 | 228.566 | 1% | 13% | 11.8945 | 228.566 | 0 | 0 | 9.1553e-06 | 0.00033473 | 6
14 | 2015-06-08 14:00 | 0 | 47.7324 | 1% | 14% | 8.2945 | 198.4156 | 1% | 14% | 11.8945 | 246.148 | 0 | 0 | 1.979e-05 | 5.1686e-05 | 6
15 | 2015-06-08 15:00 | 0 | 73.4366 | 2% | 14% | 16.589 | 172.7114 | 2% | 14% | 20.189 | 246.148 | 0 | 0 | 5.0648e-05 | 0.00047563 | 6
16 | 2015-06-08 16:00 | 2.6416 | 70.362 | 3% | 12% | 22.2419 | 140.622 | 3% | 12% | 28.4835 | 210.984 | 0 | 0 | 7.5098e-05 | 0.00043616 | 6
17 | 2015-06-08 17:00 | 0 | 68.7025 | 2% | 11% | 16.589 | 124.6995 | 2% | 11% | 20.189 | 193.402 | 0 | 0 | 5.0648e-05 | 0.00047076 | 6
18 | 2015-06-08 18:00 | 0 | 88.4483 | 3% | 11% | 24.8835 | 104.9537 | 3% | 11% | 28.4835 | 193.402 | 0 | 0 | 0.00014044 | 0.0010842 | 6
19 | 2015-06-08 19:00 | 0 | 14.8362 | 5% | 9% | 41.4725 | 143.4018 | 5% | 9% | 45.0725 | 158.238 | 0 | 0 | 0.00019983 | 3.9457e-05 | 6
20 | 2015-06-08 20:00 | 0 | 0 | 6% | 8% | 49.767 | 140.656 | 6% | 8% | 53.367 | 140.656 | 0 | 0 | 0.00044252 | 0.00020838 | 6
21 | 2015-06-08 21:00 | 0 | 0 | 9% | 14% | 74.6505 | 246.148 | 9% | 14% | 78.2505 | 246.148 | 0 | 0 | 0.00070343 | 0.00039837 | 6
22 | 2015-06-08 22:00 | 56.6147 | 0 | 14% | 11% | 59.5083 | 193.402 | 14% | 11% | 119.723 | 193.402 | 0 | 0 | 0.0014244 | 0.00030201 | 6
23 | 2015-06-08 23:00 | 27.0643 | 0 | 13% | 10% | 80.7642 | 175.82 | 13% | 10% | 111.4285 | 175.82 | 0 | 0 | 3.3533e-05 | 0.00045381 | 6
0 | 2015-06-09 | 0 | 56.8159 | 10% | 13% | 82.945 | 171.7501 | 10% | 13% | 86.545 | 228.566 | 0 | 0 | 0.00057035 | 0.00019654 | 6
1 | 2015-06-09 01:00 | 0 | 0 | 10% | 11% | 82.945 | 193.402 | 10% | 11% | 86.545 | 193.402 | 0 | 0 | 0.00057035 | 0.00030201 | 6
2 | 2015-06-09 02:00 | 11.1959 | 0 | 7% | 12% | 46.8656 | 210.984 | 7% | 12% | 61.6615 | 210.984 | 0 | 0 | 5.4362e-05 | 0.00036614 | 6
3 | 2015-06-09 03:00 | 14.2466 | 0 | 7% | 15% | 43.8149 | 263.73 | 7% | 15% | 61.6615 | 263.73 | 0 | 0 | 1.3653e-05 | 0.00056942 | 6
4 | 2015-06-09 04:00 | 14.4538 | 0 | 7% | 18% | 43.6077 | 316.476 | 7% | 18% | 61.6615 | 312.9596 | 0 | 0 | 1.187e-05 | 0.00062476 | 6
5 | 2015-06-09 05:00 | 6.2386 | 58.9074 | 7% | 20% | 51.8229 | 292.7326 | 7% | 20% | 61.6615 | 312.9596 | 0 | 0 | 0.00017821 | 9.0196e-05 | 6
6 | 2015-06-09 06:00 | 34.8006 | 104.8123 | 9% | 20% | 39.8499 | 246.8277 | 9% | 20% | 78.2505 | 312.9596 | 0 | 0 | 0.00023821 | 0.0012678 | 6
7 | 2015-06-09 07:00 | 37.8096 | 101.0394 | 6% | 16% | 11.9574 | 180.2726 | 6% | 16% | 53.367 | 281.312 | 0 | 0 | 0.00060259 | 0.0012751 | 6
8 | 2015-06-09 08:00 | 30.1873 | 76.2408 | 4% | 13% | 2.9907 | 152.3252 | 4% | 13% | 36.778 | 228.566 | 0 | 0 | 0.00050034 | 0.00062837 | 6
9 | 2015-06-09 09:00 | 0 | 79.1453 | 1% | 11% | 8.2945 | 114.2567 | 1% | 11% | 11.8945 | 193.402 | 0 | 0 | 1.979e-05 | 0.00076378 | 6
10 | 2015-06-09 10:00 | 0 | 77.939 | 2% | 8% | 16.589 | 62.717 | 2% | 8% | 20.189 | 140.656 | 0 | 0 | 5.0648e-05 | 0.00089363 | 6
11 | 2015-06-09 11:00 | 0 | 60.4969 | 3% | 5% | 24.8835 | 27.4131 | 3% | 5% | 28.4835 | 87.91 | 0 | 0 | 0.00014044 | 0.00051805 | 6
12 | 2015-06-09 12:00 | 0.75216 | 0 | 5% | 3% | 40.7203 | 52.746 | 5% | 3% | 45.0725 | 52.746 | 0 | 0 | 0.00017502 | 5.3688e-05 | 6
13 | 2015-06-09 13:00 | 0 | 67.0573 | 4% | 4% | 33.178 | 3.2707 | 4% | 4% | 36.778 | 70.328 | 0 | 0 | 0.00019673 | 0.00081937 | 6
14 | 2015-06-09 14:00 | 0 | 13.6504 | 4% | 1% | 33.178 | 3.9316 | 4% | 1% | 36.778 | 17.582 | 0 | 0 | 0.00019673 | 1.8475e-05 | 6
15 | 2015-06-09 15:00 | 0 | 0 | 7% | 1% | 58.0615 | 17.582 | 7% | 1% | 61.6615 | 17.582 | 0 | 0 | 0.0004356 | 1.201e-05 | 6
16 | 2015-06-09 16:00 | 0 | 0 | 13% | 2% | 107.8285 | 35.164 | 13% | 2% | 111.4285 | 35.164 | 0 | 0 | 0.0007203 | 3.8128e-05 | 6
17 | 2015-06-09 17:00 | 69.714 | 0 | 19% | 4% | 87.8815 | 70.328 | 19% | 4% | 161.1955 | 70.328 | 0 | 0 | 0.0023973 | 9.0538e-05 | 6
18 | 2015-06-09 18:00 | 0 | 0 | 10% | 19% | 82.945 | 334.058 | 10% | 19% | 86.545 | 312.9596 | 0 | 0 | 0.00057035 | 0.00062468 | 6
19 | 2015-06-09 19:00 | 0 | 0 | 12% | 23% | 99.534 | 404.386 | 12% | 23% | 103.134 | 312.9596 | 0 | 0 | 0.0010661 | 0.00066025 | 6
20 | 2015-06-09 20:00 | 0 | 3.1106 | 19% | 17% | 157.5955 | 295.7834 | 19% | 17% | 161.1955 | 298.894 | 0 | 0 | 0.001231 | 0.0006286 | 6
21 | 2015-06-09 21:00 | 0 | 2.0635 | 28% | 17% | 232.246 | 296.8305 | 28% | 17% | 235.846 | 298.894 | 0 | 0 | 0.0010544 | 0.00065882 | 6
22 | 2015-06-09 22:00 | 0 | 2.0635 | 31% | 12% | 257.1295 | 208.9205 | 31% | 12% | 247.1761 | 210.984 | 0 | 0 | 0.0011007 | 0.00032261 | 6
23 | 2015-06-09 23:00 | 0 | 0 | 30% | 16% | 248.835 | 281.312 | 30% | 16% | 247.1761 | 281.312 | 0 | 0 | 0.0031859 | 0.00047347 | 6
0 | 2015-06-10 | 0 | 10.3555 | 35% | 23% | 290.3075 | 394.0305 | 35% | 23% | 247.1761 | 312.9596 | 0 | 0 | 0.0019183 | 0.00039226 | 6
1 | 2015-06-10 01:00 | 0 | 173.4635 | 38% | 28% | 315.191 | 318.8325 | 38% | 28% | 247.1761 | 312.9596 | 0 | 0 | 0.0019341 | 0.0054777 | 6
2 | 2015-06-10 02:00 | 16.2442 | 111.4512 | 54% | 14% | 431.6588 | 134.6968 | 54% | 14% | 247.1761 | 246.148 | 0 | 0 | 0.00067713 | 0.0018862 | 6
3 | 2015-06-10 03:00 | 0 | 0 | 55% | 9% | 456.1975 | 158.238 | 55% | 9% | 247.1761 | 158.238 | 0 | 0 | 0.0032109 | 0.00021667 | 6
4 | 2015-06-10 04:00 | 0 | 0 | 54% | 5% | 447.903 | 87.91 | 54% | 5% | 247.1761 | 87.91 | 0 | 0 | 0.0020799 | 0.00013567 | 6
5 | 2015-06-10 05:00 | 0 | 0 | 46% | 7% | 381.547 | 123.074 | 46% | 7% | 247.1761 | 123.074 | 0 | 0 | 0.0022377 | 0.00012763 | 6
6 | 2015-06-10 06:00 | 0 | 0 | 46% | 8% | 381.547 | 140.656 | 46% | 8% | 247.1761 | 140.656 | 0 | 0 | 0.0022377 | 0.00020838 | 6
7 | 2015-06-10 07:00 | 0 | 133.6577 | 47% | 12% | 389.8415 | 77.3263 | 47% | 12% | 247.1761 | 210.984 | 0 | 0 | 0.0028582 | 0.0032359 | 6
8 | 2015-06-10 08:00 | 0 | 45.9268 | 42% | 8% | 348.369 | 94.7292 | 42% | 8% | 247.1761 | 140.656 | 0 | 0 | 0.0019602 | 0.00013657 | 6
9 | 2015-06-10 09:00 | 1.2116 | 0 | 49% | 6% | 405.2189 | 105.492 | 49% | 6% | 247.1761 | 105.492 | 0 | 0 | 0.0018117 | 0.00012837 | 6
10 | 2015-06-10 10:00 | 31.8956 | 0 | 40% | 10% | 299.8844 | 175.82 | 40% | 10% | 247.1761 | 175.82 | 0 | 0 | 2.8416e-06 | 0.00045381 | 6
11 | 2015-06-10 11:00 | 8.1202 | 0 | 33% | 12% | 265.5983 | 210.984 | 33% | 12% | 247.1761 | 210.984 | 0 | 0 | 0.0010753 | 0.00036614 | 6
12 | 2015-06-10 12:00 | 11.8894 | 52.4878 | 26% | 16% | 203.7676 | 228.8242 | 26% | 16% | 219.257 | 281.312 | 0 | 0 | 0.0012501 | 6.5509e-05 | 6
13 | 2015-06-10 13:00 | 44.0382 | 43.8533 | 28% | 15% | 188.2078 | 219.8767 | 28% | 15% | 235.846 | 263.73 | 0 | 0 | 0.00042525 | 1.1657e-06 | 6
14 | 2015-06-10 14:00 | 48.8015 | 0 | 27% | 14% | 175.15 | 246.148 | 27% | 14% | 227.5515 | 246.148 | 0 | 0 | 0.00032619 | 0.00039837 | 6
15 | 2015-06-10 15:00 | 22.5343 | 0 | 25% | 14% | 184.8282 | 246.148 | 25% | 14% | 210.9625 | 246.148 | 0 | 0 | 0.00029383 | 0.00039837 | 6
16 | 2015-06-10 16:00 | 0 | 0 | 21% | 29% | 174.1845 | 509.878 | 21% | 29% | 177.7845 | 312.9596 | 0 | 0 | 0.002694 | 0.0011622 | 6
17 | 2015-06-10 17:00 | 8.9746 | 0 | 24% | 34% | 190.0934 | 597.788 | 24% | 34% | 202.668 | 312.9596 | 0 | 0 | 0.0014255 | 0.0013815 | 6
18 | 2015-06-10 18:00 | 1.2504 | 76.0627 | 25% | 36% | 206.1121 | 556.8893 | 25% | 36% | 210.9625 | 312.9596 | 0 | 0 | 0.001832 | 0.00018153 | 6
19 | 2015-06-10 19:00 | 1.2971 | 50.9183 | 31% | 26% | 255.8324 | 406.2137 | 31% | 26% | 247.1761 | 312.9596 | 0 | 0 | 0.0009994 | 3.7209e-05 | 6
20 | 2015-06-10 20:00 | 0 | 174.9655 | 40% | 24% | 331.78 | 247.0025 | 40% | 24% | 247.1761 | 312.9596 | 0 | 0 | 0.0016112 | 0.0055563 | 6
21 | 2015-06-10 21:00 | 0 | 80.7109 | 42% | 15% | 348.369 | 183.0191 | 42% | 15% | 247.1761 | 263.73 | 0 | 0 | 0.0019602 | 0.00048589 | 6
22 | 2015-06-10 22:00 | 0 | 159.4872 | 41% | 13% | 340.0745 | 69.0788 | 41% | 13% | 247.1761 | 228.566 | 0 | 0 | 0.0021365 | 0.0052439 | 6
23 | 2015-06-10 23:00 | 0 | 172.1785 | 49% | 11% | 406.4305 | 21.2235 | 49% | 11% | 247.1761 | 193.402 | 0 | 0 | 0.0019382 | 0.0064884 | 6
0 | 2015-06-11 | 0 | 20.3309 | 64% | 4% | 530.848 | 49.9971 | 64% | 4% | 247.1761 | 70.328 | 0 | 0 | 0.0014193 | 4.1957e-06 | 6
1 | 2015-06-11 01:00 | 0 | 0 | 62% | 5% | 514.259 | 87.91 | 62% | 5% | 247.1761 | 87.91 | 0 | 0 | 0.0019041 | 0.00013567 | 6
2 | 2015-06-11 02:00 | 0 | 63.9859 | 63% | 7% | 522.5535 | 59.0881 | 63% | 7% | 247.1761 | 123.074 | 0 | 0 | 0.00061093 | 0.00062979 | 6
3 | 2015-06-11 03:00 | 0 | 70.2618 | 67% | 7% | 555.7315 | 52.8122 | 67% | 7% | 247.1761 | 123.074 | 0 | 0 | 0.0014395 | 0.00082168 | 6
4 | 2015-06-11 04:00 | 0 | 41.2964 | 62% | 5% | 514.259 | 46.6136 | 62% | 5% | 247.1761 | 87.91 | 0 | 0 | 0.0019041 | 0.00014019 | 6
5 | 2015-06-11 05:00 | 17.0908 | 54.0314 | 65% | 5% | 522.0517 | 33.8786 | 65% | 5% | 247.1761 | 87.91 | 0 | 0 | 0.00038136 | 0.00036417 | 6
6 | 2015-06-11 06:00 | 0 | 39.9882 | 59% | 4% | 489.3755 | 30.3398 | 59% | 4% | 247.1761 | 70.328 | 0 | 0 | 0.00068611 | 0.000175 | 6
7 | 2015-06-11 07:00 | 0 | 0 | 55% | 4% | 456.1975 | 70.328 | 55% | 4% | 247.1761 | 70.328 | 0 | 0 | 0.0032109 | 9.0538e-05 | 6
8 | 2015-06-11 08:00 | 0 | 0 | 49% | 11% | 406.4305 | 193.402 | 49% | 11% | 247.1761 | 193.402 | 0 | 0 | 0.0019382 | 0.00030201 | 6
9 | 2015-06-11 09:00 | 77.6662 | 1.4486 | 46% | 13% | 303.8808 | 227.1174 | 46% | 13% | 247.1761 | 228.566 | 0 | 0 | 0.0021466 | 0.00030526 | 6
10 | 2015-06-11 10:00 | 101.2675 | 0 | 38% | 14% | 213.9235 | 246.148 | 38% | 14% | 247.1761 | 246.148 | 0 | 0 | 0.0061014 | 0.00039837 | 6
11 | 2015-06-11 11:00 | 97.8991 | 0 | 29% | 17% | 142.6414 | 298.894 | 29% | 17% | 244.1405 | 298.894 | 0 | 0 | 0.0046103 | 0.00072044 | 6
12 | 2015-06-11 12:00 | 90.2626 | 0 | 26% | 16% | 125.3944 | 281.312 | 26% | 16% | 219.257 | 281.312 | 0 | 0 | 0.0034965 | 0.00047347 | 6
13 | 2015-06-11 13:00 | 33.2017 | 90.5468 | 20% | 18% | 132.6883 | 225.9292 | 20% | 18% | 169.49 | 312.9596 | 0 | 0 | 4.2236e-05 | 0.00070249 | 6
14 | 2015-06-11 14:00 | 27.6895 | 78.822 | 18% | 17% | 121.6115 | 220.072 | 18% | 17% | 152.901 | 298.894 | 0 | 0 | 3.8342e-06 | 0.00032364 | 6
15 | 2015-06-11 15:00 | 54.2093 | 53.2292 | 20% | 14% | 111.6807 | 192.9188 | 20% | 14% | 169.49 | 246.148 | 0 | 0 | 0.0003545 | 0.00010641 | 6
16 | 2015-06-11 16:00 | 54.2093 | 0 | 20% | 12% | 111.6807 | 210.984 | 20% | 12% | 169.49 | 210.984 | 0 | 0 | 0.0003545 | 0.00036614 | 6
17 | 2015-06-11 17:00 | 41.5657 | 184.6106 | 20% | 16% | 124.3243 | 96.7014 | 20% | 16% | 169.49 | 281.312 | 0 | 0 | 1.2852e-05 | 0.006929 | 6
18 | 2015-06-11 18:00 | 0 | 137.0179 | 22% | 10% | 182.479 | 38.8021 | 22% | 10% | 186.079 | 175.82 | 0 | 0 | 0.0014689 | 0.0032067 | 6
19 | 2015-06-11 19:00 | 0 | 68.2048 | 38% | 5% | 315.191 | 19.7052 | 38% | 5% | 247.1761 | 87.91 | 0 | 0 | 0.0019341 | 0.00073683 | 6
20 | 2015-06-11 20:00 | 36.4939 | 37.9992 | 45% | 3% | 336.7586 | 14.7468 | 45% | 3% | 247.1761 | 52.746 | 0 | 0 | 9.3349e-05 | 0.00020407 | 6
21 | 2015-06-11 21:00 | 59.5396 | 0 | 49% | 3% | 346.8909 | 52.746 | 49% | 3% | 247.1761 | 52.746 | 0 | 0 | 0.00077047 | 5.3688e-05 | 6
22 | 2015-06-11 22:00 | 134.7656 | 0 | 50% | 4% | 279.9594 | 70.328 | 50% | 4% | 247.1761 | 70.328 | 0 | 0 | 0.012187 | 9.0538e-05 | 6
23 | 2015-06-11 23:00 | 100.7728 | 0 | 48% | 8% | 297.3632 | 140.656 | 48% | 8% | 247.1761 | 140.656 | 0 | 0 | 0.0064947 | 0.00020838 | 6
0 | 2015-06-12 | 35.83 | 0 | 45% | 14% | 337.4225 | 246.148 | 45% | 14% | 247.1761 | 246.148 | 0 | 0 | 7.8522e-05 | 0.00039837 | 6
1 | 2015-06-12 01:00 | 0 | 48.0186 | 52% | 15% | 431.314 | 215.7114 | 52% | 15% | 247.1761 | 263.73 | 0 | 0 | 0.002146 | 1.1894e-05 | 6
2 | 2015-06-12 02:00 | 0 | 63.2948 | 54% | 15% | 447.903 | 200.4352 | 54% | 15% | 247.1761 | 263.73 | 0 | 0 | 0.0020799 | 0.00014731 | 6
3 | 2015-06-12 03:00 | 0 | 0 | 58% | 9% | 481.081 | 158.238 | 58% | 9% | 247.1761 | 158.238 | 0 | 0 | 0.0013642 | 0.00021667 | 6
4 | 2015-06-12 04:00 | 0 | 0 | 53% | 11% | 439.6085 | 193.402 | 53% | 11% | 247.1761 | 193.402 | 0 | 0 | 0.0021906 | 0.00030201 | 6
5 | 2015-06-12 05:00 | 0 | 52.5451 | 60% | 11% | 497.67 | 140.8569 | 60% | 11% | 247.1761 | 193.402 | 0 | 0 | 0.0017678 | 0.00015643 | 6
6 | 2015-06-12 06:00 | 0 | 97.5284 | 58% | 10% | 481.081 | 78.2916 | 58% | 10% | 247.1761 | 175.82 | 0 | 0 | 0.0013642 | 0.0011674 | 6
7 | 2015-06-12 07:00 | 0 | 81.2483 | 62% | 9% | 514.259 | 76.9897 | 62% | 9% | 247.1761 | 158.238 | 0 | 0 | 0.0019041 | 0.0009917 | 6
8 | 2015-06-12 08:00 | 0 | 29.5986 | 53% | 6% | 439.6085 | 75.8934 | 53% | 6% | 247.1761 | 105.492 | 0 | 0 | 0.0021906 | 3.03e-05 | 6
9 | 2015-06-12 09:00 | 0 | 0 | 54% | 5% | 447.903 | 87.91 | 54% | 5% | 247.1761 | 87.91 | 0 | 0 | 0.0020799 | 0.00013567 | 6
10 | 2015-06-12 10:00 | 0 | 0 | 52% | 6% | 431.314 | 105.492 | 52% | 6% | 247.1761 | 105.492 | 0 | 0 | 0.002146 | 0.00012837 | 6
11 | 2015-06-12 11:00 | 0 | 0 | 51% | 11% | 423.0195 | 193.402 | 51% | 11% | 247.1761 | 193.402 | 0 | 0 | 0.0019704 | 0.00030201 | 6
12 | 2015-06-12 12:00 | 0 | 0 | 51% | 12% | 423.0195 | 210.984 | 51% | 12% | 247.1761 | 210.984 | 0 | 0 | 0.0019704 | 0.00036614 | 6
13 | 2015-06-12 13:00 | 58.1299 | 0 | 52% | 13% | 373.1841 | 228.566 | 52% | 13% | 247.1761 | 228.566 | 0 | 0 | 0.00056442 | 0.00033473 | 6
14 | 2015-06-12 14:00 | 42.7072 | 0 | 51% | 16% | 380.3123 | 281.312 | 51% | 16% | 247.1761 | 281.312 | 0 | 0 | 5.0396e-05 | 0.00047347 | 6
15 | 2015-06-12 15:00 | 16.1735 | 0 | 49% | 18% | 390.257 | 316.476 | 49% | 18% | 247.1761 | 312.9596 | 0 | 0 | 0.00060151 | 0.00062476 | 6
16 | 2015-06-12 16:00 | 49.0649 | 0 | 48% | 20% | 349.0711 | 351.64 | 48% | 20% | 247.1761 | 312.9596 | 0 | 0 | 0.00033305 | 0.00057635 | 6
17 | 2015-06-12 17:00 | 26.2337 | 0 | 45% | 22% | 347.0188 | 386.804 | 45% | 22% | 247.1761 | 312.9596 | 0 | 0 | 7.3343e-06 | 0.00052086 | 6
18 | 2015-06-12 18:00 | 13.2307 | 0 | 43% | 23% | 343.4328 | 404.386 | 43% | 23% | 247.1761 | 312.9596 | 0 | 0 | 0.0014214 | 0.00066025 | 6
19 | 2015-06-12 19:00 | 25.0888 | 0 | 43% | 21% | 331.5747 | 369.222 | 43% | 21% | 247.1761 | 312.9596 | 0 | 0 | 0.00054777 | 0.00058222 | 6
20 | 2015-06-12 20:00 | 70.9174 | 0 | 45% | 26% | 302.3351 | 457.132 | 45% | 26% | 247.1761 | 312.9596 | 0 | 0 | 0.0026177 | 0.0012292 | 6
21 | 2015-06-12 21:00 | 110.2992 | 0 | 39% | 31% | 213.1863 | 545.042 | 39% | 31% | 247.1761 | 312.9596 | 0 | 0 | 0.0096443 | 0.00086046 | 6
22 | 2015-06-12 22:00 | 142.8566 | 0 | 35% | 32% | 147.4509 | 562.624 | 35% | 32% | 247.1761 | 312.9596 | 0 | 0 | 0.016495 | 0.0012294 | 6
23 | 2015-06-12 23:00 | 76.0115 | 0 | 22% | 33% | 106.4675 | 580.206 | 22% | 33% | 186.079 | 312.9596 | 0 | 0 | 0.0028424 | 0.00091083 | 6
0 | 2015-06-13 | 37.6985 | 0 | 11% | 27% | 53.541 | 474.714 | 11% | 27% | 94.8395 | 312.9596 | 0 | 0 | 0.00027953 | 0.0010126 | 6
1 | 2015-06-13 01:00 | 60.6245 | 0 | 10% | 35% | 22.3205 | 615.37 | 10% | 35% | 86.545 | 312.9596 | 0 | 0 | 0.0024214 | 0.0010089 | 6
2 | 2015-06-13 02:00 | 40.5292 | 0 | 7% | 36% | 17.5323 | 632.952 | 7% | 36% | 61.6615 | 312.9596 | 0 | 0 | 0.00078353 | 0.00088734 | 6
3 | 2015-06-13 03:00 | 0 | 66.1033 | 4% | 39% | 33.178 | 619.5947 | 4% | 39% | 36.778 | 312.9596 | 0 | 0 | 0.00019673 | 1.1787e-06 | 6
4 | 2015-06-13 04:00 | 0 | 83.1938 | 3% | 35% | 24.8835 | 532.1762 | 3% | 35% | 28.4835 | 312.9596 | 0 | 0 | 0.00014044 | 0.00024194 | 6
5 | 2015-06-13 05:00 | 9.2779 | 58.0511 | 4% | 30% | 23.9001 | 469.4089 | 4% | 30% | 36.778 | 312.9596 | 0 | 0 | 8.0684e-06 | 1.1867e-05 | 6
6 | 2015-06-13 06:00 | 29.7689 | 144.1115 | 4% | 29% | 3.4091 | 365.7665 | 4% | 29% | 36.778 | 312.9596 | 0 | 0 | 0.00047803 | 0.002292 | 6
7 | 2015-06-13 07:00 | 19.1186 | 62.5284 | 3% | 24% | 5.7649 | 359.4396 | 3% | 24% | 28.4835 | 312.9596 | 0 | 0 | 0.00012542 | 0.00011216 | 6
8 | 2015-06-13 08:00 | 7.1377 | 43.8359 | 1% | 21% | 1.1568 | 325.3861 | 1% | 21% | 11.8945 | 312.9596 | 0 | 0 | 1.7278e-05 | 6.4475e-07 | 6
9 | 2015-06-13 09:00 | 0 | 98.5043 | 1% | 22% | 8.2945 | 288.2997 | 1% | 22% | 11.8945 | 312.9596 | 0 | 0 | 1.979e-05 | 0.0011025 | 6
10 | 2015-06-13 10:00 | 25.8352 | 93.0437 | 4% | 21% | 7.3428 | 276.1783 | 4% | 21% | 36.778 | 312.9596 | 0 | 0 | 0.00029314 | 0.0008289 | 6
11 | 2015-06-13 11:00 | 4.5228 | 0 | 1% | 18% | 3.7717 | 316.476 | 1% | 18% | 11.8945 | 312.9596 | 0 | 0 | 1.0083e-06 | 0.00062476 | 6
12 | 2015-06-13 12:00 | 0 | 0 | 0% | 19% | 0 | 334.058 | 0% | 19% | 3.6 | 312.9596 | 0 | 0 | 0.00068377 | 0.00062468 | 6
13 | 2015-06-13 13:00 | 0 | 0 | 0% | 22% | 0 | 386.804 | 0% | 22% | 3.6 | 312.9596 | 0 | 0 | 0.00068377 | 0.00052086 | 6
14 | 2015-06-13 14:00 | 0 | 31.887 | 0% | 26% | 0 | 425.245 | 0% | 26% | 3.6 | 312.9596 | 0 | 0 | 0.00068377 | 0.00028643 | 6
15 | 2015-06-13 15:00 | 0 | 0 | 0% | 25% | 0 | 439.55 | 0% | 25% | 3.6 | 312.9596 | 0 | 0 | 0.00068377 | 0.00049903 | 6
16 | 2015-06-13 16:00 | 5.6761 | 0 | 1% | 24% | 2.6184 | 421.968 | 1% | 24% | 11.8945 | 312.9596 | 0 | 0 | 5.7341e-06 | 0.00062366 | 6
17 | 2015-06-13 17:00 | 5.6761 | 0 | 1% | 28% | 2.6184 | 492.296 | 1% | 28% | 11.8945 | 312.9596 | 0 | 0 | 5.7341e-06 | 0.00060754 | 6
18 | 2015-06-13 18:00 | 0 | 0 | 0% | 30% | 0 | 527.46 | 0% | 30% | 3.6 | 312.9596 | 0 | 0 | 0.00068377 | 0.00087453 | 6
19 | 2015-06-13 19:00 | 0 | 3.3606 | 1% | 33% | 8.2945 | 576.8454 | 1% | 33% | 11.8945 | 312.9596 | 0 | 0 | 1.979e-05 | 0.00079911 | 6
20 | 2015-06-13 20:00 | 3.1338 | 0 | 2% | 30% | 13.4552 | 527.46 | 2% | 30% | 20.189 | 312.9596 | 0 | 0 | 1.1146e-05 | 0.00087453 | 6
21 | 2015-06-13 21:00 | 11.2697 | 0 | 3% | 34% | 13.6138 | 597.788 | 3% | 34% | 28.4835 | 312.9596 | 0 | 0 | 3.0148e-06 | 0.0013815 | 6
22 | 2015-06-13 22:00 | 12.5947 | 0 | 2% | 40% | 3.9943 | 703.28 | 2% | 40% | 20.189 | 312.9596 | 0 | 0 | 6.5087e-05 | 0.0011315 | 6
23 | 2015-06-13 23:00 | 13.8391 | 45.8671 | 2% | 45% | 2.7499 | 745.3229 | 2% | 45% | 20.189 | 312.9596 | 0 | 0 | 9.1545e-05 | 3.7284e-05 | 6
0 | 2015-06-14 | 7.7893 | 121.7753 | 1% | 39% | 0.50518 | 563.9227 | 1% | 39% | 11.8945 | 312.9596 | 0 | 0 | 2.4426e-05 | 0.00093504 | 6
1 | 2015-06-14 01:00 | 7.0848 | 120.8677 | 1% | 38% | 1.2097 | 547.2483 | 1% | 38% | 11.8945 | 312.9596 | 0 | 0 | 1.6752e-05 | 0.0010737 | 6
2 | 2015-06-14 02:00 | 3.9416 | 0 | 2% | 29% | 12.6474 | 509.878 | 2% | 29% | 20.189 | 312.9596 | 0 | 0 | 5.5915e-06 | 0.0011622 | 6
3 | 2015-06-14 03:00 | 3.3691 | 178.3884 | 1% | 32% | 4.9254 | 384.2356 | 1% | 32% | 11.8945 | 312.9596 | 0 | 0 | 1.4959e-07 | 0.0044088 | 6
4 | 2015-06-14 04:00 | 11.635 | 258.4891 | 2% | 27% | 4.954 | 216.2249 | 2% | 27% | 20.189 | 312.9596 | 0 | 0 | 4.7756e-05 | 0.013271 | 6
5 | 2015-06-14 05:00 | 9.0326 | 210.4783 | 1% | 19% | -0.73814 | 123.5797 | 1% | 19% | 11.8945 | 312.9596 | 0 | 0 | 4.149e-05 | 0.0089717 | 6
6 | 2015-06-14 06:00 | 5.2136 | 100.7489 | 1% | 12% | 3.0809 | 110.2351 | 1% | 12% | 11.8945 | 210.984 | 0 | 0 | 3.3746e-06 | 0.0014567 | 6
7 | 2015-06-14 07:00 | 6.7049 | 66.1066 | 1% | 8% | 1.5896 | 74.5494 | 1% | 8% | 11.8945 | 140.656 | 0 | 0 | 1.3212e-05 | 0.00053656 | 6
8 | 2015-06-14 08:00 | 6.2029 | 21.2465 | 1% | 6% | 2.0916 | 84.2455 | 1% | 6% | 11.8945 | 105.492 | 0 | 0 | 9.1792e-06 | 5.6875e-07 | 6
9 | 2015-06-14 09:00 | 2.9892 | 0 | 0% | 6% | -2.9892 | 105.492 | 0% | 6% | 3.6 | 105.492 | 0 | 0 | 0.00050828 | 0.00012837 | 6
10 | 2015-06-14 10:00 | 1.3164 | 0 | 1% | 9% | 6.9781 | 158.238 | 1% | 9% | 11.8945 | 158.238 | 0 | 0 | 8.1886e-06 | 0.00021667 | 6
11 | 2015-06-14 11:00 | 0 | 54.9638 | 1% | 12% | 8.2945 | 156.0202 | 1% | 12% | 11.8945 | 210.984 | 0 | 0 | 1.979e-05 | 0.00014705 | 6
12 | 2015-06-14 12:00 | 0 | 41.4373 | 2% | 13% | 16.589 | 187.1287 | 2% | 13% | 20.189 | 228.566 | 0 | 0 | 5.0648e-05 | 2.7798e-05 | 6
13 | 2015-06-14 13:00 | 0 | 0 | 3% | 12% | 24.8835 | 210.984 | 3% | 12% | 28.4835 | 210.984 | 0 | 0 | 0.00014044 | 0.00036614 | 6
14 | 2015-06-14 14:00 | 0 | 0 | 5% | 13% | 41.4725 | 228.566 | 5% | 13% | 45.0725 | 228.566 | 0 | 0 | 0.00019983 | 0.00033473 | 6
15 | 2015-06-14 15:00 | 0 | 0 | 6% | 14% | 49.767 | 246.148 | 6% | 14% | 53.367 | 246.148 | 0 | 0 | 0.00044252 | 0.00039837 | 6
16 | 2015-06-14 16:00 | 0 | 0 | 8% | 16% | 66.356 | 281.312 | 8% | 16% | 69.956 | 281.312 | 0 | 0 | 0.00043663 | 0.00047347 | 6
17 | 2015-06-14 17:00 | 3.3332 | 0 | 12% | 21% | 96.2008 | 369.222 | 12% | 21% | 103.134 | 312.9596 | 0 | 0 | 0.00081985 | 0.00058222 | 6
18 | 2015-06-14 18:00 | 2.4301 | 0 | 12% | 23% | 97.1039 | 404.386 | 12% | 23% | 103.134 | 312.9596 | 0 | 0 | 0.00088339 | 0.00066025 | 6
19 | 2015-06-14 19:00 | 19.3052 | 45.6919 | 14% | 32% | 96.8178 | 516.9321 | 14% | 32% | 119.723 | 312.9596 | 0 | 0 | 5.2421e-05 | 8.2342e-05 | 6
20 | 2015-06-14 20:00 | 42.518 | 42.9862 | 14% | 32% | 73.605 | 519.6378 | 14% | 32% | 119.723 | 312.9596 | 0 | 0 | 0.00043038 | 0.00011264 | 6
21 | 2015-06-14 21:00 | 54.377 | 64.1267 | 12% | 30% | 45.157 | 463.3333 | 12% | 30% | 103.134 | 312.9596 | 0 | 0 | 0.0010828 | 4.7617e-05 | 6
22 | 2015-06-14 22:00 | 43.7582 | 0 | 8% | 24% | 22.5978 | 421.968 | 8% | 24% | 69.956 | 312.9596 | 0 | 0 | 0.0010151 | 0.00062366 | 6
23 | 2015-06-14 23:00 | 35.3472 | 138.722 | 6% | 32% | 14.4198 | 423.902 | 6% | 32% | 53.367 | 312.9596 | 0 | 0 | 0.00046566 | 0.0019218 | 6
0 | 2015-06-15 | 9.8378 | 84.9775 | 4% | 24% | 23.3402 | 336.9905 | 4% | 24% | 36.778 | 312.9596 | 0 | 0 | 4.6891e-06 | 0.00054564 | 6
1 | 2015-06-15 01:00 | 30.0376 | 100.3585 | 5% | 22% | 11.4349 | 286.4455 | 5% | 22% | 45.0725 | 312.9596 | 0 | 0 | 0.00048742 | 0.0011736 | 6
2 | 2015-06-15 02:00 | 25.0099 | 99.7253 | 4% | 21% | 8.1681 | 269.4967 | 4% | 21% | 36.778 | 312.9596 | 0 | 0 | 0.00026006 | 0.0010622 | 6
3 | 2015-06-15 03:00 | 19.7971 | 160.1621 | 3% | 18% | 5.0864 | 156.3139 | 3% | 18% | 28.4835 | 312.9596 | 0 | 0 | 0.00014441 | 0.0043691 | 6
4 | 2015-06-15 04:00 | 18.42 | 121.149 | 3% | 15% | 6.4635 | 142.581 | 3% | 15% | 28.4835 | 263.73 | 0 | 0 | 0.00010726 | 0.0020288 | 6
5 | 2015-06-15 05:00 | 19.2146 | 63.6276 | 3% | 12% | 5.6689 | 147.3564 | 3% | 12% | 28.4835 | 210.984 | 0 | 0 | 0.00012803 | 0.00029084 | 6
6 | 2015-06-15 06:00 | 7.9116 | 0 | 2% | 10% | 8.6774 | 175.82 | 2% | 10% | 20.189 | 175.82 | 0 | 0 | 5.8642e-06 | 0.00045381 | 6
7 | 2015-06-15 07:00 | 0 | 0 | 1% | 9% | 8.2945 | 158.238 | 1% | 9% | 11.8945 | 158.238 | 0 | 0 | 1.979e-05 | 0.00021667 | 6
8 | 2015-06-15 08:00 | 10.6232 | 0 | 2% | 9% | 5.9658 | 158.238 | 2% | 9% | 20.189 | 158.238 | 0 | 0 | 3.2385e-05 | 0.00021667 | 6
9 | 2015-06-15 09:00 | 4.6282 | 0 | 1% | 12% | 3.6663 | 210.984 | 1% | 12% | 11.8945 | 210.984 | 0 | 0 | 1.2795e-06 | 0.00036614 | 6
10 | 2015-06-15 10:00 | 0 | 0 | 1% | 12% | 8.2945 | 210.984 | 1% | 12% | 11.8945 | 210.984 | 0 | 0 | 1.979e-05 | 0.00036614 | 6
11 | 2015-06-15 11:00 | 0 | 3.1036 | 1% | 13% | 8.2945 | 225.4624 | 1% | 13% | 11.8945 | 228.566 | 0 | 0 | 1.979e-05 | 0.00027326 | 6
12 | 2015-06-15 12:00 | 0 | 39.497 | 3% | 12% | 24.8835 | 171.487 | 3% | 12% | 28.4835 | 210.984 | 0 | 0 | 0.00014044 | 1.1086e-05 | 6
13 | 2015-06-15 13:00 | 0 | 0 | 3% | 13% | 24.8835 | 228.566 | 3% | 13% | 28.4835 | 228.566 | 0 | 0 | 0.00014044 | 0.00033473 | 6
14 | 2015-06-15 14:00 | 14.0208 | 0 | 4% | 17% | 19.1572 | 298.894 | 4% | 17% | 36.778 | 298.894 | 0 | 0 | 8.2807e-06 | 0.00072044 | 6
15 | 2015-06-15 15:00 | 14.2987 | 0 | 4% | 21% | 18.8793 | 369.222 | 4% | 21% | 36.778 | 312.9596 | 0 | 0 | 1.0321e-05 | 0.00058222 | 6
16 | 2015-06-15 16:00 | 5.2913 | 0 | 2% | 33% | 11.2977 | 580.206 | 2% | 33% | 20.189 | 312.9596 | 0 | 0 | 5.439e-07 | 0.00091083 | 6
17 | 2015-06-15 17:00 | 14.0069 | 0 | 2% | 32% | 2.5821 | 562.624 | 2% | 32% | 20.189 | 312.9596 | 0 | 0 | 9.5457e-05 | 0.0012294 | 6
18 | 2015-06-15 18:00 | 9.9524 | 0 | 1% | 36% | -1.6579 | 632.952 | 1% | 36% | 11.8945 | 312.9596 | 0 | 0 | 5.7006e-05 | 0.00088734 | 6
19 | 2015-06-15 19:00 | 0.23868 | 0 | 0% | 33% | -0.23868 | 580.206 | 0% | 33% | 3.6 | 312.9596 | 0 | 0 | 0.0006688 | 0.00091083 | 6
20 | 2015-06-15 20:00 | 0 | 0 | 0% | 40% | 0 | 703.28 | 0% | 40% | 3.6 | 312.9596 | 0 | 0 | 0.00068377 | 0.0011315 | 6
21 | 2015-06-15 21:00 | 0 | 0 | 1% | 39% | 8.2945 | 685.698 | 1% | 39% | 11.8945 | 312.9596 | 0 | 0 | 1.979e-05 | 0.0014964 | 6
22 | 2015-06-15 22:00 | 0 | 306.322 | 2% | 42% | 16.589 | 432.122 | 2% | 42% | 20.189 | 312.9596 | 0 | 0 | 5.0648e-05 | 0.019081 | 6
23 | 2015-06-15 23:00 | 0 | 330.8704 | 1% | 32% | 8.2945 | 231.7536 | 1% | 32% | 11.8945 | 312.9596 | 0 | 0.003 | 1.979e-05 | 0.023447 | 6
0 | 2015-06-16 | 0 | 160.8839 | 2% | 22% | 16.589 | 225.9201 | 2% | 22% | 20.189 | 312.9596 | 0 | 0 | 5.0648e-05 | 0.0047173 | 6
1 | 2015-06-16 01:00 | 0 | 0 | 6% | 16% | 49.767 | 281.312 | 6% | 16% | 53.367 | 281.312 | 0 | 0 | 0.00044252 | 0.00047347 | 6
2 | 2015-06-16 02:00 | 0 | 0 | 9% | 14% | 74.6505 | 246.148 | 9% | 14% | 78.2505 | 246.148 | 0 | 0 | 0.00070343 | 0.00039837 | 6
3 | 2015-06-16 03:00 | 0 | 28.0555 | 13% | 26% | 107.8285 | 429.0765 | 13% | 26% | 111.4285 | 312.9596 | 0 | 0 | 0.0007203 | 0.00036494 | 6
4 | 2015-06-16 04:00 | 0 | 19.0057 | 15% | 24% | 124.4175 | 402.9623 | 15% | 24% | 128.0175 | 312.9596 | 0 | 0 | 0.00077608 | 0.0002006 | 6
5 | 2015-06-16 05:00 | 0 | 0 | 19% | 21% | 157.5955 | 369.222 | 19% | 21% | 161.1955 | 312.9596 | 0 | 0 | 0.001231 | 0.00058222 | 6
6 | 2015-06-16 06:00 | 0 | 0 | 18% | 19% | 149.301 | 334.058 | 18% | 19% | 152.901 | 312.9596 | 0 | 0 | 0.00098752 | 0.00062468 | 6
7 | 2015-06-16 07:00 | 0 | 0 | 21% | 20% | 174.1845 | 351.64 | 21% | 20% | 177.7845 | 312.9596 | 0 | 0 | 0.002694 | 0.00057635 | 6
8 | 2015-06-16 08:00 | 29.9292 | 0 | 18% | 23% | 119.3718 | 404.386 | 18% | 23% | 152.901 | 312.9596 | 0 | 0 | 2.17e-05 | 0.00066025 | 6
9 | 2015-06-16 09:00 | 66.1338 | 22.5883 | 16% | 27% | 66.5782 | 452.1257 | 16% | 27% | 136.312 | 312.9596 | 0 | 0 | 0.0016401 | 0.00035999 | 6
10 | 2015-06-16 10:00 | 74.8085 | 140.68 | 11% | 30% | 16.431 | 386.78 | 11% | 30% | 94.8395 | 312.9596 | 0 | 0 | 0.0037773 | 0.0025443 | 6
11 | 2015-06-16 11:00 | 52.0415 | 168.1799 | 7% | 29% | 6.02 | 341.6981 | 7% | 29% | 61.6615 | 312.9596 | 0 | 0 | 0.0017532 | 0.0037902 | 6
12 | 2015-06-16 12:00 | 28.3538 | 171.7576 | 4% | 26% | 4.8242 | 285.3744 | 4% | 26% | 36.778 | 312.9596 | 0 | 0 | 0.00040634 | 0.0039224 | 6
13 | 2015-06-16 13:00 | 4.2763 | 90.6956 | 2% | 23% | 12.3127 | 313.6904 | 2% | 23% | 20.189 | 312.9596 | 0 | 0 | 3.8461e-06 | 0.00067024 | 6
14 | 2015-06-16 14:00 | 0 | 0 | 2% | 21% | 16.589 | 369.222 | 2% | 21% | 20.189 | 312.9596 | 0 | 0 | 5.0648e-05 | 0.00058222 | 6
15 | 2015-06-16 15:00 | 0 | 0 | 2% | 31% | 16.589 | 545.042 | 2% | 31% | 20.189 | 312.9596 | 0 | 0 | 5.0648e-05 | 0.00086046 | 6
16 | 2015-06-16 16:00 | 0 | 0 | 4% | 38% | 33.178 | 668.116 | 4% | 38% | 36.778 | 312.9596 | 0 | 0 | 0.00019673 | 0.0012944 | 6
17 | 2015-06-16 17:00 | 0 | 94.6836 | 7% | 44% | 58.0615 | 678.9244 | 7% | 44% | 61.6615 | 312.9596 | 0 | 0 | 0.0004356 | 0.00027932 | 6
18 | 2015-06-16 18:00 | 0 | 281.7118 | 8% | 38% | 66.356 | 386.4042 | 8% | 38% | 69.956 | 312.9596 | 0 | 0 | 0.00043663 | 0.015438 | 6
19 | 2015-06-16 19:00 | 0 | 213.034 | 12% | 27% | 99.534 | 261.68 | 12% | 27% | 103.134 | 312.9596 | 0 | 0 | 0.0010661 | 0.0079825 | 6
20 | 2015-06-16 20:00 | 8.4359 | 15.3416 | 20% | 16% | 157.4541 | 265.9704 | 20% | 16% | 169.49 | 281.312 | 0 | 0 | 0.0013218 | 0.00016987 | 6
21 | 2015-06-16 21:00 | 46.7248 | 102.9541 | 26% | 13% | 168.9322 | 125.6119 | 26% | 13% | 219.257 | 228.566 | 0 | 0 | 4.4111e-05 | 0.0016209 | 6
22 | 2015-06-16 22:00 | 48.561 | 103.1452 | 33% | 12% | 225.1575 | 107.8388 | 33% | 12% | 247.1761 | 210.984 | 0 | 0 | 0.00025486 | 0.0015626 | 6
23 | 2015-06-16 23:00 | 0 | 76.455 | 26% | 8% | 215.657 | 64.201 | 26% | 8% | 219.257 | 140.656 | 0 | 0 | 0.0024692 | 0.00084388 | 6
0 | 2015-06-17 | 0 | 24.2326 | 28% | 6% | 232.246 | 81.2594 | 28% | 6% | 235.846 | 105.492 | 0 | 0 | 0.0010544 | 6.0149e-06 | 6
1 | 2015-06-17 01:00 | 0 | 20.5866 | 36% | 5% | 298.602 | 67.3234 | 36% | 5% | 247.1761 | 87.91 | 0 | 0 | 0.0017602 | 3.7302e-09 | 6
2 | 2015-06-17 02:00 | 0 | 30.0068 | 51% | 5% | 423.0195 | 57.9032 | 51% | 5% | 247.1761 | 87.91 | 0 | 0 | 0.0019704 | 2.9365e-05 | 6
3 | 2015-06-17 03:00 | 0 | 0.17784 | 57% | 5% | 472.7865 | 87.7322 | 57% | 5% | 247.1761 | 87.91 | 0 | 0 | 0.0016916 | 0.00013333 | 6
4 | 2015-06-17 04:00 | 0 | 0 | 63% | 5% | 522.5535 | 87.91 | 63% | 5% | 247.1761 | 87.91 | 0 | 0 | 0.00061093 | 0.00013567 | 6
5 | 2015-06-17 05:00 | 0 | 1.1011 | 65% | 6% | 539.1425 | 104.3909 | 65% | 6% | 247.1761 | 105.492 | 0 | 0 | 0.0016107 | 0.00011457 | 6
6 | 2015-06-17 06:00 | 0 | 11.2831 | 61% | 4% | 505.9645 | 59.0449 | 61% | 4% | 247.1761 | 70.328 | 0 | 0 | 0.001728 | 9.5957e-06 | 6
7 | 2015-06-17 07:00 | 0 | 37.2067 | 59% | 4% | 489.3755 | 33.1213 | 59% | 4% | 247.1761 | 70.328 | 0 | 0 | 0.00068611 | 0.00013565 | 6
8 | 2015-06-17 08:00 | 0 | 38.0744 | 48% | 3% | 398.136 | 14.6716 | 48% | 3% | 247.1761 | 52.746 | 0 | 0 | 0.0016731 | 0.0002053 | 6
9 | 2015-06-17 09:00 | 12.5254 | 31.5558 | 49% | 2% | 393.9051 | 3.6082 | 49% | 2% | 247.1761 | 35.164 | 0 | 0 | 0.00083659 | 0.0001386 | 6
10 | 2015-06-17 10:00 | 0 | 15.316 | 38% | 2% | 315.191 | 19.848 | 38% | 2% | 247.1761 | 35.164 | 0 | 0 | 0.0019341 | 6.4333e-06 | 6
11 | 2015-06-17 11:00 | 0 | 0 | 33% | 3% | 273.7185 | 52.746 | 33% | 3% | 247.1761 | 52.746 | 0 | 0 | 0.0018132 | 5.3688e-05 | 6
12 | 2015-06-17 12:00 | 7.9924 | 0 | 30% | 6% | 240.8426 | 105.492 | 30% | 6% | 247.1761 | 105.492 | 0 | 0 | 0.002191 | 0.00012837 | 6
13 | 2015-06-17 13:00 | 81.9541 | 0 | 37% | 10% | 224.9424 | 175.82 | 37% | 10% | 247.1761 | 175.82 | 0 | 0 | 0.0020999 | 0.00045381 | 6
14 | 2015-06-17 14:00 | 47.4587 | 0 | 30% | 13% | 201.3763 | 228.566 | 30% | 13% | 247.1761 | 228.566 | 0 | 0 | 5.9807e-07 | 0.00033473 | 6
15 | 2015-06-17 15:00 | 40.2409 | 0 | 25% | 21% | 167.1216 | 369.222 | 25% | 21% | 210.9625 | 312.9596 | 0 | 0 | 1.7689e-05 | 0.00058222 | 6
16 | 2015-06-17 16:00 | 45.4559 | 0 | 20% | 26% | 120.4341 | 457.132 | 20% | 26% | 169.49 | 312.9596 | 0 | 0 | 6.8475e-05 | 0.0012292 | 6
17 | 2015-06-17 17:00 | 35.3502 | 0 | 18% | 26% | 113.9508 | 457.132 | 18% | 26% | 152.901 | 312.9596 | 0 | 0 | 0.0001253 | 0.0012292 | 6
18 | 2015-06-17 18:00 | 18.8416 | 57.7524 | 13% | 26% | 88.9869 | 399.3796 | 13% | 26% | 111.4285 | 312.9596 | 0 | 0 | 1.6997e-05 | 4.897e-06 | 6
19 | 2015-06-17 19:00 | 29.6257 | 109.4719 | 12% | 25% | 69.9083 | 330.0781 | 12% | 25% | 103.134 | 312.9596 | 0 | 0 | 9.3982e-06 | 0.001594 | 6
20 | 2015-06-17 20:00 | 22.9453 | 47.1548 | 12% | 24% | 76.5887 | 374.8132 | 12% | 24% | 103.134 | 312.9596 | 0 | 0 | 2.4884e-05 | 3.4106e-06 | 6
21 | 2015-06-17 21:00 | 44.0071 | 73.4038 | 14% | 19% | 72.1159 | 260.6542 | 14% | 19% | 119.723 | 312.9596 | 0 | 0 | 0.00050809 | 0.00028076 | 6
22 | 2015-06-17 22:00 | 35.0272 | 0 | 16% | 18% | 97.6848 | 316.476 | 16% | 18% | 136.312 | 312.9596 | 0 | 0 | 8.9726e-06 | 0.00062476 | 6
23 | 2015-06-17 23:00 | 39.1979 | 0 | 16% | 15% | 93.5141 | 263.73 | 16% | 15% | 136.312 | 263.73 | 0 | 0 | 6.438e-05 | 0.00056942 | 6
0 | 2015-06-18 | 33.2827 | 187.8925 | 16% | 36% | 99.4293 | 445.0595 | 16% | 36% | 136.312 | 312.9596 | 0 | 0 | 7.9619e-07 | 0.005941 | 6
1 | 2015-06-18 01:00 | 0 | Data Error | 14% | Data Error | 116.123 | Data Error | 14% | Data Error | 119.723 | Data Error | 0 | Data Error | 0.00093117 | Data Error | 6
2 | 2015-06-18 02:00 | 0 | Data Error | 16% | Data Error | 132.712 | Data Error | 16% | Data Error | 136.312 | Data Error | 0 | Data Error | 0.0015393 | Data Error | 6
3 | 2015-06-18 03:00 | 0 | 104.0104 | 18% | 6% | 149.301 | 1.4816 | 18% | 6% | 152.901 | 105.492 | 0 | 0 | 0.00098752 | 0.0022874 | 6
4 | 2015-06-18 04:00 | 0 | 35.1918 | 21% | 5% | 174.1845 | 52.7182 | 21% | 5% | 177.7845 | 87.91 | 0 | 0 | 0.002694 | 7.0023e-05 | 6
5 | 2015-06-18 05:00 | 0 | 3.178 | 26% | 5% | 215.657 | 84.732 | 26% | 5% | 219.257 | 87.91 | 0 | 0 | 0.0024692 | 9.6832e-05 | 6
6 | 2015-06-18 06:00 | 0 | 0 | 32% | 4% | 265.424 | 70.328 | 32% | 4% | 247.1761 | 70.328 | 0 | 0 | 0.0023953 | 9.0538e-05 | 6
7 | 2015-06-18 07:00 | 0 | 3.1048 | 25% | 4% | 207.3625 | 67.2232 | 25% | 4% | 210.9625 | 70.328 | 0 | 0 | 0.0019633 | 6.0051e-05 | 6
8 | 2015-06-18 08:00 | 0 | 34.7471 | 32% | 4% | 265.424 | 35.5809 | 32% | 4% | 247.1761 | 70.328 | 0 | 0 | 0.0023953 | 0.00010502 | 6
9 | 2015-06-18 09:00 | 0 | 34.131 | 38% | 4% | 315.191 | 36.197 | 38% | 4% | 247.1761 | 70.328 | 0 | 0 | 0.0019341 | 9.7957e-05 | 6
10 | 2015-06-18 10:00 | 0 | 50.1908 | 29% | 4% | 240.5405 | 20.1372 | 29% | 4% | 244.1405 | 70.328 | 0 | 0 | 0.002513 | 0.0003622 | 6
11 | 2015-06-18 11:00 | 0 | 48.3954 | 36% | 4% | 298.602 | 21.9326 | 36% | 4% | 247.1761 | 70.328 | 0 | 0 | 0.0017602 | 0.00032438 | 6
12 | 2015-06-18 12:00 | 0 | 13.0666 | 37% | 5% | 306.8965 | 74.8434 | 37% | 5% | 247.1761 | 87.91 | 0 | 0 | 0.002807 | 1.7775e-05 | 6
13 | 2015-06-18 13:00 | 0 | 0 | 37% | 9% | 306.8965 | 158.238 | 37% | 9% | 247.1761 | 158.238 | 0 | 0 | 0.002807 | 0.00021667 | 6
14 | 2015-06-18 14:00 | 0 | 0 | 36% | 12% | 298.602 | 210.984 | 36% | 12% | 247.1761 | 210.984 | 0 | 0 | 0.0017602 | 0.00036614 | 6
15 | 2015-06-18 15:00 | 0 | 0 | 35% | 14% | 290.3075 | 246.148 | 35% | 14% | 247.1761 | 246.148 | 0 | 0 | 0.0019183 | 0.00039837 | 6
16 | 2015-06-18 16:00 | 0 | 0 | 40% | 15% | 331.78 | 263.73 | 40% | 15% | 247.1761 | 263.73 | 0 | 0 | 0.0016112 | 0.00056942 | 6
17 | 2015-06-18 17:00 | 7.3093 | 0 | 47% | 17% | 382.5322 | 298.894 | 47% | 17% | 247.1761 | 298.894 | 0 | 0 | 0.0019936 | 0.00072044 | 6
18 | 2015-06-18 18:00 | 0 | 0 | 44% | 23% | 364.958 | 404.386 | 44% | 23% | 247.1761 | 312.9596 | 0 | 0 | 0.002895 | 0.00066025 | 6
19 | 2015-06-18 19:00 | 73.8568 | 17.6075 | 47% | 26% | 315.9847 | 439.5245 | 47% | 26% | 247.1761 | 312.9596 | 0 | 0 | 0.001266 | 0.0006273 | 6
20 | 2015-06-18 20:00 | 117.9372 | 0 | 52% | 25% | 313.3768 | 439.55 | 52% | 25% | 247.1761 | 312.9596 | 0 | 0 | 0.0091896 | 0.00049903 | 6
21 | 2015-06-18 21:00 | 113.5788 | 0 | 52% | 30% | 317.7352 | 527.46 | 52% | 30% | 247.1761 | 312.9596 | 0 | 0 | 0.0082098 | 0.00087453 | 6
22 | 2015-06-18 22:00 | 25.2929 | 165.0187 | 54% | 37% | 422.6101 | 485.5153 | 54% | 37% | 247.1761 | 312.9596 | 0 | 0 | 0.00022838 | 0.0034349 | 6
23 | 2015-06-18 23:00 | 55.7312 | 333.6689 | 53% | 36% | 383.8773 | 299.2831 | 53% | 36% | 247.1761 | 312.9596 | 0 | 0.004 | 0.00041561 | 0.025597 | 6
0 | 2015-06-19 | 101.945 | 254.155 | 56% | 25% | 362.547 | 185.395 | 56% | 25% | 247.1761 | 312.9596 | 0 | 0 | 0.0047518 | 0.014937 | 6
1 | 2015-06-19 01:00 | 57.742 | 109.2628 | 52% | 17% | 373.572 | 189.6312 | 52% | 17% | 247.1761 | 298.894 | 0 | 0 | 0.00054241 | 0.0012463 | 6
2 | 2015-06-19 02:00 | 0 | 88.9396 | 56% | 17% | 464.492 | 209.9544 | 56% | 17% | 247.1761 | 298.894 | 0 | 0 | 0.0029131 | 0.0005638 | 6
3 | 2015-06-19 03:00 | 26.2051 | 33.8063 | 59% | 17% | 463.1704 | 265.0877 | 59% | 17% | 247.1761 | 298.894 | 0 | 0 | 2.9157e-05 | 5.7962e-05 | 6
4 | 2015-06-19 04:00 | 0 | 0 | 51% | 19% | 423.0195 | 334.058 | 51% | 19% | 247.1761 | 312.9596 | 0 | 0 | 0.0019704 | 0.00062468 | 6
5 | 2015-06-19 05:00 | 0 | 0 | 48% | 19% | 398.136 | 334.058 | 48% | 19% | 247.1761 | 312.9596 | 0 | 0 | 0.0016731 | 0.00062468 | 6
6 | 2015-06-19 06:00 | 0 | 0 | 57% | 20% | 472.7865 | 351.64 | 57% | 20% | 247.1761 | 312.9596 | 0 | 0 | 0.0016916 | 0.00057635 | 6
7 | 2015-06-19 07:00 | 0 | 0 | 59% | 19% | 489.3755 | 334.058 | 59% | 19% | 247.1761 | 312.9596 | 0 | 0 | 0.00068611 | 0.00062468 | 6
8 | 2015-06-19 08:00 | 0 | 0 | 60% | 19% | 497.67 | 334.058 | 60% | 19% | 247.1761 | 312.9596 | 0 | 0 | 0.0017678 | 0.00062468 | 6
9 | 2015-06-19 09:00 | 17.6632 | 0 | 62% | 25% | 496.5958 | 439.55 | 62% | 25% | 247.1761 | 312.9596 | 0 | 0 | 0.00049912 | 0.00049903 | 6
10 | 2015-06-19 10:00 | 119.1247 | 0 | 60% | 30% | 378.5453 | 527.46 | 60% | 30% | 247.1761 | 312.9596 | 0 | 0 | 0.010317 | 0.00087453 | 6
11 | 2015-06-19 11:00 | 145.8768 | 0 | 53% | 35% | 293.7317 | 615.37 | 53% | 35% | 247.1761 | 312.9596 | 0 | 0 | 0.016658 | 0.0010089 | 6
12 | 2015-06-19 12:00 | 70.1369 | 0 | 41% | 41% | 269.9376 | 720.862 | 41% | 41% | 247.1761 | 312.9596 | 0 | 0 | 0.0014696 | 0.0014323 | 6
13 | 2015-06-19 13:00 | 33.2027 | 0 | 35% | 48% | 257.1048 | 843.936 | 35% | 48% | 247.1761 | 312.9596 | 0 | 0 | 1.4199e-05 | 0.0016538 | 6
14 | 2015-06-19 14:00 | 0 | 0 | 32% | 61% | 265.424 | 1072.502 | 32% | 61% | 247.1761 | 312.9596 | 0 | 0 | 0.0023953 | 0.0011846 | 6
15 | 2015-06-19 15:00 | 0 | 0 | 33% | 68% | 273.7185 | 1195.576 | 33% | 68% | 247.1761 | 312.9596 | 0 | 0 | 0.0018132 | 0.0014773 | 6
16 | 2015-06-19 16:00 | 0 | 22.4018 | 35% | 76% | 290.3075 | 1313.8302 | 35% | 76% | 247.1761 | 312.9596 | 0 | 0 | 0.0019183 | 0.0013853 | 6
17 | 2015-06-19 17:00 | 53.9496 | 66.5563 | 37% | 75% | 252.9469 | 1252.0937 | 37% | 75% | 247.1761 | 312.9596 | 0 | 0 | 0.00014548 | 1.2926e-05 | 6
18 | 2015-06-19 18:00 | 74.4974 | 154.86 | 36% | 70% | 224.1046 | 1075.88 | 36% | 70% | 247.1761 | 312.9596 | 0 | 0 | 0.0022906 | 0.0038864 | 6
19 | 2015-06-19 19:00 | 69.418 | 52.1586 | 33% | 62% | 204.3005 | 1037.9254 | 33% | 62% | 247.1761 | 312.9596 | 0 | 0 | 0.00169 | 0.00017615 | 6
20 | 2015-06-19 20:00 | 75.6485 | 0 | 33% | 56% | 198.07 | 984.592 | 33% | 56% | 247.1761 | 312.9596 | 0 | 0 | 0.002364 | 0.001107 | 6
21 | 2015-06-19 21:00 | 38.4076 | 0 | 28% | 54% | 193.8384 | 949.428 | 28% | 54% | 235.846 | 312.9596 | 0 | 0 | 0.00019135 | 0.0023249 | 6
22 | 2015-06-19 22:00 | 74.6209 | 155.9424 | 27% | 58% | 149.3306 | 863.8136 | 27% | 58% | 227.5515 | 312.9596 | 0 | 0 | 0.0024196 | 0.0015553 | 6
23 | 2015-06-19 23:00 | 92.1336 | 282.7394 | 25% | 49% | 115.2289 | 578.7786 | 25% | 49% | 210.9625 | 312.9596 | 0 | 0 | 0.004458 | 0.014491 | 6
0 | 2015-06-20 | 36.8036 | 298.5774 | 19% | 38% | 120.7919 | 369.5386 | 19% | 38% | 161.1955 | 312.9596 | 0 | 0 | 8.6209e-05 | 0.017914 | 6
1 | 2015-06-20 01:00 | 23.1839 | 209.4588 | 14% | 23% | 92.9391 | 194.9272 | 14% | 23% | 119.723 | 312.9596 | 0 | 0 | 6.5746e-06 | 0.0087305 | 6
2 | 2015-06-20 02:00 | 36.7021 | 157.5161 | 14% | 14% | 79.4209 | 88.6319 | 14% | 14% | 119.723 | 246.148 | 0 | 0 | 0.00018862 | 0.0048484 | 6
3 | 2015-06-20 03:00 | 0 | 137.3944 | 9% | 11% | 74.6505 | 56.0076 | 9% | 11% | 78.2505 | 193.402 | 0 | 0 | 0.00070343 | 0.0036926 | 6
4 | 2015-06-20 04:00 | 0 | 85.7992 | 12% | 8% | 99.534 | 54.8568 | 12% | 8% | 103.134 | 140.656 | 0 | 0 | 0.0010661 | 0.0011809 | 6
5 | 2015-06-20 05:00 | 2.9772 | 14.652 | 14% | 4% | 113.1458 | 55.676 | 14% | 4% | 119.723 | 70.328 | 0 | 0 | 0.00072499 | 1.3962e-06 | 6
6 | 2015-06-20 06:00 | 12.9118 | 28.9505 | 10% | 4% | 70.0332 | 41.3775 | 10% | 4% | 86.545 | 70.328 | 0 | 0 | 6.9144e-05 | 4.8314e-05 | 6
7 | 2015-06-20 07:00 | 29.8087 | 32.2994 | 10% | 3% | 53.1363 | 20.4466 | 10% | 3% | 86.545 | 52.746 | 0 | 0 | 0.00014535 | 0.00012196 | 6
8 | 2015-06-20 08:00 | 0 | 42.6775 | 6% | 3% | 49.767 | 10.0685 | 6% | 3% | 53.367 | 52.746 | 0 | 0 | 0.00044252 | 0.00028717 | 6
9 | 2015-06-20 09:00 | 0 | 33.4217 | 4% | 3% | 33.178 | 19.3243 | 4% | 3% | 36.778 | 52.746 | 0 | 0 | 0.00019673 | 0.00013646 | 6
10 | 2015-06-20 10:00 | 30.427 | 0 | 7% | 4% | 27.6345 | 70.328 | 7% | 4% | 61.6615 | 70.328 | 0 | 0 | 0.00025003 | 9.0538e-05 | 6
11 | 2015-06-20 11:00 | 30.7708 | 0 | 5% | 7% | 10.7017 | 123.074 | 5% | 7% | 45.0725 | 123.074 | 0 | 0 | 0.00052723 | 0.00012763 | 6
12 | 2015-06-20 12:00 | 24.8952 | 0 | 4% | 15% | 8.2828 | 263.73 | 4% | 15% | 36.778 | 263.73 | 0 | 0 | 0.00025562 | 0.00056942 | 6
13 | 2015-06-20 13:00 | 2.6082 | 0 | 1% | 25% | 5.6863 | 439.55 | 1% | 25% | 11.8945 | 312.9596 | 0 | 0 | 1.7008e-06 | 0.00049903 | 6
14 | 2015-06-20 14:00 | 0 | 0 | 1% | 32% | 8.2945 | 562.624 | 1% | 32% | 11.8945 | 312.9596 | 0 | 0 | 1.979e-05 | 0.0012294 | 6
15 | 2015-06-20 15:00 | 0 | 0 | 3% | 32% | 24.8835 | 562.624 | 3% | 32% | 28.4835 | 312.9596 | 0 | 0 | 0.00014044 | 0.0012294 | 6
16 | 2015-06-20 16:00 | 0 | 0 | 5% | 35% | 41.4725 | 615.37 | 5% | 35% | 45.0725 | 312.9596 | 0 | 0 | 0.00019983 | 0.0010089 | 6
17 | 2015-06-20 17:00 | 0 | 180.5264 | 7% | 41% | 58.0615 | 540.3356 | 7% | 41% | 61.6615 | 312.9596 | 0 | 0 | 0.0004356 | 0.004203 | 6
18 | 2015-06-20 18:00 | 34.0559 | 226.5022 | 10% | 35% | 48.8891 | 388.8678 | 10% | 35% | 86.545 | 312.9596 | 0 | 0 | 0.00029503 | 0.0094212 | 6
19 | 2015-06-20 19:00 | 44.9555 | 123.3962 | 7% | 28% | 13.106 | 368.8998 | 7% | 28% | 61.6615 | 312.9596 | 0 | 0 | 0.0011108 | 0.0020734 | 6
20 | 2015-06-20 20:00 | 23.0701 | 70.4022 | 4% | 22% | 10.1079 | 316.4018 | 4% | 22% | 36.778 | 312.9596 | 0 | 0 | 0.0001901 | 0.00029653 | 6
21 | 2015-06-20 21:00 | 0 | 37.3414 | 2% | 19% | 16.589 | 296.7166 | 2% | 19% | 20.189 | 312.9596 | 0 | 0 | 5.0648e-05 | 1.4101e-05 | 6
22 | 2015-06-20 22:00 | 3.2365 | 28.0262 | 3% | 21% | 21.647 | 341.1958 | 3% | 21% | 28.4835 | 312.9596 | 0 | 0 | 6.318e-05 | 6.7059e-05 | 6
23 | 2015-06-20 23:00 | 19.7351 | 81.0884 | 4% | 19% | 13.4429 | 252.9696 | 4% | 19% | 36.778 | 312.9596 | 0 | 0 | 9.5391e-05 | 0.00044633 | 6
0 | 2015-06-21 | 0.55644 | 120.7122 | 4% | 20% | 32.6216 | 230.9278 | 4% | 20% | 36.778 | 312.9596 | 0 | 0 | 0.00017836 | 0.0019936 | 6
1 | 2015-06-21 01:00 | 0 | 46.238 | 4% | 18% | 33.178 | 270.238 | 4% | 18% | 36.778 | 312.9596 | 0 | 0 | 0.00019673 | 1.6984e-06 | 6
2 | 2015-06-21 02:00 | 9.7266 | 0 | 5% | 15% | 31.7459 | 263.73 | 5% | 15% | 45.0725 | 263.73 | 0 | 0 | 5.8065e-06 | 0.00056942 | 6
3 | 2015-06-21 03:00 | 25.316 | 0 | 4% | 13% | 7.862 | 228.566 | 4% | 13% | 36.778 | 228.566 | 0 | 0 | 0.0002721 | 0.00033473 | 6
4 | 2015-06-21 04:00 | 22.5521 | 0 | 4% | 12% | 10.6259 | 210.984 | 4% | 12% | 36.778 | 210.984 | 0 | 0 | 0.00017327 | 0.00036614 | 6
5 | 2015-06-21 05:00 | 0 | 42.9356 | 2% | 14% | 16.589 | 203.2124 | 2% | 14% | 20.189 | 246.148 | 0 | 0 | 5.0648e-05 | 1.9901e-05 | 6
6 | 2015-06-21 06:00 | 0 | 16.7004 | 2% | 12% | 16.589 | 194.2836 | 2% | 12% | 20.189 | 210.984 | 0 | 0 | 5.0648e-05 | 9.2859e-05 | 6
7 | 2015-06-21 07:00 | 0 | 92.1793 | 2% | 12% | 16.589 | 118.8047 | 2% | 12% | 20.189 | 210.984 | 0 | 0 | 5.0648e-05 | 0.0011084 | 6
8 | 2015-06-21 08:00 | 0 | 64.2743 | 3% | 12% | 24.8835 | 146.7097 | 3% | 12% | 28.4835 | 210.984 | 0 | 0 | 0.00014044 | 0.00030352 | 6
9 | 2015-06-21 09:00 | 0 | 0 | 3% | 10% | 24.8835 | 175.82 | 3% | 10% | 28.4835 | 175.82 | 0 | 0 | 0.00014044 | 0.00045381 | 6
10 | 2015-06-21 10:00 | 0 | 0 | 2% | 10% | 16.589 | 175.82 | 2% | 10% | 20.189 | 175.82 | 0 | 0 | 5.0648e-05 | 0.00045381 | 6
11 | 2015-06-21 11:00 | 0 | 0 | 2% | 13% | 16.589 | 228.566 | 2% | 13% | 20.189 | 228.566 | 0 | 0 | 5.0648e-05 | 0.00033473 | 6
12 | 2015-06-21 12:00 | 0 | 0 | 3% | 16% | 24.8835 | 281.312 | 3% | 16% | 28.4835 | 281.312 | 0 | 0 | 0.00014044 | 0.00047347 | 6
13 | 2015-06-21 13:00 | 0 | 0 | 4% | 25% | 33.178 | 439.55 | 4% | 25% | 36.778 | 312.9596 | 0 | 0 | 0.00019673 | 0.00049903 | 6
14 | 2015-06-21 14:00 | 0 | 0 | 4% | 35% | 33.178 | 615.37 | 4% | 35% | 36.778 | 312.9596 | 0 | 0 | 0.00019673 | 0.0010089 | 6
15 | 2015-06-21 15:00 | 3.9661 | 0 | 4% | 46% | 29.2119 | 808.772 | 4% | 46% | 36.778 | 312.9596 | 0 | 0 | 8.5461e-05 | 0.0021141 | 6
16 | 2015-06-21 16:00 | 16.1244 | 0 | 4% | 51% | 17.0536 | 896.682 | 4% | 51% | 36.778 | 312.9596 | 0 | 0 | 2.9309e-05 | 0.0011758 | 6
17 | 2015-06-21 17:00 | 8.6363 | 47.7912 | 3% | 53% | 16.2472 | 884.0548 | 3% | 53% | 28.4835 | 312.9596 | 0 | 0 | 2.0695e-06 | 0.00019039 | 6
18 | 2015-06-21 18:00 | 0 | 347.2894 | 2% | 54% | 16.589 | 602.1386 | 2% | 54% | 20.189 | 312.9596 | 0 | 0.007 | 5.0648e-05 | 0.022293 | 6
19 | 2015-06-21 19:00 | 7.4128 | Data Error | 5% | Data Error | 34.0597 | Data Error | 5% | Data Error | 45.0725 | Data Error | 0 | Data Error | 2.7032e-05 | Data Error | 6
20 | 2015-06-21 20:00 | 0 | Data Error | 5% | Data Error | 41.4725 | Data Error | 5% | Data Error | 45.0725 | Data Error | 0 | Data Error | 0.00019983 | Data Error | 6
21 | 2015-06-21 21:00 | 0 | 185.228 | 7% | 21% | 58.0615 | 183.994 | 7% | 21% | 61.6615 | 312.9596 | 0 | 0 | 0.0004356 | 0.006597 | 6
22 | 2015-06-21 22:00 | 8.0192 | 178.3247 | 15% | 21% | 116.3983 | 190.8973 | 15% | 21% | 128.0175 | 312.9596 | 0 | 0 | 0.00033088 | 0.0059746 | 6
23 | 2015-06-21 23:00 | 0 | 0 | 17% | 15% | 141.0065 | 263.73 | 17% | 15% | 144.6065 | 263.73 | 0 | 0 | 0.0012803 | 0.00056942 | 6
0 | 2015-06-22 | 0 | 125.0452 | 29% | 39% | 240.5405 | 560.6528 | 29% | 39% | 244.1405 | 312.9596 | 0 | 0 | 0.002513 | 0.0010522 | 6
1 | 2015-06-22 01:00 | 0 | Data Error | 33% | Data Error | 273.7185 | Data Error | 33% | Data Error | 247.1761 | Data Error | 0 | Data Error | 0.0018132 | Data Error | 6
2 | 2015-06-22 02:00 | 0 | Data Error | 35% | Data Error | 290.3075 | Data Error | 35% | Data Error | 247.1761 | Data Error | 0 | Data Error | 0.0019183 | Data Error | 6
3 | 2015-06-22 03:00 | 0 | Data Error | 39% | Data Error | 323.4855 | Data Error | 39% | Data Error | 247.1761 | Data Error | 0 | Data Error | 0.0012092 | Data Error | 6
4 | 2015-06-22 04:00 | 0 | 122.7173 | 42% | 13% | 348.369 | 105.8487 | 42% | 13% | 247.1761 | 228.566 | 0 | 0 | 0.0019602 | 0.0026524 | 6
5 | 2015-06-22 05:00 | 0 | 142.6951 | 40% | 11% | 331.78 | 50.7069 | 40% | 11% | 247.1761 | 193.402 | 0 | 0 | 0.0016112 | 0.0040681 | 6
6 | 2015-06-22 06:00 | 20.6581 | 129.3304 | 40% | 10% | 311.1219 | 46.4896 | 40% | 10% | 247.1761 | 175.82 | 0 | 0 | 0.00023207 | 0.0027307 | 6
7 | 2015-06-22 07:00 | 52.7592 | 50.0414 | 36% | 10% | 245.8428 | 125.7786 | 36% | 10% | 247.1761 | 175.82 | 0 | 0 | 0.00046883 | 5.1252e-05 | 6
8 | 2015-06-22 08:00 | 84.1735 | 103.6976 | 29% | 11% | 156.367 | 89.7044 | 29% | 11% | 244.1405 | 193.402 | 0 | 0 | 0.002637 | 0.0017306 | 6
9 | 2015-06-22 09:00 | 68.4466 | 85.5533 | 22% | 9% | 114.0324 | 72.6847 | 22% | 9% | 186.079 | 158.238 | 0 | 0 | 0.0019531 | 0.0011519 | 6
10 | 2015-06-22 10:00 | 71.908 | 44.7496 | 14% | 8% | 44.215 | 95.9064 | 14% | 8% | 119.723 | 140.656 | 0 | 0 | 0.003156 | 0.00012137 | 6
11 | 2015-06-22 11:00 | 65.4844 | 41.196 | 11% | 12% | 25.7551 | 169.788 | 11% | 12% | 94.8395 | 210.984 | 0 | 0 | 0.0025219 | 1.8454e-05 | 6
12 | 2015-06-22 12:00 | 43.9609 | 15.4372 | 7% | 14% | 14.1006 | 230.7108 | 7% | 14% | 61.6615 | 246.148 | 0 | 0 | 0.0010323 | 0.00012497 | 6
13 | 2015-06-22 13:00 | 11.9292 | 3.4819 | 4% | 17% | 21.2488 | 295.4121 | 4% | 17% | 36.778 | 298.894 | 0 | 0 | 1.2669e-07 | 0.00061805 | 6
14 | 2015-06-22 14:00 | 0 | 0 | 5% | 18% | 41.4725 | 316.476 | 5% | 18% | 45.0725 | 312.9596 | 0 | 0 | 0.00019983 | 0.00062476 | 6
15 | 2015-06-22 15:00 | 0 | 0 | 7% | 22% | 58.0615 | 386.804 | 7% | 22% | 61.6615 | 312.9596 | 0 | 0 | 0.0004356 | 0.00052086 | 6
16 | 2015-06-22 16:00 | 0 | 0 | 7% | 29% | 58.0615 | 509.878 | 7% | 29% | 61.6615 | 312.9596 | 0 | 0 | 0.0004356 | 0.0011622 | 6
17 | 2015-06-22 17:00 | 0 | 0 | 12% | 39% | 99.534 | 685.698 | 12% | 39% | 103.134 | 312.9596 | 0 | 0 | 0.0010661 | 0.0014964 | 6
18 | 2015-06-22 18:00 | 0 | 0 | 14% | 39% | 116.123 | 685.698 | 14% | 39% | 119.723 | 312.9596 | 0 | 0 | 0.00093117 | 0.0014964 | 6
19 | 2015-06-22 19:00 | 0 | 2.3118 | 17% | 39% | 141.0065 | 683.3862 | 17% | 39% | 144.6065 | 312.9596 | 0 | 0 | 0.0012803 | 0.0013964 | 6
20 | 2015-06-22 20:00 | 29.7527 | 18.5598 | 23% | 38% | 161.0208 | 649.5562 | 23% | 38% | 194.3735 | 312.9596 | 0 | 0 | 4.1102e-05 | 0.00064623 | 6
21 | 2015-06-22 21:00 | 91.1143 | 13.4696 | 30% | 35% | 157.7207 | 601.9004 | 30% | 35% | 247.1761 | 312.9596 | 0 | 0 | 0.0028521 | 0.00058092 | 6
22 | 2015-06-22 22:00 | 48.9546 | 42.1249 | 37% | 34% | 257.9419 | 555.6631 | 37% | 34% | 247.1761 | 312.9596 | 0 | 0 | 3.6474e-05 | 0.00017448 | 6
23 | 2015-06-22 23:00 | 0 | 89.7498 | 33% | 32% | 273.7185 | 472.8742 | 33% | 32% | 247.1761 | 312.9596 | 0 | 0 | 0.0018132 | 0.0002555 | 6
0 | 2015-06-23 | 0 | 199.2202 | 39% | 29% | 323.4855 | 310.6578 | 39% | 29% | 247.1761 | 312.9596 | 0 | 0 | 0.0012092 | 0.0062756 | 6
1 | 2015-06-23 01:00 | 0 | 244.9978 | 41% | 23% | 340.0745 | 159.3882 | 41% | 23% | 247.1761 | 312.9596 | 0 | 0 | 0.0021365 | 0.012916 | 6
2 | 2015-06-23 02:00 | 0 | 130.6336 | 43% | 15% | 356.6635 | 133.0964 | 43% | 15% | 247.1761 | 263.73 | 0 | 0 | 0.0028785 | 0.0025439 | 6
3 | 2015-06-23 03:00 | 0 | 76.6466 | 48% | 9% | 398.136 | 81.5914 | 48% | 9% | 247.1761 | 158.238 | 0 | 0 | 0.0016731 | 0.00083371 | 6
4 | 2015-06-23 04:00 | 0 | 43.0552 | 56% | 7% | 464.492 | 80.0188 | 56% | 7% | 247.1761 | 123.074 | 0 | 0 | 0.0029131 | 0.000174 | 6
5 | 2015-06-23 05:00 | 0 | 16.6724 | 53% | 6% | 439.6085 | 88.8196 | 53% | 6% | 247.1761 | 105.492 | 0 | 0 | 0.0021906 | 3.4129e-06 | 6
6 | 2015-06-23 06:00 | 0 | 59.2408 | 52% | 7% | 431.314 | 63.8332 | 52% | 7% | 247.1761 | 123.074 | 0 | 0 | 0.002146 | 0.00050161 | 6
7 | 2015-06-23 07:00 | 0 | 51.2118 | 48% | 4% | 398.136 | 19.1162 | 48% | 4% | 247.1761 | 70.328 | 0 | 0 | 0.0016731 | 0.00038464 | 6
8 | 2015-06-23 08:00 | 49.2809 | 49.8714 | 46% | 3% | 332.2661 | 2.8746 | 46% | 3% | 247.1761 | 52.746 | 0 | 0 | 0.00014663 | 0.00044259 | 6
9 | 2015-06-23 09:00 | 65.4835 | 38.8351 | 38% | 2% | 249.7075 | -3.6711 | 38% | 2% | 247.1761 | 35.164 | 0 | 0.001 | 0.0012229 | 0.00025323 | 6
10 | 2015-06-23 10:00 | 114.0205 | 37.5125 | 32% | 2% | 151.4035 | -2.3485 | 32% | 2% | 247.1761 | 35.164 | 0 | 0.001 | 0.0078365 | 0.00022986 | 6
11 | 2015-06-23 11:00 | 77.3594 | 29.0225 | 25% | 2% | 130.0031 | 6.1415 | 25% | 2% | 210.9625 | 35.164 | 0 | 0 | 0.0023967 | 0.00010675 | 6
12 | 2015-06-23 12:00 | 24.4201 | 3.6274 | 20% | 3% | 141.4699 | 49.1186 | 20% | 3% | 169.49 | 52.746 | 0 | 0 | 0.00029194 | 2.7711e-05 | 6
13 | 2015-06-23 13:00 | 3.4187 | 0 | 15% | 5% | 120.9988 | 87.91 | 15% | 5% | 128.0175 | 87.91 | 0 | 0 | 0.00056343 | 0.00013567 | 6
14 | 2015-06-23 14:00 | 0 | 0 | 14% | 9% | 116.123 | 158.238 | 14% | 9% | 119.723 | 158.238 | 0 | 0 | 0.00093117 | 0.00021667 | 6
15 | 2015-06-23 15:00 | 0 | 0 | 15% | 13% | 124.4175 | 228.566 | 15% | 13% | 128.0175 | 228.566 | 0 | 0 | 0.00077608 | 0.00033473 | 6
16 | 2015-06-23 16:00 | 8.7245 | 0 | 18% | 17% | 140.5765 | 298.894 | 18% | 17% | 152.901 | 298.894 | 0 | 0 | 0.00043708 | 0.00072044 | 6
17 | 2015-06-23 17:00 | 7.1155 | 53.7818 | 14% | 22% | 109.0075 | 333.0222 | 14% | 22% | 119.723 | 312.9596 | 0 | 0 | 0.00048121 | 6.0324e-05 | 6
18 | 2015-06-23 18:00 | 37.3522 | 83.3264 | 14% | 23% | 78.7708 | 321.0596 | 14% | 23% | 119.723 | 312.9596 | 0 | 0 | 0.00021076 | 0.00047079 | 6
19 | 2015-06-23 19:00 | 6.8747 | 16.89 | 10% | 18% | 76.0703 | 299.586 | 10% | 18% | 86.545 | 312.9596 | 0 | 0 | 0.00024316 | 0.00023682 | 6
20 | 2015-06-23 20:00 | 0 | 0 | 10% | 17% | 82.945 | 298.894 | 10% | 17% | 86.545 | 298.894 | 0 | 0 | 0.00057035 | 0.00072044 | 6
21 | 2015-06-23 21:00 | 10.7759 | 0 | 10% | 19% | 72.1691 | 334.058 | 10% | 19% | 86.545 | 312.9596 | 0 | 0 | 0.0001186 | 0.00062468 | 6
22 | 2015-06-23 22:00 | 27.5204 | 0 | 14% | 19% | 88.6026 | 334.058 | 14% | 19% | 119.723 | 312.9596 | 0 | 0 | 7.0977e-06 | 0.00062468 | 6
23 | 2015-06-23 23:00 | 0 | 134.2344 | 13% | 23% | 107.8285 | 270.1516 | 13% | 23% | 111.4285 | 312.9596 | 0 | 0 | 0.0007203 | 0.0025657 | 6
0 | 2015-06-24 | 0 | 76.876 | 17% | 17% | 141.0065 | 222.018 | 17% | 17% | 144.6065 | 298.894 | 0 | 0 | 0.0012803 | 0.00028504 | 6
1 | 2015-06-24 01:00 | 0 | 38.6776 | 20% | 12% | 165.89 | 172.3064 | 20% | 12% | 169.49 | 210.984 | 0 | 0 | 0.0021648 | 8.1995e-06 | 6
2 | 2015-06-24 02:00 | 0 | 39.1906 | 19% | 11% | 157.5955 | 154.2114 | 19% | 11% | 161.1955 | 193.402 | 0 | 0 | 0.001231 | 2.4125e-05 | 6
3 | 2015-06-24 03:00 | 0 | 28.9717 | 21% | 9% | 174.1845 | 129.2663 | 21% | 9% | 177.7845 | 158.238 | 0 | 0 | 0.002694 | 3.0915e-06 | 6
4 | 2015-06-24 04:00 | 0 | 43.6915 | 21% | 9% | 174.1845 | 114.5465 | 21% | 9% | 177.7845 | 158.238 | 0 | 0 | 0.002694 | 0.00010262 | 6
5 | 2015-06-24 05:00 | 0 | 16.4657 | 22% | 8% | 182.479 | 124.1903 | 22% | 8% | 186.079 | 140.656 | 0 | 0 | 0.0014689 | 2.5706e-05 | 6
6 | 2015-06-24 06:00 | 0 | 56.391 | 24% | 8% | 199.068 | 84.265 | 24% | 8% | 202.668 | 140.656 | 0 | 0 | 0.0023597 | 0.0003111 | 6
7 | 2015-06-24 07:00 | 0 | 53.9844 | 24% | 7% | 199.068 | 69.0896 | 24% | 7% | 202.668 | 123.074 | 0 | 0 | 0.0023597 | 0.00037663 | 6
8 | 2015-06-24 08:00 | 0 | 46.5544 | 23% | 6% | 190.7735 | 58.9376 | 23% | 6% | 194.3735 | 105.492 | 0 | 0 | 0.0017877 | 0.00022947 | 6
9 | 2015-06-24 09:00 | 0 | 33.0776 | 26% | 5% | 215.657 | 54.8324 | 26% | 5% | 219.257 | 87.91 | 0 | 0 | 0.0024692 | 5.1345e-05 | 6
10 | 2015-06-24 10:00 | 0 | 0 | 23% | 6% | 190.7735 | 105.492 | 23% | 6% | 194.3735 | 105.492 | 0 | 0 | 0.0017877 | 0.00012837 | 6
11 | 2015-06-24 11:00 | 16.7723 | 0 | 20% | 8% | 149.1177 | 140.656 | 20% | 8% | 169.49 | 140.656 | 0 | 0 | 0.00069203 | 0.00020838 | 6
12 | 2015-06-24 12:00 | 55.4218 | 0 | 24% | 11% | 143.6462 | 193.402 | 24% | 11% | 202.668 | 193.402 | 0 | 0 | 0.00033274 | 0.00030201 | 6
13 | 2015-06-24 13:00 | 39.1322 | 0 | 19% | 15% | 118.4633 | 263.73 | 19% | 15% | 161.1955 | 263.73 | 0 | 0 | 0.00014622 | 0.00056942 | 6
14 | 2015-06-24 14:00 | 0 | 0 | 16% | 18% | 132.712 | 316.476 | 16% | 18% | 136.312 | 312.9596 | 0 | 0 | 0.0015393 | 0.00062476 | 6
15 | 2015-06-24 15:00 | 0 | 0 | 16% | 20% | 132.712 | 351.64 | 16% | 20% | 136.312 | 312.9596 | 0 | 0 | 0.0015393 | 0.00057635 | 6
16 | 2015-06-24 16:00 | 45.6205 | 29.1246 | 20% | 23% | 120.2695 | 375.2614 | 20% | 23% | 169.49 | 312.9596 | 0 | 0 | 7.1799e-05 | 8.3364e-05 | 6
17 | 2015-06-24 17:00 | 18.6594 | 0 | 18% | 22% | 130.6416 | 386.804 | 18% | 22% | 152.901 | 312.9596 | 0 | 0 | 7.9723e-05 | 0.00052086 | 6
18 | 2015-06-24 18:00 | 84.0694 | 0 | 16% | 26% | 48.6426 | 457.132 | 16% | 26% | 136.312 | 312.9596 | 0 | 0 | 0.0038591 | 0.0012292 | 6
19 | 2015-06-24 19:00 | 42.2928 | 12.7766 | 10% | 30% | 40.6522 | 514.6834 | 10% | 30% | 86.545 | 312.9596 | 0 | 0 | 0.00073479 | 0.00049754 | 6
20 | 2015-06-24 20:00 | 0 | 0 | 7% | 26% | 58.0615 | 457.132 | 7% | 26% | 61.6615 | 312.9596 | 0 | 0 | 0.0004356 | 0.0012292 | 6
21 | 2015-06-24 21:00 | 1.0987 | 44.4778 | 10% | 31% | 81.8463 | 500.5642 | 10% | 31% | 86.545 | 312.9596 | 0 | 0 | 0.00050883 | 1.6291e-05 | 6
22 | 2015-06-24 22:00 | 37.9135 | 129.4451 | 14% | 29% | 78.2095 | 380.4329 | 14% | 29% | 119.723 | 312.9596 | 0 | 0 | 0.00023086 | 0.0015629 | 6
23 | 2015-06-24 23:00 | 39.3788 | 0 | 16% | 29% | 93.3332 | 509.878 | 16% | 29% | 136.312 | 312.9596 | 0 | 0 | 6.7929e-05 | 0.0011622 | 6
0 | 2015-06-25 | 10.95 | 0 | 11% | 27% | 80.2895 | 474.714 | 11% | 27% | 94.8395 | 312.9596 | 0 | 0 | 0.00024116 | 0.0010126 | 6
1 | 2015-06-25 01:00 | 24.4525 | 253.3148 | 13% | 33% | 83.376 | 326.8912 | 13% | 33% | 111.4285 | 312.9596 | 0 | 0 | 6.9799e-06 | 0.012972 | 6
2 | 2015-06-25 02:00 | 36.1786 | 0 | 13% | 22% | 71.6499 | 386.804 | 13% | 22% | 111.4285 | 312.9596 | 0 | 0 | 0.00028154 | 0.00052086 | 6
3 | 2015-06-25 03:00 | 19.1357 | 0 | 9% | 21% | 55.5148 | 369.222 | 9% | 21% | 78.2505 | 312.9596 | 0 | 0 | 1.1915e-05 | 0.00058222 | 6
4 | 2015-06-25 04:00 | 6.7772 | 173.8237 | 10% | 30% | 76.1678 | 353.6363 | 10% | 30% | 86.545 | 312.9596 | 0 | 0 | 0.00024684 | 0.0048014 | 6
5 | 2015-06-25 05:00 | 4.9399 | 188.3105 | 11% | 24% | 86.2996 | 233.6575 | 11% | 24% | 94.8395 | 312.9596 | 0 | 0 | 0.00051871 | 0.0067455 | 6
6 | 2015-06-25 06:00 | 0 | 199.0625 | 8% | 19% | 66.356 | 134.9955 | 8% | 19% | 69.956 | 312.9596 | 0 | 0 | 0.00043663 | 0.0077838 | 6
7 | 2015-06-25 07:00 | 0 | 117.4754 | 8% | 10% | 66.356 | 58.3446 | 8% | 10% | 69.956 | 175.82 | 0 | 0 | 0.00043663 | 0.0020714 | 6
8 | 2015-06-25 08:00 | 27.8548 | 40.0172 | 10% | 7% | 55.0902 | 83.0568 | 10% | 7% | 86.545 | 123.074 | 0 | 0 | 9.4095e-05 | 0.0001314 | 6
9 | 2015-06-25 09:00 | 52.411 | 0 | 9% | 6% | 22.2395 | 105.492 | 9% | 6% | 78.2505 | 105.492 | 0 | 0 | 0.0013444 | 0.00012837 | 6
10 | 2015-06-25 10:00 | 34.9723 | 12.0665 | 5% | 10% | 6.5002 | 163.7535 | 5% | 10% | 45.0725 | 175.82 | 0 | 0 | 0.00078551 | 0.00020851 | 6
11 | 2015-06-25 11:00 | 21.6982 | 0 | 3% | 9% | 3.1853 | 158.238 | 3% | 9% | 28.4835 | 158.238 | 0 | 0 | 0.00020475 | 0.00021667 | 6
12 | 2015-06-25 12:00 | 4.1443 | 0 | 1% | 12% | 4.1502 | 210.984 | 1% | 12% | 11.8945 | 210.984 | 0 | 0 | 3.0011e-07 | 0.00036614 | 6
13 | 2015-06-25 13:00 | 4.514 | 0 | 1% | 14% | 3.7805 | 246.148 | 1% | 14% | 11.8945 | 246.148 | 0 | 0 | 9.8718e-07 | 0.00039837 | 6
14 | 2015-06-25 14:00 | 0.5616 | 0 | 0% | 18% | -0.5616 | 316.476 | 0% | 18% | 3.6 | 312.9596 | 0 | 0 | 0.00064882 | 0.00062476 | 6
15 | 2015-06-25 15:00 | 0 | 0 | 0% | 24% | 0 | 421.968 | 0% | 24% | 3.6 | 312.9596 | 0 | 0 | 0.00068377 | 0.00062366 | 6
16 | 2015-06-25 16:00 | 2.2075 | 174.1736 | 1% | 35% | 6.087 | 441.1964 | 1% | 35% | 11.8945 | 312.9596 | 0 | 0 | 3.1941e-06 | 0.0045293 | 6
17 | 2015-06-25 17:00 | 2.9104 | 0 | 1% | 28% | 5.3841 | 492.296 | 1% | 28% | 11.8945 | 312.9596 | 0 | 0 | 8.8333e-07 | 0.00060754 | 6
18 | 2015-06-25 18:00 | 4.0031 | 316.1759 | 1% | 33% | 4.2914 | 264.0301 | 1% | 33% | 11.8945 | 312.9596 | 0 | 0.001 | 1.4254e-07 | 0.022395 | 6
19 | 2015-06-25 19:00 | 3.5749 | 204.3935 | 0% | 17% | -3.5749 | 94.5005 | 0% | 17% | 3.6 | 298.894 | 0 | 0 | 0.00047694 | 0.0079942 | 6
20 | 2015-06-25 20:00 | 3.5749 | 88.5631 | 0% | 12% | -3.5749 | 122.4209 | 0% | 12% | 3.6 | 210.984 | 0 | 0 | 0.00047694 | 0.00097572 | 6
21 | 2015-06-25 21:00 | 5.5 | 0 | 1% | 9% | 2.7945 | 158.238 | 1% | 9% | 11.8945 | 158.238 | 0 | 0 | 4.762e-06 | 0.00021667 | 6
22 | 2015-06-25 22:00 | 4.9999 | 40.6994 | 1% | 11% | 3.2946 | 152.7026 | 1% | 11% | 11.8945 | 193.402 | 0 | 0 | 2.4944e-06 | 3.3292e-05 | 6
23 | 2015-06-25 23:00 | 3.4236 | 93.5496 | 0% | 10% | -3.4236 | 82.2704 | 0% | 10% | 3.6 | 175.82 | 0 | 0 | 0.00048494 | 0.0010179 | 6
0 | 2015-06-26 | 2.4892 | 49.7731 | 0% | 6% | -2.4892 | 55.7189 | 0% | 6% | 3.6 | 105.492 | 0 | 0 | 0.00053583 | 0.00028829 | 6
1 | 2015-06-26 01:00 | 1.0975 | 6.7018 | 0% | 4% | -1.0975 | 63.6262 | 0% | 4% | 3.6 | 70.328 | 0 | 0 | 0.00061632 | 3.2529e-05 | 6
2 | 2015-06-26 02:00 | 1.4009 | 13.183 | 0% | 3% | -1.4009 | 39.563 | 0% | 3% | 3.6 | 52.746 | 0 | 0 | 0.00059829 | 2.9158e-08 | 6
3 | 2015-06-26 03:00 | 2.8 | 22.0145 | 0% | 3% | -2.8 | 30.7315 | 0% | 3% | 3.6 | 52.746 | 0 | 0 | 0.00051862 | 2.6976e-05 | 6
4 | 2015-06-26 04:00 | 0 | 13.87 | 0% | 2% | 0 | 21.294 | 0% | 2% | 3.6 | 35.164 | 0 | 0 | 0.00068377 | 2.9377e-06 | 6
5 | 2015-06-26 05:00 | 3.226 | 0 | 1% | 2% | 5.0685 | 35.164 | 1% | 2% | 11.8945 | 35.164 | 0 | 0 | 3.1289e-07 | 3.8128e-05 | 6
6 | 2015-06-26 06:00 | 2.1732 | 0 | 1% | 2% | 6.1213 | 35.164 | 1% | 2% | 11.8945 | 35.164 | 0 | 0 | 3.3437e-06 | 3.8128e-05 | 6
7 | 2015-06-26 07:00 | 2.8996 | 0 | 1% | 2% | 5.3949 | 35.164 | 1% | 2% | 11.8945 | 35.164 | 0 | 0 | 9.0798e-07 | 3.8128e-05 | 6
8 | 2015-06-26 08:00 | 2.1 | 0 | 0% | 3% | -2.1 | 52.746 | 0% | 3% | 3.6 | 52.746 | 0 | 0 | 0.00055777 | 5.3688e-05 | 6
9 | 2015-06-26 09:00 | 2.2999 | 10.5288 | 0% | 2% | -2.2999 | 24.6352 | 0% | 2% | 3.6 | 35.164 | 0 | 0 | 0.00054644 | 3.4731e-08 | 6
10 | 2015-06-26 10:00 | 3.4 | 0 | 0% | 2% | -3.4 | 35.164 | 0% | 2% | 3.6 | 35.164 | 0 | 0 | 0.0004862 | 3.8128e-05 | 6
11 | 2015-06-26 11:00 | 2.3999 | 0 | 0% | 2% | -2.3999 | 35.164 | 0% | 2% | 3.6 | 35.164 | 0 | 0 | 0.00054082 | 3.8128e-05 | 6
12 | 2015-06-26 12:00 | 0 | 0 | 0% | 2% | 0 | 35.164 | 0% | 2% | 3.6 | 35.164 | 0 | 0 | 0.00068377 | 3.8128e-05 | 6
13 | 2015-06-26 13:00 | 0 | 28.2485 | 1% | 4% | 8.2945 | 42.0795 | 1% | 4% | 11.8945 | 70.328 | 0 | 0 | 1.979e-05 | 4.2923e-05 | 6
14 | 2015-06-26 14:00 | 0 | 29.2751 | 1% | 3% | 8.2945 | 23.4709 | 1% | 3% | 11.8945 | 52.746 | 0 | 0 | 1.979e-05 | 8.6925e-05 | 6
15 | 2015-06-26 15:00 | 2.1846 | 16.6022 | 1% | 2% | 6.1099 | 18.5618 | 1% | 2% | 11.8945 | 35.164 | 0 | 0 | 3.2937e-06 | 1.068e-05 | 6
16 | 2015-06-26 16:00 | 4.1573 | 13.4663 | 2% | 2% | 12.4317 | 21.6977 | 2% | 2% | 20.189 | 35.164 | 0 | 0 | 4.4296e-06 | 2.2034e-06 | 6
17 | 2015-06-26 17:00 | 6.9608 | 15.2732 | 1% | 2% | 1.3337 | 19.8908 | 1% | 2% | 11.8945 | 35.164 | 0 | 0 | 1.5551e-05 | 6.3107e-06 | 6
18 | 2015-06-26 18:00 | 5.2169 | 5.8258 | 1% | 3% | 3.0776 | 46.9202 | 1% | 3% | 11.8945 | 52.746 | 0 | 0 | 3.389e-06 | 1.611e-05 | 6
19 | 2015-06-26 19:00 | 0 | 0 | 1% | 3% | 8.2945 | 52.746 | 1% | 3% | 11.8945 | 52.746 | 0 | 0 | 1.979e-05 | 5.3688e-05 | 6
20 | 2015-06-26 20:00 | 0 | 0 | 1% | 4% | 8.2945 | 70.328 | 1% | 4% | 11.8945 | 70.328 | 0 | 0 | 1.979e-05 | 9.0538e-05 | 6
21 | 2015-06-26 21:00 | 0 | 0 | 1% | 8% | 8.2945 | 140.656 | 1% | 8% | 11.8945 | 140.656 | 0 | 0 | 1.979e-05 | 0.00020838 | 6
22 | 2015-06-26 22:00 | 0 | 0 | 2% | 11% | 16.589 | 193.402 | 2% | 11% | 20.189 | 193.402 | 0 | 0 | 5.0648e-05 | 0.00030201 | 6
23 | 2015-06-26 23:00 | 13.671 | 0 | 3% | 11% | 11.2125 | 193.402 | 3% | 11% | 28.4835 | 193.402 | 0 | 0 | 2.145e-05 | 0.00030201 | 6
0 | 2015-06-27 | 9.1314 | 0 | 1% | 11% | -0.8369 | 193.402 | 1% | 11% | 11.8945 | 193.402 | 0 | 0 | 4.3038e-05 | 0.00030201 | 6
1 | 2015-06-27 01:00 | 0 | 48.0371 | 1% | 12% | 8.2945 | 162.9469 | 1% | 12% | 11.8945 | 210.984 | 0 | 0 | 1.979e-05 | 6.7024e-05 | 6
2 | 2015-06-27 02:00 | 0 | 24.78 | 1% | 9% | 8.2945 | 133.458 | 1% | 9% | 11.8945 | 158.238 | 0 | 0 | 1.979e-05 | 3.9168e-07 | 6
3 | 2015-06-27 03:00 | 28.7111 | 74.0792 | 4% | 8% | 4.4669 | 66.5768 | 4% | 8% | 36.778 | 140.656 | 0 | 0 | 0.00042389 | 0.0007672 | 6
4 | 2015-06-27 04:00 | 12.8628 | 30.0996 | 2% | 6% | 3.7262 | 75.3924 | 2% | 6% | 20.189 | 105.492 | 0 | 0 | 7.0407e-05 | 3.3518e-05 | 6
5 | 2015-06-27 05:00 | 14.2999 | 8.5609 | 2% | 4% | 2.2891 | 61.7671 | 2% | 4% | 20.189 | 70.328 | 0 | 0 | 0.00010249 | 2.1585e-05 | 6
6 | 2015-06-27 06:00 | 9.8459 | 0 | 1% | 4% | -1.5514 | 70.328 | 1% | 4% | 11.8945 | 70.328 | 0 | 0 | 5.5082e-05 | 9.0538e-05 | 6
7 | 2015-06-27 07:00 | 3.2004 | 0 | 1% | 3% | 5.0941 | 52.746 | 1% | 3% | 11.8945 | 52.746 | 0 | 0 | 3.4831e-07 | 5.3688e-05 | 6
8 | 2015-06-27 08:00 | 15.104 | 16.6216 | 2% | 3% | 1.485 | 36.1244 | 2% | 3% | 20.189 | 52.746 | 0 | 0 | 0.00012305 | 4.522e-06 | 6
9 | 2015-06-27 09:00 | 2.0248 | 69.8612 | 0% | 4% | -2.0248 | 0.46676 | 0% | 4% | 3.6 | 70.328 | 0 | 0 | 0.00056206 | 0.00091321 | 6
10 | 2015-06-27 10:00 | 1.1856 | 51.9682 | 1% | 3% | 7.1089 | 0.77784 | 1% | 3% | 11.8945 | 52.746 | 0 | 0 | 9.1159e-06 | 0.00049419 | 6
11 | 2015-06-27 11:00 | 0.83796 | 46.375 | 1% | 3% | 7.4565 | 6.371 | 1% | 3% | 11.8945 | 52.746 | 0 | 0 | 1.1822e-05 | 0.00036287 | 6
12 | 2015-06-27 12:00 | 0 | 8.1845 | 0% | 1% | 0 | 9.3975 | 0% | 1% | 3.6 | 17.582 | 0 | 0 | 0.00068377 | 1.4149e-06 | 6
13 | 2015-06-27 13:00 | 0 | 0 | 0% | 1% | 0 | 17.582 | 0% | 1% | 3.6 | 17.582 | 0 | 0 | 0.00068377 | 1.201e-05 | 6
14 | 2015-06-27 14:00 | 1.4063 | 0 | 1% | 1% | 6.8882 | 17.582 | 1% | 1% | 11.8945 | 17.582 | 0 | 0 | 7.5801e-06 | 1.201e-05 | 6
15 | 2015-06-27 15:00 | 0.75612 | 0 | 1% | 2% | 7.5384 | 35.164 | 1% | 2% | 11.8945 | 35.164 | 0 | 0 | 1.2511e-05 | 3.8128e-05 | 6
16 | 2015-06-27 16:00 | 0 | 0 | 1% | 3% | 8.2945 | 52.746 | 1% | 3% | 11.8945 | 52.746 | 0 | 0 | 1.979e-05 | 5.3688e-05 | 6
17 | 2015-06-27 17:00 | 0 | 0 | 2% | 4% | 16.589 | 70.328 | 2% | 4% | 20.189 | 70.328 | 0 | 0 | 5.0648e-05 | 9.0538e-05 | 6
18 | 2015-06-27 18:00 | 0 | 0 | 2% | 6% | 16.589 | 105.492 | 2% | 6% | 20.189 | 105.492 | 0 | 0 | 5.0648e-05 | 0.00012837 | 6
19 | 2015-06-27 19:00 | 0 | 0 | 9% | 9% | 74.6505 | 158.238 | 9% | 9% | 78.2505 | 158.238 | 0 | 0 | 0.00070343 | 0.00021667 | 6
20 | 2015-06-27 20:00 | 11.5714 | 0 | 8% | 10% | 54.7846 | 175.82 | 8% | 10% | 69.956 | 175.82 | 0 | 0 | 4.8234e-05 | 0.00045381 | 6
21 | 2015-06-27 21:00 | 125.1962 | 0 | 18% | 12% | 24.1048 | 210.984 | 18% | 12% | 152.901 | 210.984 | 0 | 0 | 0.014284 | 0.00036614 | 6
22 | 2015-06-27 22:00 | 23.4235 | 91.3315 | 4% | 16% | 9.7545 | 189.9805 | 4% | 16% | 36.778 | 281.312 | 0 | 0 | 0.00020203 | 0.00091124 | 6
23 | 2015-06-27 23:00 | 27.0238 | 108.5896 | 3% | 14% | -2.1403 | 137.5584 | 3% | 14% | 28.4835 | 246.148 | 0 | 0 | 0.00042972 | 0.0017475 | 6
0 | 2015-06-28 | 9.2682 | 47.2696 | 1% | 9% | -0.9737 | 110.9684 | 1% | 9% | 11.8945 | 158.238 | 0 | 0 | 4.5229e-05 | 0.000148 | 6
1 | 2015-06-28 01:00 | 11.4068 | 44.6154 | 2% | 9% | 5.1822 | 113.6226 | 2% | 9% | 20.189 | 158.238 | 0 | 0 | 4.403e-05 | 0.00011355 | 6
2 | 2015-06-28 02:00 | 2.6593 | 2.4384 | 1% | 7% | 5.6352 | 120.6356 | 1% | 7% | 11.8945 | 123.074 | 0 | 0 | 1.5438e-06 | 9.8217e-05 | 6
3 | 2015-06-28 03:00 | 10.2443 | 0 | 3% | 7% | 14.6392 | 123.074 | 3% | 7% | 28.4835 | 123.074 | 0 | 0 | 2.5007e-07 | 0.00012763 | 6
4 | 2015-06-28 04:00 | 7.6714 | 41.4046 | 3% | 9% | 17.2121 | 116.8334 | 3% | 9% | 28.4835 | 158.238 | 0 | 0 | 6.7698e-06 | 7.7962e-05 | 6
5 | 2015-06-28 05:00 | 7.5688 | 12.3005 | 2% | 7% | 9.0202 | 110.7735 | 2% | 7% | 20.189 | 123.074 | 0 | 0 | 4.0332e-06 | 1.8501e-05 | 6
6 | 2015-06-28 06:00 | 7.0303 | 16.2623 | 3% | 5% | 17.8532 | 71.6477 | 3% | 5% | 28.4835 | 87.91 | 0 | 0 | 1.1389e-05 | 5.7525e-06 | 6
7 | 2015-06-28 07:00 | 10.5174 | 33.7471 | 2% | 4% | 6.0716 | 36.5809 | 2% | 4% | 20.189 | 70.328 | 0 | 0 | 3.0949e-05 | 9.3683e-05 | 6
8 | 2015-06-28 08:00 | 11.105 | 51.2964 | 1% | 4% | -2.8105 | 19.0316 | 1% | 4% | 11.8945 | 70.328 | 0 | 0 | 7.992e-05 | 0.00038653 | 6
9 | 2015-06-28 09:00 | 8.1498 | 40.632 | 1% | 3% | 0.1447 | 12.114 | 1% | 3% | 11.8945 | 52.746 | 0 | 0 | 2.8911e-05 | 0.0002491 | 6
10 | 2015-06-28 10:00 | 2.366 | 38.6226 | 0% | 2% | -2.366 | -3.4586 | 0% | 2% | 3.6 | 35.164 | 0 | 0.001 | 0.00054272 | 0.0002494 | 6
11 | 2015-06-28 11:00 | 0 | 13.4924 | 1% | 1% | 8.2945 | 4.0896 | 1% | 1% | 11.8945 | 17.582 | 0 | 0 | 1.979e-05 | 1.7711e-05 | 6
12 | 2015-06-28 12:00 | 0 | 0 | 2% | 1% | 16.589 | 17.582 | 2% | 1% | 20.189 | 17.582 | 0 | 0 | 5.0648e-05 | 1.201e-05 | 6
13 | 2015-06-28 13:00 | 0 | 0 | 6% | 1% | 49.767 | 17.582 | 6% | 1% | 53.367 | 17.582 | 0 | 0 | 0.00044252 | 1.201e-05 | 6
14 | 2015-06-28 14:00 | 0 | 0 | 7% | 2% | 58.0615 | 35.164 | 7% | 2% | 61.6615 | 35.164 | 0 | 0 | 0.0004356 | 3.8128e-05 | 6
15 | 2015-06-28 15:00 | 8.2398 | 0 | 8% | 3% | 58.1162 | 52.746 | 8% | 3% | 69.956 | 52.746 | 0 | 0 | 0.00012016 | 5.3688e-05 | 6
16 | 2015-06-28 16:00 | 0 | 0 | 7% | 4% | 58.0615 | 70.328 | 7% | 4% | 61.6615 | 70.328 | 0 | 0 | 0.0004356 | 9.0538e-05 | 6
17 | 2015-06-28 17:00 | 0 | 117.6468 | 8% | 9% | 66.356 | 40.5912 | 8% | 9% | 69.956 | 158.238 | 0 | 0 | 0.00043663 | 0.0027242 | 6
18 | 2015-06-28 18:00 | 0 | 110.7524 | 15% | 7% | 124.4175 | 12.3216 | 15% | 7% | 128.0175 | 123.074 | 0 | 0 | 0.00077608 | 0.0026723 | 6
19 | 2015-06-28 19:00 | 58.0916 | 62.1076 | 28% | 5% | 174.1544 | 25.8024 | 28% | 5% | 235.846 | 87.91 | 0 | 0 | 0.0014111 | 0.00056059 | 6
20 | 2015-06-28 20:00 | 0 | 0 | 36% | 3% | 298.602 | 52.746 | 36% | 3% | 247.1761 | 52.746 | 0 | 0 | 0.0017602 | 5.3688e-05 | 6
21 | 2015-06-28 21:00 | 0 | 78.8728 | 30% | 16% | 248.835 | 202.4392 | 30% | 16% | 247.1761 | 281.312 | 0 | 0 | 0.0031859 | 0.00053364 | 6
22 | 2015-06-28 22:00 | 0 | 0 | 29% | 12% | 240.5405 | 210.984 | 29% | 12% | 244.1405 | 210.984 | 0 | 0 | 0.002513 | 0.00036614 | 6
23 | 2015-06-28 23:00 | 0 | 37.7819 | 37% | 16% | 306.8965 | 243.5301 | 37% | 16% | 247.1761 | 281.312 | 0 | 0 | 0.002807 | 7.3122e-08 | 6
0 | 2015-06-29 | 252.7256 | 0 | 56% | 10% | 211.7664 | 175.82 | 56% | 10% | 247.1761 | 175.82 | 0.002 | 0 | 0.062859 | 0.00045381 | 6
1 | 2015-06-29 01:00 | 310.6187 | 0.0942 | 56% | 10% | 153.8733 | 175.7258 | 56% | 10% | 247.1761 | 175.82 | 0.064 | 0 | 0.10273 | 0.00045153 | 6
2 | 2015-06-29 02:00 | 6.4073 | 0 | 42% | 9% | 341.9617 | 158.238 | 42% | 9% | 247.1761 | 158.238 | 0 | 0 | 0.0013358 | 0.00021667 | 6
3 | 2015-06-29 03:00 | 0 | 0 | 29% | 9% | 240.5405 | 158.238 | 29% | 9% | 244.1405 | 158.238 | 0 | 0 | 0.002513 | 0.00021667 | 6
4 | 2015-06-29 04:00 | 167.0104 | 0 | 44% | 12% | 197.9476 | 210.984 | 44% | 12% | 247.1761 | 210.984 | 0 | 0 | 0.02177 | 0.00036614 | 6
5 | 2015-06-29 05:00 | 165.1382 | 0 | 37% | 16% | 141.7583 | 281.312 | 37% | 16% | 247.1761 | 281.312 | 0 | 0 | 0.021349 | 0.00047347 | 6
6 | 2015-06-29 06:00 | 66.1504 | 0 | 34% | 16% | 215.8626 | 281.312 | 34% | 16% | 247.1761 | 281.312 | 0 | 0 | 0.0014281 | 0.00047347 | 6
7 | 2015-06-29 07:00 | 0 | 0 | 29% | 11% | 240.5405 | 193.402 | 29% | 11% | 244.1405 | 193.402 | 0 | 0 | 0.002513 | 0.00030201 | 6
8 | 2015-06-29 08:00 | 148.9265 | 39.1632 | 33% | 9% | 124.792 | 119.0748 | 33% | 9% | 247.1761 | 158.238 | 0 | 0 | 0.01876 | 5.7075e-05 | 6
9 | 2015-06-29 09:00 | 164.2158 | 0 | 34% | 5% | 117.7972 | 87.91 | 34% | 5% | 247.1761 | 87.91 | 0 | 0 | 0.024342 | 0.00013567 | 6
10 | 2015-06-29 10:00 | 170.7418 | 0 | 27% | 4% | 53.2097 | 70.328 | 27% | 4% | 227.5515 | 70.328 | 0 | 0 | 0.027249 | 9.0538e-05 | 6
11 | 2015-06-29 11:00 | 61.8895 | 0 | 13% | 4% | 45.939 | 70.328 | 13% | 4% | 111.4285 | 70.328 | 0 | 0 | 0.0022826 | 9.0538e-05 | 6
12 | 2015-06-29 12:00 | 0 | 0.6492 | 5% | 4% | 41.4725 | 69.6788 | 5% | 4% | 45.0725 | 70.328 | 0 | 0 | 0.00019983 | 8.3647e-05 | 6
13 | 2015-06-29 13:00 | 34.6733 | 15.4511 | 6% | 5% | 15.0937 | 72.4589 | 6% | 5% | 53.367 | 87.91 | 0 | 0 | 0.00043125 | 8.1786e-06 | 6
14 | 2015-06-29 14:00 | 70.1052 | 20.1746 | 9% | 5% | 4.5453 | 67.7354 | 9% | 5% | 78.2505 | 87.91 | 0 | 0 | 0.0033638 | 3.0009e-08 | 6
15 | 2015-06-29 15:00 | 20.203 | 28.8028 | 4% | 5% | 12.975 | 59.1072 | 4% | 5% | 36.778 | 87.91 | 0 | 0 | 0.00010673 | 2.2412e-05 | 6
16 | 2015-06-29 16:00 | 0 | 30.71 | 5% | 5% | 41.4725 | 57.2 | 5% | 5% | 45.0725 | 87.91 | 0 | 0 | 0.00019983 | 3.386e-05 | 6
17 | 2015-06-29 17:00 | 0 | 3.3284 | 8% | 5% | 66.356 | 84.5816 | 8% | 5% | 69.956 | 87.91 | 0 | 0 | 0.00043663 | 9.5155e-05 | 6
18 | 2015-06-29 18:00 | 0 | 0 | 12% | 6% | 99.534 | 105.492 | 12% | 6% | 103.134 | 105.492 | 0 | 0 | 0.0010661 | 0.00012837 | 6
19 | 2015-06-29 19:00 | 1.4316 | 0 | 16% | 7% | 131.2804 | 123.074 | 16% | 7% | 136.312 | 123.074 | 0 | 0 | 0.0014068 | 0.00012763 | 6
20 | 2015-06-29 20:00 | 0.3156 | 0 | 17% | 16% | 140.6909 | 281.312 | 17% | 16% | 144.6065 | 281.312 | 0 | 0 | 0.0012532 | 0.00047347 | 6
21 | 2015-06-29 21:00 | 0 | 0 | 19% | 13% | 157.5955 | 228.566 | 19% | 13% | 161.1955 | 228.566 | 0 | 0 | 0.001231 | 0.00033473 | 6
22 | 2015-06-29 22:00 | 33.4294 | 87.4687 | 27% | 19% | 190.5221 | 246.5893 | 27% | 19% | 227.5515 | 312.9596 | 0 | 0 | 2.2296e-07 | 0.00061283 | 6
23 | 2015-06-29 23:00 | 47.71 | 178.3867 | 30% | 18% | 201.125 | 138.0893 | 30% | 18% | 247.1761 | 312.9596 | 0 | 0 | 1.1584e-06 | 0.0058468 | 6
0 | 2015-06-30 | 47.71 | 113.727 | 22% | 11% | 134.769 | 79.675 | 22% | 11% | 186.079 | 193.402 | 0 | 0 | 0.00036839 | 0.0022378 | 6
1 | 2015-06-30 01:00 | 48.2695 | 66.5492 | 20% | 8% | 117.6205 | 74.1068 | 20% | 8% | 169.49 | 140.656 | 0 | 0 | 0.00013612 | 0.00054829 | 6
2 | 2015-06-30 02:00 | 37.042 | 0 | 18% | 5% | 112.259 | 87.91 | 18% | 5% | 152.901 | 87.91 | 0 | 0 | 0.00017513 | 0.00013567 | 6
3 | 2015-06-30 03:00 | 0 | 37.6368 | 19% | 6% | 157.5955 | 67.8552 | 19% | 6% | 161.1955 | 105.492 | 0 | 0 | 0.001231 | 0.00010153 | 6
4 | 2015-06-30 04:00 | 5.0886 | 37.6291 | 21% | 7% | 169.0959 | 85.4449 | 21% | 7% | 177.7845 | 123.074 | 0 | 0 | 0.0020948 | 0.00010211 | 6
5 | 2015-06-30 05:00 | 11.5024 | 0 | 22% | 5% | 170.9766 | 87.91 | 22% | 5% | 186.079 | 87.91 | 0 | 0 | 0.00059825 | 0.00013567 | 6
6 | 2015-06-30 06:00 | 8.6327 | 16.3451 | 23% | 7% | 182.1408 | 106.7289 | 23% | 7% | 194.3735 | 123.074 | 0 | 0 | 0.0010159 | 4.0033e-06 | 6
7 | 2015-06-30 07:00 | 14.332 | 45.7297 | 20% | 6% | 151.558 | 59.7623 | 20% | 6% | 169.49 | 105.492 | 0 | 0 | 0.00085548 | 0.00021548 | 6
8 | 2015-06-30 08:00 | 19.55 | 55.1479 | 18% | 8% | 129.751 | 85.5081 | 18% | 8% | 152.901 | 140.656 | 0 | 0 | 6.1701e-05 | 0.00028666 | 6
9 | 2015-06-30 09:00 | 56.0167 | 6.4688 | 16% | 6% | 76.6953 | 99.0232 | 16% | 6% | 136.312 | 105.492 | 0 | 0 | 0.00080094 | 5.8535e-05 | 6
10 | 2015-06-30 10:00 | 49.9328 | 0 | 12% | 10% | 49.6012 | 175.82 | 12% | 10% | 103.134 | 175.82 | 0 | 0 | 0.00075891 | 0.00045381 | 6
11 | 2015-06-30 11:00 | 53.3268 | 0 | 8% | 12% | 13.0292 | 210.984 | 8% | 12% | 69.956 | 210.984 | 0 | 0 | 0.0018832 | 0.00036614 | 6
12 | 2015-06-30 12:00 | 27.0236 | 207.098 | 4% | 23% | 6.1544 | 197.288 | 4% | 23% | 36.778 | 312.9596 | 0 | 0 | 0.00034425 | 0.0084814 | 6
13 | 2015-06-30 13:00 | 2.0347 | 180.1264 | 1% | 20% | 6.2598 | 171.5136 | 1% | 20% | 11.8945 | 312.9596 | 0 | 0 | 3.9822e-06 | 0.0061532 | 6
14 | 2015-06-30 14:00 | 0 | 147.0694 | 1% | 18% | 8.2945 | 169.4066 | 1% | 18% | 11.8945 | 312.9596 | 0 | 0 | 1.979e-05 | 0.0034401 | 6
15 | 2015-06-30 15:00 | 0 | 0 | 1% | 16% | 8.2945 | 281.312 | 1% | 16% | 11.8945 | 281.312 | 0 | 0 | 1.979e-05 | 0.00047347 | 6
16 | 2015-06-30 16:00 | 0 | 159.1246 | 2% | 17% | 16.589 | 139.7694 | 2% | 17% | 20.189 | 298.894 | 0 | 0 | 5.0648e-05 | 0.004053 | 6
17 | 2015-06-30 17:00 | 0 | 58.9542 | 4% | 16% | 33.178 | 222.3578 | 4% | 16% | 36.778 | 281.312 | 0 | 0 | 0.00019673 | 0.00013857 | 6
18 | 2015-06-30 18:00 | 0 | 52.1138 | 6% | 12% | 49.767 | 158.8702 | 6% | 12% | 53.367 | 210.984 | 0 | 0 | 0.00044252 | 0.00011037 | 6
19 | 2015-06-30 19:00 | 0 | 89.1571 | 9% | 11% | 74.6505 | 104.2449 | 9% | 11% | 78.2505 | 193.402 | 0 | 0 | 0.00070343 | 0.0011109 | 6
20 | 2015-06-30 20:00 | 0 | 60.9822 | 12% | 9% | 99.534 | 97.2558 | 12% | 9% | 103.134 | 158.238 | 0 | 0 | 0.0010661 | 0.00039859 | 6
21 | 2015-06-30 21:00 | 11.6261 | 47.5986 | 14% | 9% | 104.4969 | 110.6394 | 14% | 9% | 119.723 | 158.238 | 0 | 0 | 0.0002722 | 0.00015259 | 6
22 | 2015-06-30 22:00 | 53.0593 | 0 | 19% | 8% | 104.5362 | 140.656 | 19% | 8% | 161.1955 | 140.656 | 0 | 0 | 0.00083423 | 0.00020838 | 6
23 | 2015-06-30 23:00 | 86.1086 | 70.1801 | 20% | 13% | 79.7814 | 158.3859 | 20% | 13% | 169.49 | 228.566 | 0 | 0 | 0.0032818 | 0.00046743 | 6
0 | 2015-07-01 | 66.9091 | 0 | 17% | 12% | 74.0974 | 210.984 | 17% | 12% | 144.6065 | 210.984 | 0 | 0 | 0.0020148 | 0.00036614 | 7
1 | 2015-07-01 01:00 | 14.7302 | 0 | 11% | 10% | 76.5093 | 175.82 | 11% | 10% | 94.8395 | 175.82 | 0 | 0 | 0.00012038 | 0.00045381 | 7
2 | 2015-07-01 02:00 | 15.7039 | 0 | 11% | 15% | 75.5356 | 263.73 | 11% | 15% | 94.8395 | 263.73 | 0 | 0 | 9.6e-05 | 0.00056942 | 7
3 | 2015-07-01 03:00 | 28.6789 | 14.2675 | 10% | 14% | 54.2661 | 231.8805 | 10% | 14% | 86.545 | 246.148 | 0 | 0 | 0.00011436 | 0.00014029 | 7
4 | 2015-07-01 04:00 | 24.0079 | 52.8239 | 9% | 13% | 50.6426 | 175.7421 | 9% | 13% | 78.2505 | 228.566 | 0 | 0 | 5.867e-06 | 0.00013803 | 7
5 | 2015-07-01 05:00 | 21.2366 | 80.927 | 8% | 11% | 45.1194 | 112.475 | 8% | 11% | 69.956 | 193.402 | 0 | 0 | 2.2161e-05 | 0.00082082 | 7
6 | 2015-07-01 06:00 | 15.3922 | 57.9172 | 6% | 7% | 34.3748 | 65.1568 | 6% | 7% | 53.367 | 123.074 | 0 | 0 | 6.146e-06 | 0.00046846 | 7
7 | 2015-07-01 07:00 | 0 | 48.708 | 5% | 5% | 41.4725 | 39.202 | 5% | 5% | 45.0725 | 87.91 | 0 | 0 | 0.00019983 | 0.00025778 | 7
8 | 2015-07-01 08:00 | 4.1268 | 30.0112 | 6% | 4% | 45.6402 | 40.3168 | 6% | 4% | 53.367 | 70.328 | 0 | 0 | 0.00025795 | 5.7065e-05 | 7
9 | 2015-07-01 09:00 | 8.4516 | 15.0671 | 5% | 4% | 33.0209 | 55.2609 | 5% | 4% | 45.0725 | 70.328 | 0 | 0 | 1.5577e-05 | 8.94e-07 | 7
10 | 2015-07-01 10:00 | 0 | 21.9605 | 4% | 4% | 33.178 | 48.3675 | 4% | 4% | 36.778 | 70.328 | 0 | 0 | 0.00019673 | 8.8518e-06 | 7
11 | 2015-07-01 11:00 | 4.5328 | 24.3041 | 4% | 4% | 28.6452 | 46.0239 | 4% | 4% | 36.778 | 70.328 | 0 | 0 | 7.3297e-05 | 1.856e-05 | 7
12 | 2015-07-01 12:00 | 14.8098 | 19.5293 | 4% | 4% | 18.3682 | 50.7987 | 4% | 4% | 36.778 | 70.328 | 0 | 0 | 1.466e-05 | 2.5358e-06 | 7
13 | 2015-07-01 13:00 | 0 | 29.1442 | 1% | 5% | 8.2945 | 58.7658 | 1% | 5% | 11.8945 | 87.91 | 0 | 0 | 1.979e-05 | 2.4288e-05 | 7
14 | 2015-07-01 14:00 | 1.5664 | 23.3797 | 2% | 6% | 15.0226 | 82.1123 | 2% | 6% | 20.189 | 105.492 | 0 | 0 | 2.7335e-05 | 3.8709e-06 | 7
15 | 2015-07-01 15:00 | 2.1869 | 0 | 1% | 5% | 6.1076 | 87.91 | 1% | 5% | 11.8945 | 87.91 | 0 | 0 | 3.2837e-06 | 0.00013567 | 7
16 | 2015-07-01 16:00 | 0 | 0 | 1% | 7% | 8.2945 | 123.074 | 1% | 7% | 11.8945 | 123.074 | 0 | 0 | 1.979e-05 | 0.00012763 | 7
17 | 2015-07-01 17:00 | 0 | 0 | 1% | 9% | 8.2945 | 158.238 | 1% | 9% | 11.8945 | 158.238 | 0 | 0 | 1.979e-05 | 0.00021667 | 7
18 | 2015-07-01 18:00 | 0.28596 | 0 | 1% | 12% | 8.0085 | 210.984 | 1% | 12% | 11.8945 | 210.984 | 0 | 0 | 1.6842e-05 | 0.00036614 | 7
19 | 2015-07-01 19:00 | 0 | 31.7827 | 1% | 17% | 8.2945 | 267.1113 | 1% | 17% | 11.8945 | 298.894 | 0 | 0 | 1.979e-05 | 7.6812e-05 | 7
20 | 2015-07-01 20:00 | 0 | 0 | 2% | 19% | 16.589 | 334.058 | 2% | 19% | 20.189 | 312.9596 | 0 | 0 | 5.0648e-05 | 0.00062468 | 7
21 | 2015-07-01 21:00 | 0 | 193.422 | 3% | 20% | 24.8835 | 158.218 | 3% | 20% | 28.4835 | 312.9596 | 0 | 0 | 0.00014044 | 0.0073967 | 7
22 | 2015-07-01 22:00 | 0 | 149.6807 | 3% | 15% | 24.8835 | 114.0493 | 3% | 15% | 28.4835 | 263.73 | 0 | 0 | 0.00014044 | 0.0037541 | 7
23 | 2015-07-01 23:00 | 30.9754 | 0 | 4% | 8% | 2.2026 | 140.656 | 4% | 8% | 36.778 | 140.656 | 0 | 0 | 0.00054374 | 0.00020838 | 7
0 | 2015-07-02 | 20.4254 | 363.0026 | 2% | 31% | -3.8364 | 182.0394 | 2% | 31% | 20.189 | 312.9596 | 0.001 | 0.01 | 0.00030655 | 0.031375 | 7
1 | 2015-07-02 01:00 | 0 | 168.484 | 0% | 15% | 0 | 95.246 | 0% | 15% | 3.6 | 263.73 | 0 | 0 | 0.00068377 | 0.005179 | 7
2 | 2015-07-02 02:00 | 7.6001 | 37.7652 | 1% | 9% | 0.69442 | 120.4728 | 1% | 9% | 11.8945 | 158.238 | 0 | 0 | 2.2223e-05 | 4.5693e-05 | 7
3 | 2015-07-02 03:00 | 3.8374 | 42.2936 | 0% | 8% | -3.8374 | 98.3624 | 0% | 8% | 3.6 | 140.656 | 0.001 | 0 | 0.00046322 | 9.2542e-05 | 7
4 | 2015-07-02 04:00 | 2.729 | 44.2776 | 1% | 8% | 5.5655 | 96.3784 | 1% | 8% | 11.8945 | 140.656 | 0 | 0 | 1.342e-06 | 0.00011552 | 7
5 | 2015-07-02 05:00 | 0 | 50.3564 | 1% | 6% | 8.2945 | 55.1356 | 1% | 6% | 11.8945 | 105.492 | 0 | 0 | 1.979e-05 | 0.00029967 | 7
6 | 2015-07-02 06:00 | 0 | 85.5437 | 0% | 7% | 0 | 37.5303 | 0% | 7% | 3.6 | 123.074 | 0 | 0 | 0.00068377 | 0.0013955 | 7
7 | 2015-07-02 07:00 | 3.9008 | 45.6716 | 1% | 3% | 4.3937 | 7.0744 | 1% | 3% | 11.8945 | 52.746 | 0 | 0 | 6.4659e-08 | 0.00034779 | 7
8 | 2015-07-02 08:00 | 5.2144 | 33.5981 | 1% | 2% | 3.0801 | 1.5659 | 1% | 2% | 11.8945 | 35.164 | 0 | 0 | 3.3778e-06 | 0.0001673 | 7
9 | 2015-07-02 09:00 | 1.3586 | 34.5331 | 1% | 2% | 6.9359 | 0.63088 | 1% | 2% | 11.8945 | 35.164 | 0 | 0 | 7.8997e-06 | 0.00018134 | 7
10 | 2015-07-02 10:00 | 0 | 34.0142 | 1% | 2% | 8.2945 | 1.1498 | 1% | 2% | 11.8945 | 35.164 | 0 | 0 | 1.979e-05 | 0.00017348 | 7
11 | 2015-07-02 11:00 | 0 | 15.7607 | 1% | 2% | 8.2945 | 19.4033 | 1% | 2% | 11.8945 | 35.164 | 0 | 0 | 1.979e-05 | 7.7804e-06 | 7
12 | 2015-07-02 12:00 | 6.7819 | 24.7604 | 2% | 2% | 9.8071 | 10.4036 | 2% | 2% | 20.189 | 35.164 | 0 | 0 | 1.1229e-06 | 6.2538e-05 | 7
13 | 2015-07-02 13:00 | 3.0233 | 29.4378 | 1% | 3% | 5.2712 | 23.3082 | 1% | 3% | 11.8945 | 52.746 | 0 | 0 | 6.4597e-07 | 8.866e-05 | 7
14 | 2015-07-02 14:00 | 3.6221 | 21.93 | 1% | 4% | 4.6724 | 48.398 | 1% | 4% | 11.8945 | 70.328 | 0 | 0 | 6.6906e-09 | 8.749e-06 | 7
15 | 2015-07-02 15:00 | 2.6525 | 0 | 1% | 4% | 5.642 | 70.328 | 1% | 4% | 11.8945 | 70.328 | 0 | 0 | 1.5644e-06 | 9.0538e-05 | 7
16 | 2015-07-02 16:00 | 3.2906 | 0 | 1% | 8% | 5.0039 | 140.656 | 1% | 8% | 11.8945 | 140.656 | 0 | 0 | 2.3173e-07 | 0.00020838 | 7
17 | 2015-07-02 17:00 | 0 | 0 | 1% | 13% | 8.2945 | 228.566 | 1% | 13% | 11.8945 | 228.566 | 0 | 0 | 1.979e-05 | 0.00033473 | 7
18 | 2015-07-02 18:00 | 0 | 0 | 1% | 16% | 8.2945 | 281.312 | 1% | 16% | 11.8945 | 281.312 | 0 | 0 | 1.979e-05 | 0.00047347 | 7
19 | 2015-07-02 19:00 | 15.0322 | 0 | 4% | 16% | 18.1458 | 281.312 | 4% | 16% | 36.778 | 281.312 | 0 | 0 | 1.6785e-05 | 0.00047347 | 7
20 | 2015-07-02 20:00 | 0 | 79.1848 | 2% | 22% | 16.589 | 307.6192 | 2% | 22% | 20.189 | 312.9596 | 0 | 0 | 5.0648e-05 | 0.00049351 | 7
21 | 2015-07-02 21:00 | 0 | 64.4884 | 5% | 17% | 41.4725 | 234.4056 | 5% | 17% | 45.0725 | 298.894 | 0 | 0 | 0.00019983 | 9.6777e-05 | 7
22 | 2015-07-02 22:00 | 0 | 84.5584 | 7% | 17% | 58.0615 | 214.3356 | 7% | 17% | 61.6615 | 298.894 | 0 | 0 | 0.0004356 | 0.00045167 | 7
23 | 2015-07-02 23:00 | 0 | 1.2594 | 8% | 13% | 66.356 | 227.3066 | 8% | 13% | 69.956 | 228.566 | 0 | 0 | 0.00043663 | 0.00030903 | 7
0 | 2015-07-03 | 0 | 0 | 8% | 14% | 66.356 | 246.148 | 8% | 14% | 69.956 | 246.148 | 0 | 0 | 0.00043663 | 0.00039837 | 7
1 | 2015-07-03 01:00 | 0 | 12.4711 | 10% | 16% | 82.945 | 268.8409 | 10% | 16% | 86.545 | 281.312 | 0 | 0 | 0.00057035 | 0.0002151 | 7
2 | 2015-07-03 02:00 | 0 | 8.1371 | 14% | 14% | 116.123 | 238.0109 | 14% | 14% | 119.723 | 246.148 | 0 | 0 | 0.00093117 | 0.00023504 | 7
3 | 2015-07-03 03:00 | 0 | 0 | 16% | 13% | 132.712 | 228.566 | 16% | 13% | 136.312 | 228.566 | 0 | 0 | 0.0015393 | 0.00033473 | 7
4 | 2015-07-03 04:00 | 0 | 0 | 18% | 13% | 149.301 | 228.566 | 18% | 13% | 152.901 | 228.566 | 0 | 0 | 0.00098752 | 0.00033473 | 7
5 | 2015-07-03 05:00 | 0 | 0 | 22% | 14% | 182.479 | 246.148 | 22% | 14% | 186.079 | 246.148 | 0 | 0 | 0.0014689 | 0.00039837 | 7
6 | 2015-07-03 06:00 | 0 | 62.8148 | 20% | 12% | 165.89 | 148.1692 | 20% | 12% | 169.49 | 210.984 | 0 | 0 | 0.0021648 | 0.00027529 | 7
7 | 2015-07-03 07:00 | 0 | 92.5246 | 20% | 12% | 165.89 | 118.4594 | 20% | 12% | 169.49 | 210.984 | 0 | 0 | 0.0021648 | 0.0011216 | 7
8 | 2015-07-03 08:00 | 22.7454 | 55.8416 | 20% | 7% | 143.1446 | 67.2324 | 20% | 7% | 169.49 | 123.074 | 0 | 0 | 0.00036501 | 0.00041875 | 7
9 | 2015-07-03 09:00 | 40.3084 | 0 | 17% | 5% | 100.6981 | 87.91 | 17% | 5% | 144.6065 | 87.91 | 0 | 0 | 0.00016424 | 0.00013567 | 7
10 | 2015-07-03 10:00 | 75.1535 | 39.5608 | 14% | 5% | 40.9695 | 48.3492 | 14% | 5% | 119.723 | 87.91 | 0 | 0 | 0.003611 | 0.00011779 | 7
11 | 2015-07-03 11:00 | 55.9424 | 17.41 | 10% | 4% | 27.0026 | 52.918 | 10% | 4% | 86.545 | 70.328 | 0 | 0 | 0.0018978 | 1.4979e-07 | 7
12 | 2015-07-03 12:00 | 18.806 | 8.3324 | 5% | 4% | 22.6665 | 61.9956 | 5% | 4% | 45.0725 | 70.328 | 0 | 0 | 7.2875e-05 | 2.281e-05 | 7
13 | 2015-07-03 13:00 | 9.7219 | 0 | 4% | 4% | 23.4561 | 70.328 | 4% | 4% | 36.778 | 70.328 | 0 | 0 | 5.3139e-06 | 9.0538e-05 | 7
14 | 2015-07-03 14:00 | 0 | 0 | 3% | 4% | 24.8835 | 70.328 | 3% | 4% | 28.4835 | 70.328 | 0 | 0 | 0.00014044 | 9.0538e-05 | 7
15 | 2015-07-03 15:00 | 0 | 0 | 4% | 6% | 33.178 | 105.492 | 4% | 6% | 36.778 | 105.492 | 0 | 0 | 0.00019673 | 0.00012837 | 7
16 | 2015-07-03 16:00 | 0 | 0 | 7% | 7% | 58.0615 | 123.074 | 7% | 7% | 61.6615 | 123.074 | 0 | 0 | 0.0004356 | 0.00012763 | 7
17 | 2015-07-03 17:00 | 0 | 0 | 9% | 14% | 74.6505 | 246.148 | 9% | 14% | 78.2505 | 246.148 | 0 | 0 | 0.00070343 | 0.00039837 | 7
18 | 2015-07-03 18:00 | 0 | 0 | 9% | 29% | 74.6505 | 509.878 | 9% | 29% | 78.2505 | 312.9596 | 0 | 0 | 0.00070343 | 0.0011622 | 7
19 | 2015-07-03 19:00 | 0 | 0 | 15% | 29% | 124.4175 | 509.878 | 15% | 29% | 128.0175 | 312.9596 | 0 | 0 | 0.00077608 | 0.0011622 | 7
20 | 2015-07-03 20:00 | 0 | 0 | 22% | 33% | 182.479 | 580.206 | 22% | 33% | 186.079 | 312.9596 | 0 | 0 | 0.0014689 | 0.00091083 | 7
21 | 2015-07-03 21:00 | 0 | 0 | 27% | 33% | 223.9515 | 580.206 | 27% | 33% | 227.5515 | 312.9596 | 0 | 0 | 0.0016626 | 0.00091083 | 7
22 | 2015-07-03 22:00 | 0 | 0 | 37% | 31% | 306.8965 | 545.042 | 37% | 31% | 247.1761 | 312.9596 | 0 | 0 | 0.002807 | 0.00086046 | 7
23 | 2015-07-03 23:00 | 0 | 0 | 39% | 30% | 323.4855 | 527.46 | 39% | 30% | 247.1761 | 312.9596 | 0 | 0 | 0.0012092 | 0.00087453 | 7
0 | 2015-07-04 | 0 | 112.3009 | 28% | 29% | 232.246 | 397.5771 | 28% | 29% | 235.846 | 312.9596 | 0 | 0 | 0.0010544 | 0.00088699 | 7
1 | 2015-07-04 01:00 | 0 | 141.6053 | 43% | 27% | 356.6635 | 333.1087 | 43% | 27% | 247.1761 | 312.9596 | 0 | 0 | 0.0028785 | 0.0023735 | 7
2 | 2015-07-04 02:00 | 0 | 67.797 | 54% | 16% | 447.903 | 213.515 | 54% | 16% | 247.1761 | 281.312 | 0 | 0 | 0.0020799 | 0.00028228 | 7
3 | 2015-07-04 03:00 | 0 | 130.0016 | 58% | 13% | 481.081 | 98.5644 | 58% | 13% | 247.1761 | 228.566 | 0 | 0 | 0.0013642 | 0.0030963 | 7
4 | 2015-07-04 04:00 | 0 | 85.8679 | 55% | 8% | 456.1975 | 54.7881 | 55% | 8% | 247.1761 | 140.656 | 0 | 0 | 0.0032109 | 0.0011836 | 7
5 | 2015-07-04 05:00 | 0 | 52.2884 | 51% | 6% | 423.0195 | 53.2036 | 51% | 6% | 247.1761 | 105.492 | 0 | 0 | 0.0019704 | 0.00033892 | 7
6 | 2015-07-04 06:00 | 0 | 19.4351 | 49% | 5% | 406.4305 | 68.4749 | 49% | 5% | 247.1761 | 87.91 | 0 | 0 | 0.0019382 | 3.5268e-07 | 7
7 | 2015-07-04 07:00 | 0 | 31.8829 | 44% | 5% | 364.958 | 56.0271 | 44% | 5% | 247.1761 | 87.91 | 0 | 0 | 0.002895 | 4.2068e-05 | 7
8 | 2015-07-04 08:00 | 0 | 27.8555 | 42% | 5% | 348.369 | 60.0545 | 42% | 5% | 247.1761 | 87.91 | 0 | 0 | 0.0019602 | 1.7601e-05 | 7
9 | 2015-07-04 09:00 | 0 | 0 | 34% | 5% | 282.013 | 87.91 | 34% | 5% | 247.1761 | 87.91 | 0 | 0 | 0.0017608 | 0.00013567 | 7
10 | 2015-07-04 10:00 | 23.0664 | 50.0209 | 36% | 10% | 275.5356 | 125.7991 | 36% | 10% | 247.1761 | 175.82 | 0 | 0 | 0.0002001 | 5.1085e-05 | 7
11 | 2015-07-04 11:00 | 0 | 101.6653 | 25% | 11% | 207.3625 | 91.7367 | 25% | 11% | 210.9625 | 193.402 | 0 | 0 | 0.0019633 | 0.0016358 | 7
12 | 2015-07-04 12:00 | 58.455 | 34.9906 | 26% | 8% | 157.202 | 105.6654 | 26% | 8% | 219.257 | 140.656 | 0 | 0 | 0.00043197 | 2.9879e-05 | 7
13 | 2015-07-04 13:00 | 36.0049 | 0 | 23% | 9% | 154.7686 | 158.238 | 23% | 9% | 194.3735 | 158.238 | 0 | 0 | 1.2695e-06 | 0.00021667 | 7
14 | 2015-07-04 14:00 | 0 | 0 | 16% | 10% | 132.712 | 175.82 | 16% | 10% | 136.312 | 175.82 | 0 | 0 | 0.0015393 | 0.00045381 | 7
15 | 2015-07-04 15:00 | 0 | 0 | 15% | 11% | 124.4175 | 193.402 | 15% | 11% | 128.0175 | 193.402 | 0 | 0 | 0.00077608 | 0.00030201 | 7
16 | 2015-07-04 16:00 | 0 | 73.8851 | 21% | 14% | 174.1845 | 172.2629 | 21% | 14% | 177.7845 | 246.148 | 0 | 0 | 0.002694 | 0.00048682 | 7
17 | 2015-07-04 17:00 | 0 | 0 | 22% | 11% | 182.479 | 193.402 | 22% | 11% | 186.079 | 193.402 | 0 | 0 | 0.0014689 | 0.00030201 | 7
18 | 2015-07-04 18:00 | 12.4058 | 0 | 26% | 17% | 203.2512 | 298.894 | 26% | 17% | 219.257 | 298.894 | 0 | 0 | 0.0012064 | 0.00072044 | 7
19 | 2015-07-04 19:00 | 25.2751 | 0 | 25% | 21% | 182.0874 | 369.222 | 25% | 21% | 210.9625 | 312.9596 | 0 | 0 | 0.00019147 | 0.00058222 | 7
20 | 2015-07-04 20:00 | 36.497 | 0 | 26% | 27% | 179.16 | 474.714 | 26% | 27% | 219.257 | 312.9596 | 0 | 0 | 3.2366e-05 | 0.0010126 | 7
21 | 2015-07-04 21:00 | 39.1945 | 0 | 29% | 35% | 201.346 | 615.37 | 29% | 35% | 244.1405 | 312.9596 | 0 | 0 | 8.2723e-06 | 0.0010089 | 7
22 | 2015-07-04 22:00 | 0 | 0 | 34% | 36% | 282.013 | 632.952 | 34% | 36% | 247.1761 | 312.9596 | 0 | 0 | 0.0017608 | 0.00088734 | 7
23 | 2015-07-04 23:00 | 0 | 47.1194 | 34% | 40% | 282.013 | 656.1606 | 34% | 40% | 247.1761 | 312.9596 | 0 | 0 | 0.0017608 | 4.6766e-05 | 7
0 | 2015-07-05 | 0 | 0 | 37% | 35% | 306.8965 | 615.37 | 37% | 35% | 247.1761 | 312.9596 | 0 | 0 | 0.002807 | 0.0010089 | 7
1 | 2015-07-05 01:00 | 0 | 0 | 41% | 34% | 340.0745 | 597.788 | 41% | 34% | 247.1761 | 312.9596 | 0 | 0 | 0.0021365 | 0.0013815 | 7
2 | 2015-07-05 02:00 | 179.2547 | 0 | 55% | 35% | 276.9428 | 615.37 | 55% | 35% | 247.1761 | 312.9596 | 0 | 0 | 0.025424 | 0.0010089 | 7
3 | 2015-07-05 03:00 | 75.2166 | 0 | 40% | 31% | 256.5634 | 545.042 | 40% | 31% | 247.1761 | 312.9596 | 0 | 0 | 0.0025546 | 0.00086046 | 7
4 | 2015-07-05 04:00 | 0 | 0 | 27% | 33% | 223.9515 | 580.206 | 27% | 33% | 227.5515 | 312.9596 | 0 | 0 | 0.0016626 | 0.00091083 | 7
5 | 2015-07-05 05:00 | 30.6198 | 0 | 28% | 35% | 201.6262 | 615.37 | 28% | 35% | 235.846 | 312.9596 | 0 | 0 | 1.9749e-05 | 0.0010089 | 7
6 | 2015-07-05 06:00 | 90.4596 | 49.7928 | 29% | 43% | 150.0809 | 706.2332 | 29% | 43% | 244.1405 | 312.9596 | 0 | 0 | 0.0034727 | 0.00059316 | 7
7 | 2015-07-05 07:00 | 84.535 | 0 | 22% | 45% | 97.944 | 791.19 | 22% | 45% | 186.079 | 312.9596 | 0 | 0 | 0.0040437 | 0.0010364 | 7
8 | 2015-07-05 08:00 | 35.3885 | 0 | 14% | 48% | 80.7345 | 843.936 | 14% | 48% | 119.723 | 312.9596 | 0 | 0 | 0.00014762 | 0.0016538 | 7
9 | 2015-07-05 09:00 | 0 | 219.0403 | 8% | 53% | 66.356 | 712.8057 | 8% | 53% | 69.956 | 312.9596 | 0 | 0 | 0.00043663 | 0.0069893 | 7
10 | 2015-07-05 10:00 | 0 | 105.8364 | 10% | 51% | 82.945 | 790.8456 | 10% | 51% | 86.545 | 312.9596 | 0 | 0 | 0.00057035 | 0.00067112 | 7
11 | 2015-07-05 11:00 | 0 | 0 | 14% | 49% | 116.123 | 861.518 | 14% | 49% | 119.723 | 312.9596 | 0 | 0 | 0.00093117 | 0.0016348 | 7
12 | 2015-07-05 12:00 | 38.1503 | 0 | 18% | 48% | 111.1507 | 843.936 | 18% | 48% | 152.901 | 312.9596 | 0 | 0 | 0.00021228 | 0.0016538 | 7
13 | 2015-07-05 13:00 | 101.2163 | 0 | 16% | 46% | 31.4957 | 808.772 | 16% | 46% | 136.312 | 312.9596 | 0 | 0 | 0.0068549 | 0.0021141 | 7
14 | 2015-07-05 14:00 | 53.8054 | 27.2868 | 9% | 45% | 20.8451 | 763.9032 | 9% | 45% | 78.2505 | 312.9596 | 0 | 0 | 0.0014705 | 0.00027802 | 7
15 | 2015-07-05 15:00 | 16.1868 | 203.1235 | 4% | 47% | 16.9912 | 623.2305 | 4% | 47% | 36.778 | 312.9596 | 0 | 0 | 3.0129e-05 | 0.0060064 | 7
16 | 2015-07-05 16:00 | 22.5784 | 337.4706 | 4% | 42% | 10.5996 | 400.9734 | 4% | 42% | 36.778 | 312.9596 | 0 | 0.005 | 0.0001741 | 0.02429 | 7
17 | 2015-07-05 17:00 | 18.8062 | 136.761 | 3% | 30% | 6.0773 | 390.699 | 3% | 30% | 28.4835 | 312.9596 | 0 | 0 | 0.00011713 | 0.0023244 | 7
18 | 2015-07-05 18:00 | 0 | 91.827 | 4% | 21% | 33.178 | 277.395 | 4% | 21% | 36.778 | 312.9596 | 0 | 0 | 0.00019673 | 0.00078953 | 7
19 | 2015-07-05 19:00 | 0 | 88.0645 | 5% | 21% | 41.4725 | 281.1575 | 5% | 21% | 45.0725 | 312.9596 | 0 | 0 | 0.00019983 | 0.00067385 | 7
20 | 2015-07-05 20:00 | 2.6408 | 92.129 | 11% | 18% | 88.5987 | 224.347 | 11% | 18% | 94.8395 | 312.9596 | 0 | 0 | 0.00065265 | 0.000751 | 7
21 | 2015-07-05 21:00 | 32.6936 | 53.8307 | 14% | 19% | 83.4294 | 280.2273 | 14% | 19% | 119.723 | 312.9596 | 0 | 0 | 7.9229e-05 | 3.1622e-05 | 7
22 | 2015-07-05 22:00 | 58.7183 | 53.8307 | 12% | 18% | 40.8157 | 262.6453 | 12% | 18% | 103.134 | 312.9596 | 0 | 0 | 0.0014547 | 3.1603e-05 | 7
23 | 2015-07-05 23:00 | 45.9577 | 57.482 | 10% | 17% | 36.9873 | 241.412 | 10% | 17% | 86.545 | 298.894 | 0 | 0 | 0.00099386 | 3.4253e-05 | 7
0 | 2015-07-06 | 25.8968 | 138.724 | 7% | 17% | 32.1647 | 160.17 | 7% | 17% | 61.6615 | 298.894 | 0 | 0 | 0.00010714 | 0.0027102 | 7
1 | 2015-07-06 01:00 | 10.0138 | 57.3401 | 5% | 12% | 31.4587 | 153.6439 | 5% | 12% | 45.0725 | 210.984 | 0 | 0 | 4.2579e-06 | 0.00018166 | 7
2 | 2015-07-06 02:00 | 0 | 0 | 5% | 9% | 41.4725 | 158.238 | 5% | 9% | 45.0725 | 158.238 | 0 | 0 | 0.00019983 | 0.00021667 | 7
3 | 2015-07-06 03:00 | 0 | 69.0839 | 7% | 14% | 58.0615 | 177.0641 | 7% | 14% | 61.6615 | 246.148 | 0 | 0 | 0.0004356 | 0.00037377 | 7
4 | 2015-07-06 04:00 | 0 | 51.5047 | 9% | 10% | 74.6505 | 124.3153 | 9% | 10% | 78.2505 | 175.82 | 0 | 0 | 0.00070343 | 6.3861e-05 | 7
5 | 2015-07-06 05:00 | 25.2127 | 37.2919 | 8% | 8% | 41.1433 | 103.3641 | 8% | 8% | 69.956 | 140.656 | 0 | 0 | 9.0273e-05 | 4.5901e-05 | 7
6 | 2015-07-06 06:00 | 40.8362 | 25.6093 | 7% | 5% | 17.2253 | 62.3007 | 7% | 5% | 61.6615 | 87.91 | 0 | 0 | 0.0008044 | 8.5136e-06 | 7
7 | 2015-07-06 07:00 | 13.8896 | 26.695 | 3% | 5% | 10.9939 | 61.215 | 3% | 5% | 28.4835 | 87.91 | 0 | 0 | 2.3961e-05 | 1.2498e-05 | 7
8 | 2015-07-06 08:00 | 3.0613 | 34.6151 | 1% | 3% | 5.2332 | 18.1309 | 1% | 3% | 11.8945 | 52.746 | 0 | 0 | 5.7435e-07 | 0.00015278 | 7
9 | 2015-07-06 09:00 | 0 | 27.8152 | 0% | 2% | 0 | 7.3488 | 0% | 2% | 3.6 | 35.164 | 0 | 0 | 0.00068377 | 9.3035e-05 | 7
10 | 2015-07-06 10:00 | 0.62784 | 4.1514 | 1% | 1% | 7.6667 | 13.4306 | 1% | 1% | 11.8945 | 17.582 | 0 | 0 | 1.3629e-05 | 1.2197e-06 | 7
11 | 2015-07-06 11:00 | 1.6044 | 0 | 0% | 2% | -1.6044 | 35.164 | 0% | 2% | 3.6 | 35.164 | 0 | 0 | 0.00058635 | 3.8128e-05 | 7
12 | 2015-07-06 12:00 | 1.9027 | 21.5374 | 0% | 3% | -1.9027 | 31.2086 | 0% | 3% | 3.6 | 52.746 | 0 | 0 | 0.00056906 | 2.423e-05 | 7
13 | 2015-07-06 13:00 | 1.1995 | 68.3474 | 1% | 5% | 7.095 | 19.5626 | 1% | 5% | 11.8945 | 87.91 | 0 | 0 | 9.0149e-06 | 0.00074124 | 7
14 | 2015-07-06 14:00 | 0 | 59.4068 | 0% | 5% | 0 | 28.5032 | 0% | 5% | 3.6 | 87.91 | 0 | 0 | 0.00068377 | 0.00049021 | 7
15 | 2015-07-06 15:00 | 0 | 0 | 1% | 4% | 8.2945 | 70.328 | 1% | 4% | 11.8945 | 70.328 | 0 | 0 | 1.979e-05 | 9.0538e-05 | 7
16 | 2015-07-06 16:00 | 0 | 0 | 5% | 7% | 41.4725 | 123.074 | 5% | 7% | 45.0725 | 123.074 | 0 | 0 | 0.00019983 | 0.00012763 | 7
17 | 2015-07-06 17:00 | 0 | 0 | 13% | 10% | 107.8285 | 175.82 | 13% | 10% | 111.4285 | 175.82 | 0 | 0 | 0.0007203 | 0.00045381 | 7
18 | 2015-07-06 18:00 | 0 | 0 | 17% | 16% | 141.0065 | 281.312 | 17% | 16% | 144.6065 | 281.312 | 0 | 0 | 0.0012803 | 0.00047347 | 7
19 | 2015-07-06 19:00 | 0 | 44.7756 | 19% | 18% | 157.5955 | 271.7004 | 19% | 18% | 161.1955 | 312.9596 | 0 | 0 | 0.001231 | 2.2227e-07 | 7
20 | 2015-07-06 20:00 | 11.8673 | 95.2988 | 24% | 19% | 187.2007 | 238.7592 | 24% | 19% | 202.668 | 312.9596 | 0 | 0 | 0.0011744 | 0.00085316 | 7
21 | 2015-07-06 21:00 | 46.6272 | 36.076 | 29% | 16% | 193.9133 | 245.236 | 29% | 16% | 244.1405 | 281.312 | 0 | 0 | 3.7025e-05 | 1.5393e-06 | 7
22 | 2015-07-06 22:00 | 21.2566 | 20.8696 | 41% | 16% | 318.8179 | 260.4424 | 41% | 16% | 247.1761 | 281.312 | 0 | 0 | 0.00042416 | 9.7803e-05 | 7
23 | 2015-07-06 23:00 | 4.1498 | 74.1415 | 43% | 17% | 352.5137 | 224.7525 | 43% | 17% | 247.1761 | 298.894 | 0 | 0 | 0.0023667 | 0.00023495 | 7
0 | 2015-07-07 | 33.3244 | 45.8972 | 46% | 14% | 348.2226 | 200.2508 | 46% | 14% | 247.1761 | 246.148 | 0 | 0 | 5.0813e-05 | 3.7768e-05 | 7
1 | 2015-07-07 01:00 | 0 | 0 | 41% | 11% | 340.0745 | 193.402 | 41% | 11% | 247.1761 | 193.402 | 0 | 0 | 0.0021365 | 0.00030201 | 7
2 | 2015-07-07 02:00 | 0 | 6.8158 | 42% | 12% | 348.369 | 204.1682 | 42% | 12% | 247.1761 | 210.984 | 0 | 0 | 0.0019602 | 0.00023282 | 7
3 | 2015-07-07 03:00 | 0 | 30.1584 | 45% | 9% | 373.2525 | 128.0796 | 45% | 9% | 247.1761 | 158.238 | 0 | 0 | 0.001179 | 5.9204e-06 | 7
4 | 2015-07-07 04:00 | 0 | 39.1451 | 51% | 7% | 423.0195 | 83.9289 | 51% | 7% | 247.1761 | 123.074 | 0 | 0 | 0.0019704 | 0.00012027 | 7
5 | 2015-07-07 05:00 | 0 | 49.3559 | 55% | 6% | 456.1975 | 56.1361 | 55% | 6% | 247.1761 | 105.492 | 0 | 0 | 0.0032109 | 0.00028029 | 7
6 | 2015-07-07 06:00 | 0 | 51.1837 | 53% | 4% | 439.6085 | 19.1443 | 53% | 4% | 247.1761 | 70.328 | 0 | 0 | 0.0021906 | 0.00038402 | 7
7 | 2015-07-07 07:00 | 0 | 37.4293 | 49% | 3% | 406.4305 | 15.3167 | 49% | 3% | 247.1761 | 52.746 | 0 | 0 | 0.0019382 | 0.00019492 | 7
8 | 2015-07-07 08:00 | 31.2325 | 30.0331 | 51% | 2% | 391.787 | 5.1309 | 51% | 2% | 247.1761 | 35.164 | 0 | 0 | 4.536e-05 | 0.00011896 | 7
9 | 2015-07-07 09:00 | 9.1243 | 11.2379 | 44% | 1% | 355.8337 | 6.3441 | 44% | 1% | 247.1761 | 17.582 | 0 | 0 | 0.0018322 | 8.5623e-06 | 7
10 | 2015-07-07 10:00 | 23.9039 | 9.114 | 38% | 1% | 291.2871 | 8.468 | 38% | 1% | 247.1761 | 17.582 | 0 | 0 | 0.00022981 | 2.9521e-06 | 7
11 | 2015-07-07 11:00 | 68.5693 | 3.3646 | 38% | 0% | 246.6217 | -3.3646 | 38% | 0% | 247.1761 | 0 | 0 | 0.001 | 0.0014969 | 3.5313e-06 | 7
12 | 2015-07-07 12:00 | 54.9425 | 0 | 30% | 1% | 193.8925 | 17.582 | 30% | 1% | 247.1761 | 17.582 | 0 | 0 | 9.5961e-05 | 1.201e-05 | 7
13 | 2015-07-07 13:00 | 65.8196 | 0 | 26% | 2% | 149.8374 | 35.164 | 26% | 2% | 219.257 | 35.164 | 0 | 0 | 0.00087988 | 3.8128e-05 | 7
14 | 2015-07-07 14:00 | 76.4839 | 0 | 23% | 3% | 114.2896 | 52.746 | 23% | 3% | 194.3735 | 52.746 | 0 | 0 | 0.0024929 | 5.3688e-05 | 7
15 | 2015-07-07 15:00 | 47.9099 | 0 | 15% | 4% | 76.5076 | 70.328 | 15% | 4% | 128.0175 | 70.328 | 0 | 0 | 0.00089418 | 9.0538e-05 | 7
16 | 2015-07-07 16:00 | 40.9651 | 0 | 13% | 9% | 66.8634 | 158.238 | 13% | 9% | 111.4285 | 158.238 | 0 | 0 | 0.0005085 | 0.00021667 | 7
17 | 2015-07-07 17:00 | 26.148 | 175.0732 | 10% | 15% | 56.797 | 88.6568 | 10% | 15% | 86.545 | 263.73 | 0 | 0 | 5.8409e-05 | 0.0057324 | 7
18 | 2015-07-07 18:00 | 9.7676 | 61.8908 | 9% | 8% | 64.8829 | 78.7652 | 9% | 8% | 78.2505 | 140.656 | 0 | 0 | 0.00021745 | 0.00043123 | 7
19 | 2015-07-07 19:00 | 9.4043 | 0 | 8% | 7% | 56.9517 | 123.074 | 8% | 7% | 69.956 | 123.074 | 0 | 0 | 9.135e-05 | 0.00012763 | 7
20 | 2015-07-07 20:00 | 14.3372 | 14.9497 | 9% | 7% | 60.3133 | 108.1243 | 9% | 7% | 78.2505 | 123.074 | 0 | 0 | 8.5321e-05 | 7.809e-06 | 7
21 | 2015-07-07 21:00 | 24.7589 | 0 | 10% | 5% | 58.1861 | 87.91 | 10% | 5% | 86.545 | 87.91 | 0 | 0 | 3.5615e-05 | 0.00013567 | 7
22 | 2015-07-07 22:00 | 22.6442 | 95.8384 | 12% | 8% | 76.8898 | 44.8176 | 12% | 8% | 103.134 | 140.656 | 0 | 0 | 2.8637e-05 | 0.0016059 | 7
23 | 2015-07-07 23:00 | 38.9759 | 72.9166 | 15% | 5% | 85.4416 | 14.9934 | 15% | 5% | 128.0175 | 87.91 | 0 | 0 | 0.00036603 | 0.0008895 | 7
0 | 2015-07-08 | 0 | 22.238 | 16% | 2% | 132.712 | 12.926 | 16% | 2% | 136.312 | 35.164 | 0 | 0 | 0.0015393 | 4.1905e-05 | 7
1 | 2015-07-08 01:00 | 0 | 5.9809 | 19% | 2% | 157.5955 | 29.1831 | 19% | 2% | 161.1955 | 35.164 | 0 | 0 | 0.001231 | 7.6897e-06 | 7
2 | 2015-07-08 02:00 | 0 | 0 | 20% | 3% | 165.89 | 52.746 | 20% | 3% | 169.49 | 52.746 | 0 | 0 | 0.0021648 | 5.3688e-05 | 7
3 | 2015-07-08 03:00 | 0 | 0 | 24% | 3% | 199.068 | 52.746 | 24% | 3% | 202.668 | 52.746 | 0 | 0 | 0.0023597 | 5.3688e-05 | 7
4 | 2015-07-08 04:00 | 0 | 11.4421 | 26% | 3% | 215.657 | 41.3039 | 26% | 3% | 219.257 | 52.746 | 0 | 0 | 0.0024692 | 6.7136e-07 | 7
5 | 2015-07-08 05:00 | 10.8766 | 44.1601 | 25% | 5% | 196.4859 | 43.7499 | 25% | 5% | 210.9625 | 87.91 | 0 | 0 | 0.00097322 | 0.00018141 | 7
6 | 2015-07-08 06:00 | 22.7324 | 0 | 22% | 3% | 159.7466 | 52.746 | 22% | 3% | 186.079 | 52.746 | 0 | 0 | 0.00011924 | 5.3688e-05 | 7
7 | 2015-07-08 07:00 | 78.4951 | 12.9144 | 21% | 4% | 95.6894 | 57.4136 | 21% | 4% | 177.7845 | 70.328 | 0 | 0 | 0.0018259 | 4.7084e-06 | 7
8 | 2015-07-08 08:00 | 107.693 | 34.2626 | 16% | 4% | 25.019 | 36.0654 | 16% | 4% | 136.312 | 70.328 | 0 | 0 | 0.0082089 | 9.9445e-05 | 7
9 | 2015-07-08 09:00 | 66.6002 | 0 | 8% | 3% | -0.24424 | 52.746 | 8% | 3% | 69.956 | 52.746 | 0 | 0 | 0.0035282 | 5.3688e-05 | 7
10 | 2015-07-08 10:00 | 31.0374 | 12.6372 | 3% | 4% | -6.1539 | 57.6908 | 3% | 4% | 28.4835 | 70.328 | 0.001 | 0 | 0.00065376 | 5.4174e-06 | 7
11 | 2015-07-08 11:00 | 11.6124 | 0 | 1% | 4% | -3.3179 | 70.328 | 1% | 4% | 11.8945 | 70.328 | 0 | 0 | 9.1231e-05 | 9.0538e-05 | 7
12 | 2015-07-08 12:00 | 0 | 0 | 1% | 6% | 8.2945 | 105.492 | 1% | 6% | 11.8945 | 105.492 | 0 | 0 | 1.979e-05 | 0.00012837 | 7
13 | 2015-07-08 13:00 | 0 | 0 | 2% | 12% | 16.589 | 210.984 | 2% | 12% | 20.189 | 210.984 | 0 | 0 | 5.0648e-05 | 0.00036614 | 7
14 | 2015-07-08 14:00 | 0 | 5.1475 | 4% | 19% | 33.178 | 328.9105 | 4% | 19% | 36.778 | 312.9596 | 0 | 0 | 0.00019673 | 0.0004869 | 7
15 | 2015-07-08 15:00 | 0 | 51.0174 | 6% | 21% | 49.767 | 318.2046 | 6% | 21% | 53.367 | 312.9596 | 0 | 0 | 0.00044252 | 2.3888e-05 | 7
16 | 2015-07-08 16:00 | 0 | 85.2832 | 6% | 19% | 49.767 | 248.7748 | 6% | 19% | 53.367 | 312.9596 | 0 | 0 | 0.00044252 | 0.00055283 | 7
17 | 2015-07-08 17:00 | 0 | 94.1444 | 10% | 17% | 82.945 | 204.7496 | 10% | 17% | 86.545 | 298.894 | 0 | 0 | 0.00057035 | 0.00071315 | 7
18 | 2015-07-08 18:00 | 0 | 56.0674 | 10% | 14% | 82.945 | 190.0806 | 10% | 14% | 86.545 | 246.148 | 0 | 0 | 0.00057035 | 0.00014232 | 7
19 | 2015-07-08 19:00 | 9.9288 | 38.4864 | 8% | 13% | 56.4272 | 190.0796 | 8% | 13% | 69.956 | 228.566 | 0 | 0 | 7.9662e-05 | 1.2917e-05 | 7
20 | 2015-07-08 20:00 | 29.7778 | 0 | 9% | 13% | 44.8727 | 228.566 | 9% | 13% | 78.2505 | 228.566 | 0 | 0 | 8.7955e-05 | 0.00033473 | 7
21 | 2015-07-08 21:00 | 28.4879 | 44.1155 | 7% | 13% | 29.5736 | 184.4505 | 7% | 13% | 61.6615 | 228.566 | 0 | 0 | 0.00018156 | 4.618e-05 | 7
22 | 2015-07-08 22:00 | 0 | 68.8349 | 5% | 13% | 41.4725 | 159.7311 | 5% | 13% | 45.0725 | 228.566 | 0 | 0 | 0.00019983 | 0.00043494 | 7
23 | 2015-07-08 23:00 | 12.7244 | 34.537 | 10% | 11% | 70.2206 | 158.865 | 10% | 11% | 86.545 | 193.402 | 0 | 0 | 7.2951e-05 | 5.1299e-06 | 7
0 | 2015-07-09 | 0 | 0 | 9% | 10% | 74.6505 | 175.82 | 9% | 10% | 78.2505 | 175.82 | 0 | 0 | 0.00070343 | 0.00045381 | 7
1 | 2015-07-09 01:00 | 0 | 0 | 10% | 9% | 82.945 | 158.238 | 10% | 9% | 86.545 | 158.238 | 0 | 0 | 0.00057035 | 0.00021667 | 7
2 | 2015-07-09 02:00 | 0 | 6.0329 | 14% | 11% | 116.123 | 187.3691 | 14% | 11% | 119.723 | 193.402 | 0 | 0 | 0.00093117 | 0.00019452 | 7
3 | 2015-07-09 03:00 | 0 | 0 | 14% | 10% | 116.123 | 175.82 | 14% | 10% | 119.723 | 175.82 | 0 | 0 | 0.00093117 | 0.00045381 | 7
4 | 2015-07-09 04:00 | 0 | 0 | 17% | 10% | 141.0065 | 175.82 | 17% | 10% | 144.6065 | 175.82 | 0 | 0 | 0.0012803 | 0.00045381 | 7
5 | 2015-07-09 05:00 | 0 | 73.1884 | 17% | 12% | 141.0065 | 137.7956 | 17% | 12% | 144.6065 | 210.984 | 0 | 0 | 0.0012803 | 0.00050589 | 7
6 | 2015-07-09 06:00 | 0 | 27.9738 | 17% | 8% | 141.0065 | 112.6822 | 17% | 8% | 144.6065 | 140.656 | 0 | 0 | 0.0012803 | 2.1764e-06 | 7
7 | 2015-07-09 07:00 | 26.6532 | 26.785 | 17% | 6% | 114.3533 | 78.707 | 17% | 6% | 144.6065 | 105.492 | 0 | 0 | 1.3303e-05 | 1.5243e-05 | 7
8 | 2015-07-09 08:00 | 32.8284 | 67.7473 | 13% | 6% | 75.0001 | 37.7447 | 13% | 6% | 111.4285 | 105.492 | 0 | 0 | 0.00016231 | 0.00073996 | 7
9 | 2015-07-09 09:00 | 19.3952 | 37.6116 | 9% | 3% | 55.2553 | 15.1344 | 9% | 3% | 78.2505 | 52.746 | 0 | 0 | 9.8529e-06 | 0.00019782 | 7
10 | 2015-07-09 10:00 | 31.0986 | 0 | 8% | 1% | 35.2574 | 17.582 | 8% | 1% | 69.956 | 17.582 | 0 | 0 | 0.00027547 | 1.201e-05 | 7
11 | 2015-07-09 11:00 | 20.3479 | 0 | 4% | 3% | 12.8301 | 52.746 | 4% | 3% | 36.778 | 52.746 | 0 | 0 | 0.00011037 | 5.3688e-05 | 7
12 | 2015-07-09 12:00 | 11.5157 | 0 | 3% | 4% | 13.3678 | 70.328 | 3% | 4% | 28.4835 | 70.328 | 0 | 0 | 4.1327e-06 | 9.0538e-05 | 7
13 | 2015-07-09 13:00 | 0 | 23.3726 | 3% | 7% | 24.8835 | 99.7014 | 3% | 7% | 28.4835 | 123.074 | 0 | 0 | 0.00014044 | 3.9848e-06 | 7
14 | 2015-07-09 14:00 | 0 | 88.4654 | 3% | 8% | 24.8835 | 52.1906 | 3% | 8% | 28.4835 | 140.656 | 0 | 0 | 0.00014044 | 0.0012874 | 7
15 | 2015-07-09 15:00 | 0 | 0 | 7% | 5% | 58.0615 | 87.91 | 7% | 5% | 61.6615 | 87.91 | 0 | 0 | 0.0004356 | 0.00013567 | 7
16 | 2015-07-09 16:00 | 4.234 | 0 | 7% | 3% | 53.8275 | 52.746 | 7% | 3% | 61.6615 | 52.746 | 0 | 0 | 0.00024858 | 5.3688e-05 | 7
17 | 2015-07-09 17:00 | 15.1776 | 0 | 11% | 8% | 76.0619 | 140.656 | 11% | 8% | 94.8395 | 140.656 | 0 | 0 | 0.00010884 | 0.00020838 | 7
18 | 2015-07-09 18:00 | 0 | 0 | 6% | 10% | 49.767 | 175.82 | 6% | 10% | 53.367 | 175.82 | 0 | 0 | 0.00044252 | 0.00045381 | 7
19 | 2015-07-09 19:00 | 0 | 0 | 11% | 14% | 91.2395 | 246.148 | 11% | 14% | 94.8395 | 246.148 | 0 | 0 | 0.00082546 | 0.00039837 | 7
20 | 2015-07-09 20:00 | 0 | 0 | 20% | 22% | 165.89 | 386.804 | 20% | 22% | 169.49 | 312.9596 | 0 | 0 | 0.0021648 | 0.00052086 | 7
21 | 2015-07-09 21:00 | 75.4325 | 56.2229 | 27% | 25% | 148.519 | 383.3271 | 27% | 25% | 227.5515 | 312.9596 | 0 | 0 | 0.0025168 | 9.2902e-05 | 7
22 | 2015-07-09 22:00 | 93.2881 | 149.0341 | 32% | 27% | 172.1359 | 325.6799 | 32% | 27% | 247.1761 | 312.9596 | 0 | 0 | 0.0040359 | 0.0028031 | 7
23 | 2015-07-09 23:00 | 78.3314 | 147.3 | 33% | 19% | 195.3871 | 186.758 | 33% | 19% | 247.1761 | 312.9596 | 0 | 0 | 0.002689 | 0.0034557 | 7
0 | 2015-07-10 | 53.3459 | 0 | 32% | 13% | 212.0781 | 228.566 | 32% | 13% | 247.1761 | 228.566 | 0 | 0 | 0.00023634 | 0.00033473 | 7
1 | 2015-07-10 01:00 | 22.0262 | 0 | 37% | 20% | 284.8703 | 351.64 | 37% | 20% | 247.1761 | 312.9596 | 0 | 0 | 0.00069833 | 0.00057635 | 7
2 | 2015-07-10 02:00 | 0 | 0 | 46% | 24% | 381.547 | 421.968 | 46% | 24% | 247.1761 | 312.9596 | 0 | 0 | 0.0022377 | 0.00062366 | 7
3 | 2015-07-10 03:00 | 0 | 0 | 46% | 28% | 381.547 | 492.296 | 46% | 28% | 247.1761 | 312.9596 | 0 | 0 | 0.0022377 | 0.00060754 | 7
4 | 2015-07-10 04:00 | 0 | 0 | 51% | 30% | 423.0195 | 527.46 | 51% | 30% | 247.1761 | 312.9596 | 0 | 0 | 0.0019704 | 0.00087453 | 7
5 | 2015-07-10 05:00 | 0 | 99.7596 | 60% | 33% | 497.67 | 480.4464 | 60% | 33% | 247.1761 | 312.9596 | 0 | 0 | 0.0017678 | 0.00070541 | 7
6 | 2015-07-10 06:00 | 0 | 176.3173 | 69% | 35% | 572.3205 | 439.0527 | 69% | 35% | 247.1761 | 312.9596 | 0 | 0 | 0.0036564 | 0.0046949 | 7
7 | 2015-07-10 07:00 | 13.9028 | 0 | 76% | 19% | 616.4792 | 334.058 | 76% | 19% | 247.1761 | 312.9596 | 0 | 0 | 3.7671e-05 | 0.00062468 | 7
8 | 2015-07-10 08:00 | 0 | 0 | 74% | 23% | 613.793 | 404.386 | 74% | 23% | 247.1761 | 312.9596 | 0 | 0 | 0.0041038 | 0.00066025 | 7
9 | 2015-07-10 09:00 | 0 | 0 | 69% | 32% | 572.3205 | 562.624 | 69% | 32% | 247.1761 | 312.9596 | 0 | 0 | 0.0036564 | 0.0012294 | 7
10 | 2015-07-10 10:00 | 0 | 39.0492 | 71% | 44% | 588.9095 | 734.5588 | 71% | 44% | 247.1761 | 312.9596 | 0 | 0 | 0.0011088 | 0.0002229 | 7
11 | 2015-07-10 11:00 | 0 | 49.0849 | 65% | 43% | 539.1425 | 706.9411 | 65% | 43% | 247.1761 | 312.9596 | 0 | 0 | 0.0016107 | 0.00061293 | 7
12 | 2015-07-10 12:00 | 0 | 10.9319 | 60% | 43% | 497.67 | 745.0941 | 60% | 43% | 247.1761 | 312.9596 | 0 | 0 | 0.0017678 | 0.0021583 | 7
13 | 2015-07-10 13:00 | 22.6379 | 76.9812 | 53% | 44% | 416.9706 | 696.6268 | 53% | 44% | 247.1761 | 312.9596 | 0 | 0 | 0.00038069 | 4.415e-05 | 7
14 | 2015-07-10 14:00 | 12.6072 | 0 | 47% | 42% | 377.2343 | 738.444 | 47% | 42% | 247.1761 | 312.9596 | 0 | 0 | 0.001464 | 0.0013025 | 7
15 | 2015-07-10 15:00 | 12.7746 | 87.428 | 43% | 46% | 343.8889 | 721.344 | 43% | 46% | 247.1761 | 312.9596 | 0 | 0 | 0.0014631 | 1.404e-05 | 7
16 | 2015-07-10 16:00 | 1.0288 | 240.0733 | 42% | 46% | 347.3402 | 568.6987 | 42% | 46% | 247.1761 | 312.9596 | 0 | 0 | 0.0018519 | 0.0082022 | 7
17 | 2015-07-10 17:00 | 0 | 170.7275 | 39% | 37% | 323.4855 | 479.8065 | 39% | 37% | 247.1761 | 312.9596 | 0 | 0 | 0.0012092 | 0.0038261 | 7
18 | 2015-07-10 18:00 | 0 | 69.1831 | 49% | 31% | 406.4305 | 475.8589 | 49% | 31% | 247.1761 | 312.9596 | 0 | 0 | 0.0019382 | 0.00010031 | 7
19 | 2015-07-10 19:00 | 21.1357 | 138.2683 | 52% | 32% | 410.1783 | 424.3557 | 52% | 32% | 247.1761 | 312.9596 | 0 | 0 | 0.00043445 | 0.0018992 | 7
20 | 2015-07-10 20:00 | 14.3183 | 138.453 | 57% | 23% | 458.4682 | 265.933 | 57% | 23% | 247.1761 | 312.9596 | 0 | 0 | 0.0005696 | 0.0028145 | 7
21 | 2015-07-10 21:00 | 0 | 108.0022 | 59% | 21% | 489.3755 | 261.2198 | 59% | 21% | 247.1761 | 312.9596 | 0 | 0 | 0.00068611 | 0.0013912 | 7
22 | 2015-07-10 22:00 | 50.8349 | 102.8558 | 73% | 19% | 554.6636 | 231.2022 | 73% | 19% | 247.1761 | 312.9596 | 0 | 0 | 0.00034261 | 0.0011227 | 7
23 | 2015-07-10 23:00 | 5.092 | 54.2707 | 67% | 17% | 550.6395 | 244.6233 | 67% | 17% | 247.1761 | 298.894 | 0 | 0 | 0.0010114 | 1.621e-05 | 7
0 | 2015-07-11 | 35.6366 | 56.4966 | 63% | 18% | 486.9169 | 259.9794 | 63% | 18% | 247.1761 | 312.9596 | 0 | 0 | 0.00033296 | 5.095e-05 | 7
1 | 2015-07-11 01:00 | 18.5942 | 0 | 62% | 19% | 495.6648 | 334.058 | 62% | 19% | 247.1761 | 312.9596 | 0 | 0 | 0.00045022 | 0.00062468 | 7
2 | 2015-07-11 02:00 | 140.5003 | 0 | 69% | 23% | 431.8202 | 404.386 | 69% | 23% | 247.1761 | 312.9596 | 0 | 0 | 0.011864 | 0.00066025 | 7
3 | 2015-07-11 03:00 | 149.1632 | 0.51816 | 69% | 22% | 423.1573 | 386.2858 | 69% | 22% | 247.1761 | 312.9596 | 0 | 0 | 0.014248 | 0.00050749 | 7
4 | 2015-07-11 04:00 | 93.0065 | 39.3492 | 61% | 26% | 412.958 | 417.7828 | 61% | 26% | 247.1761 | 312.9596 | 0 | 0 | 0.0049788 | 0.00016078 | 7
5 | 2015-07-11 05:00 | 169.4023 | 0 | 59% | 21% | 319.9732 | 369.222 | 59% | 21% | 247.1761 | 312.9596 | 0 | 0 | 0.031699 | 0.00058222 | 7
6 | 2015-07-11 06:00 | 185.2193 | 0 | 57% | 26% | 287.5672 | 457.132 | 57% | 26% | 247.1761 | 312.9596 | 0 | 0 | 0.033188 | 0.0012292 | 7
7 | 2015-07-11 07:00 | 145.2592 | 54.944 | 55% | 30% | 310.9383 | 472.516 | 55% | 30% | 247.1761 | 312.9596 | 0 | 0 | 0.014033 | 2.8148e-06 | 7
8 | 2015-07-11 08:00 | 97.7454 | 0 | 48% | 27% | 300.3906 | 474.714 | 48% | 27% | 247.1761 | 312.9596 | 0 | 0 | 0.0059197 | 0.0010126 | 7
9 | 2015-07-11 09:00 | 86.5619 | 12.803 | 46% | 34% | 294.9851 | 584.985 | 46% | 34% | 247.1761 | 312.9596 | 0 | 0 | 0.0032554 | 0.00089319 | 7
10 | 2015-07-11 10:00 | 105.2552 | 45.6055 | 42% | 40% | 243.1138 | 657.6745 | 42% | 40% | 247.1761 | 312.9596 | 0 | 0 | 0.0068267 | 5.9285e-05 | 7
11 | 2015-07-11 11:00 | 106.2048 | 0 | 36% | 39% | 192.3972 | 685.698 | 36% | 39% | 247.1761 | 312.9596 | 0 | 0 | 0.0074111 | 0.0014964 | 7
12 | 2015-07-11 12:00 | 62.5277 | 0 | 33% | 43% | 211.1908 | 756.026 | 33% | 43% | 247.1761 | 312.9596 | 0 | 0 | 0.001076 | 0.0027747 | 7
13 | 2015-07-11 13:00 | 32.0269 | 0 | 28% | 44% | 200.2191 | 773.608 | 28% | 44% | 235.846 | 312.9596 | 0 | 0 | 3.7705e-05 | 0.0013793 | 7
14 | 2015-07-11 14:00 | 4.7971 | 93.6295 | 32% | 50% | 260.6269 | 785.4705 | 32% | 50% | 247.1761 | 312.9596 | 0 | 0 | 0.0018626 | 0.00017819 | 7
15 | 2015-07-11 15:00 | 37.8476 | 198.4943 | 36% | 49% | 260.7544 | 663.0237 | 36% | 49% | 247.1761 | 312.9596 | 0 | 0 | 1.3504e-05 | 0.005251 | 7
16 | 2015-07-11 16:00 | 28.7726 | 19.492 | 39% | 41% | 294.7129 | 701.37 | 39% | 41% | 247.1761 | 312.9596 | 0 | 0 | 7.1821e-09 | 0.00071608 | 7
17 | 2015-07-11 17:00 | 0 | 0 | 47% | 42% | 389.8415 | 738.444 | 47% | 42% | 247.1761 | 312.9596 | 0 | 0 | 0.0028582 | 0.0013025 | 7
18 | 2015-07-11 18:00 | 0 | 249.1344 | 55% | 42% | 456.1975 | 489.3096 | 55% | 42% | 247.1761 | 312.9596 | 0 | 0 | 0.0032109 | 0.011153 | 7
19 | 2015-07-11 19:00 | 0 | 212.5739 | 56% | 37% | 464.492 | 437.9601 | 56% | 37% | 247.1761 | 312.9596 | 0 | 0 | 0.0029131 | 0.007337 | 7
20 | 2015-07-11 20:00 | 0 | 0 | 61% | 29% | 505.9645 | 509.878 | 61% | 29% | 247.1761 | 312.9596 | 0 | 0 | 0.001728 | 0.0011622 | 7
21 | 2015-07-11 21:00 | 0 | 0 | 76% | 30% | 630.382 | 527.46 | 76% | 30% | 247.1761 | 312.9596 | 0 | 0 | 0.00052437 | 0.00087453 | 7
22 | 2015-07-11 22:00 | 45.8147 | 36.7609 | 84% | 30% | 650.9233 | 490.6991 | 84% | 30% | 247.1761 | 312.9596 | 0 | 0 | 0.0003831 | 7.5068e-05 | 7
23 | 2015-07-11 23:00 | 22.8466 | 0 | 81% | 28% | 649.0079 | 492.296 | 81% | 28% | 247.1761 | 312.9596 | 0 | 0 | 0.00039968 | 0.00060754 | 7
0 | 2015-07-12 | 66.9686 | 12.2383 | 75% | 31% | 555.1189 | 532.8037 | 75% | 31% | 247.1761 | 312.9596 | 0 | 0 | 0.00179 | 0.00050054 | 7
1 | 2015-07-12 01:00 | 60.6367 | 0 | 75% | 33% | 561.4508 | 580.206 | 75% | 33% | 247.1761 | 312.9596 | 0 | 0 | 0.0012023 | 0.00091083 | 7
2 | 2015-07-12 02:00 | 72.0296 | 48.119 | 71% | 36% | 516.8799 | 584.833 | 71% | 36% | 247.1761 | 312.9596 | 0 | 0 | 0.0028667 | 5.8561e-06 | 7
3 | 2015-07-12 03:00 | 24.4556 | 0 | 64% | 31% | 506.3924 | 545.042 | 64% | 31% | 247.1761 | 312.9596 | 0 | 0 | 6.7057e-05 | 0.00086046 | 7
4 | 2015-07-12 04:00 | 52.8467 | 0 | 60% | 35% | 444.8233 | 615.37 | 60% | 35% | 247.1761 | 312.9596 | 0 | 0 | 0.00046949 | 0.0010089 | 7
5 | 2015-07-12 05:00 | 84.4187 | 34.5169 | 50% | 42% | 330.3063 | 703.9271 | 50% | 42% | 247.1761 | 312.9596 | 0 | 0 | 0.0024698 | 0.00027087 | 7
6 | 2015-07-12 06:00 | 194.5087 | 270.974 | 49% | 43% | 211.9218 | 485.052 | 49% | 43% | 247.1761 | 312.9596 | 0 | 0 | 0.036282 | 0.010291 | 7
7 | 2015-07-12 07:00 | 122.991 | 126.2276 | 36% | 36% | 175.611 | 506.7244 | 36% | 36% | 247.1761 | 312.9596 | 0 | 0 | 0.011305 | 0.0017645 | 7
8 | 2015-07-12 08:00 | 41.2706 | 0 | 25% | 33% | 166.0919 | 580.206 | 25% | 33% | 210.9625 | 312.9596 | 0 | 0 | 2.9673e-05 | 0.00091083 | 7
9 | 2015-07-12 09:00 | 2.6801 | 0 | 15% | 38% | 121.7374 | 668.116 | 15% | 38% | 128.0175 | 312.9596 | 0 | 0 | 0.00060649 | 0.0012944 | 7
10 | 2015-07-12 10:00 | 4.9572 | 0 | 11% | 45% | 86.2823 | 791.19 | 11% | 45% | 94.8395 | 312.9596 | 0 | 0 | 0.00051776 | 0.0010364 | 7
11 | 2015-07-12 11:00 | 0 | 0 | 8% | 47% | 66.356 | 826.354 | 8% | 47% | 69.956 | 312.9596 | 0 | 0 | 0.00043663 | 0.0014461 | 7
12 | 2015-07-12 12:00 | 0 | 0 | 6% | 51% | 49.767 | 896.682 | 6% | 51% | 53.367 | 312.9596 | 0 | 0 | 0.00044252 | 0.0011758 | 7
13 | 2015-07-12 13:00 | 42.8406 | 0 | 9% | 54% | 31.8099 | 949.428 | 9% | 54% | 78.2505 | 312.9596 | 0 | 0 | 0.00063138 | 0.0023249 | 7
14 | 2015-07-12 14:00 | 8.9905 | 0 | 5% | 54% | 32.482 | 949.428 | 5% | 54% | 45.0725 | 312.9596 | 0 | 0 | 1.0871e-05 | 0.0023249 | 7
15 | 2015-07-12 15:00 | 0 | 0 | 5% | 56% | 41.4725 | 984.592 | 5% | 56% | 45.0725 | 312.9596 | 0 | 0 | 0.00019983 | 0.001107 | 7
16 | 2015-07-12 16:00 | 0 | 0 | 6% | 57% | 49.767 | 1002.174 | 6% | 57% | 53.367 | 312.9596 | 0 | 0 | 0.00044252 | 0.0010699 | 7
17 | 2015-07-12 17:00 | 0 | 291.8522 | 19% | 56% | 157.5955 | 692.7398 | 19% | 56% | 161.1955 | 312.9596 | 0 | 0 | 0.001231 | 0.017615 | 7
18 | 2015-07-12 18:00 | 0 | Data Error | 17% | Data Error | 141.0065 | Data Error | 17% | Data Error | 144.6065 | Data Error | 0 | Data Error | 0.0012803 | Data Error | 7
19 | 2015-07-12 19:00 | 0 | Data Error | 18% | Data Error | 149.301 | Data Error | 18% | Data Error | 152.901 | Data Error | 0 | Data Error | 0.00098752 | Data Error | 7
20 | 2015-07-12 20:00 | 0 | Data Error | 24% | Data Error | 199.068 | Data Error | 24% | Data Error | 202.668 | Data Error | 0 | Data Error | 0.0023597 | Data Error | 7
21 | 2015-07-12 21:00 | 21.939 | 0 | 43% | 13% | 334.7245 | 228.566 | 43% | 13% | 247.1761 | 228.566 | 0 | 0 | 0.00073995 | 0.00033473 | 7
22 | 2015-07-12 22:00 | 0 | 0 | 44% | 14% | 364.958 | 246.148 | 44% | 14% | 247.1761 | 246.148 | 0 | 0 | 0.002895 | 0.00039837 | 7
23 | 2015-07-12 23:00 | 0 | 2.3406 | 42% | 15% | 348.369 | 261.3894 | 42% | 15% | 247.1761 | 263.73 | 0 | 0 | 0.0019602 | 0.00050766 | 7
0 | 2015-07-13 | 0 | 0 | 46% | 14% | 381.547 | 246.148 | 46% | 14% | 247.1761 | 246.148 | 0 | 0 | 0.0022377 | 0.00039837 | 7
1 | 2015-07-13 01:00 | 0 | 19.5503 | 48% | 12% | 398.136 | 191.4337 | 48% | 12% | 247.1761 | 210.984 | 0 | 0 | 0.0016731 | 6.4247e-05 | 7
2 | 2015-07-13 02:00 | 0 | 98.8009 | 47% | 17% | 389.8415 | 200.0931 | 47% | 17% | 247.1761 | 298.894 | 0 | 0 | 0.0028582 | 0.00086162 | 7
3 | 2015-07-13 03:00 | 0 | 29.0615 | 44% | 11% | 364.958 | 164.3405 | 44% | 11% | 247.1761 | 193.402 | 0 | 0 | 0.002895 | 7.2135e-07 | 7
4 | 2015-07-13 04:00 | 0 | 24.8165 | 45% | 11% | 373.2525 | 168.5855 | 45% | 11% | 247.1761 | 193.402 | 0 | 0 | 0.001179 | 1.0652e-05 | 7
5 | 2015-07-13 05:00 | 0 | 0 | 40% | 9% | 331.78 | 158.238 | 40% | 9% | 247.1761 | 158.238 | 0 | 0 | 0.0016112 | 0.00021667 | 7
6 | 2015-07-13 06:00 | 30.2917 | 0 | 43% | 10% | 326.3718 | 175.82 | 43% | 10% | 247.1761 | 175.82 | 0 | 0 | 0.0002935 | 0.00045381 | 7
7 | 2015-07-13 07:00 | 86.9845 | 77.4851 | 44% | 18% | 277.9735 | 238.9909 | 44% | 18% | 247.1761 | 312.9596 | 0 | 0 | 0.0026076 | 0.00036387 | 7
8 | 2015-07-13 08:00 | 43.6121 | 51.2188 | 36% | 17% | 254.9899 | 247.6752 | 36% | 17% | 247.1761 | 298.894 | 0 | 0 | 0.00011288 | 5.2454e-06 | 7
9 | 2015-07-13 09:00 | 28.0103 | 1.5248 | 29% | 15% | 212.5302 | 262.2052 | 29% | 15% | 244.1405 | 263.73 | 0 | 0 | 0.00026765 | 0.00052878 | 7
10 | 2015-07-13 10:00 | 0 | 0 | 22% | 15% | 182.479 | 263.73 | 22% | 15% | 186.079 | 263.73 | 0 | 0 | 0.0014689 | 0.00056942 | 7
11 | 2015-07-13 11:00 | 0 | 0 | 20% | 15% | 165.89 | 263.73 | 20% | 15% | 169.49 | 263.73 | 0 | 0 | 0.0021648 | 0.00056942 | 7
12 | 2015-07-13 12:00 | 0 | 0 | 22% | 17% | 182.479 | 298.894 | 22% | 17% | 186.079 | 298.894 | 0 | 0 | 0.0014689 | 0.00072044 | 7
13 | 2015-07-13 13:00 | 85.4869 | 0 | 19% | 20% | 72.1086 | 351.64 | 19% | 20% | 161.1955 | 312.9596 | 0 | 0 | 0.004621 | 0.00057635 | 7
14 | 2015-07-13 14:00 | 97.7711 | 0 | 16% | 26% | 34.9409 | 457.132 | 16% | 26% | 136.312 | 312.9596 | 0 | 0 | 0.0061843 | 0.0012292 | 7
15 | 2015-07-13 15:00 | 51.9494 | 0 | 10% | 28% | 30.9956 | 492.296 | 10% | 28% | 86.545 | 312.9596 | 0 | 0 | 0.0015015 | 0.00060754 | 7
16 | 2015-07-13 16:00 | 38.4073 | 0 | 12% | 30% | 61.1267 | 527.46 | 12% | 30% | 103.134 | 312.9596 | 0 | 0 | 0.0001864 | 0.00087453 | 7
17 | 2015-07-13 17:00 | 52.0313 | 234.3536 | 16% | 32% | 80.6807 | 328.2704 | 16% | 32% | 136.312 | 312.9596 | 0 | 0 | 0.00055206 | 0.0096491 | 7
18 | 2015-07-13 18:00 | 41.0981 | 255.8741 | 17% | 27% | 99.9084 | 218.8399 | 17% | 27% | 144.6065 | 312.9596 | 0 | 0 | 0.00018955 | 0.01293 | 7
19 | 2015-07-13 19:00 | 59.647 | 205.605 | 20% | 19% | 106.243 | 128.453 | 20% | 19% | 169.49 | 312.9596 | 0 | 0 | 0.00064435 | 0.0084543 | 7
20 | 2015-07-13 20:00 | 63.9098 | 84.5983 | 26% | 12% | 151.7472 | 126.3857 | 26% | 12% | 219.257 | 210.984 | 0 | 0 | 0.00074859 | 0.00083993 | 7
21 | 2015-07-13 21:00 | 25.0615 | 0 | 29% | 7% | 215.479 | 123.074 | 29% | 7% | 244.1405 | 123.074 | 0 | 0 | 0.00039661 | 0.00012763 | 7
22 | 2015-07-13 22:00 | 47.3179 | 0 | 30% | 9% | 201.5171 | 158.238 | 30% | 9% | 247.1761 | 158.238 | 0 | 0 | 3.6439e-07 | 0.00021667 | 7
23 | 2015-07-13 23:00 | 77.9177 | 73.8054 | 27% | 15% | 146.0338 | 189.9246 | 27% | 15% | 227.5515 | 263.73 | 0 | 0 | 0.0028264 | 0.00032817 | 7
0 | 2015-07-14 | 85.6604 | 0 | 22% | 11% | 96.8186 | 193.402 | 22% | 11% | 186.079 | 193.402 | 0 | 0 | 0.0042181 | 0.00030201 | 7
1 | 2015-07-14 01:00 | 29.9767 | 0 | 18% | 14% | 119.3243 | 246.148 | 18% | 14% | 152.901 | 246.148 | 0 | 0 | 2.2237e-05 | 0.00039837 | 7
2 | 2015-07-14 02:00 | 0 | 16.0782 | 15% | 18% | 124.4175 | 300.3978 | 15% | 18% | 128.0175 | 312.9596 | 0 | 0 | 0.00077608 | 0.00025124 | 7
3 | 2015-07-14 03:00 | 0.61824 | 136.7117 | 19% | 20% | 156.9773 | 214.9283 | 19% | 20% | 161.1955 | 312.9596 | 0 | 0 | 0.0011793 | 0.002889 | 7
4 | 2015-07-14 04:00 | 31.4869 | 175.0175 | 19% | 16% | 126.1086 | 106.2945 | 19% | 16% | 161.1955 | 281.312 | 0 | 0 | 8.2652e-06 | 0.0060504 | 7
5 | 2015-07-14 05:00 | 0 | 102.4956 | 19% | 10% | 157.5955 | 73.3244 | 19% | 10% | 161.1955 | 175.82 | 0 | 0 | 0.001231 | 0.0013685 | 7
6 | 2015-07-14 06:00 | 0 | 13.7707 | 17% | 6% | 141.0065 | 91.7213 | 17% | 6% | 144.6065 | 105.492 | 0 | 0 | 0.0012803 | 1.2235e-05 | 7
7 | 2015-07-14 07:00 | 17.9908 | 30.0116 | 16% | 5% | 114.7212 | 57.8984 | 16% | 5% | 136.312 | 87.91 | 0 | 0 | 0.00030779 | 2.9395e-05 | 7
8 | 2015-07-14 08:00 | 12.7528 | 23.7239 | 10% | 4% | 70.1922 | 46.6041 | 10% | 4% | 86.545 | 70.328 | 0 | 0 | 7.2369e-05 | 1.5826e-05 | 7
9 | 2015-07-14 09:00 | 29.3315 | 43.2295 | 7% | 4% | 28.73 | 27.0985 | 7% | 4% | 61.6615 | 70.328 | 0 | 0 | 0.00021 | 0.00022717 | 7
10 | 2015-07-14 10:00 | 27.5298 | 51.7193 | 4% | 4% | 5.6482 | 18.6087 | 4% | 4% | 36.778 | 70.328 | 0 | 0 | 0.00036727 | 0.00039605 | 7
11 | 2015-07-14 11:00 | 13.0078 | 41.58 | 2% | 3% | 3.5812 | 11.166 | 2% | 3% | 20.189 | 52.746 | 0 | 0 | 7.337e-05 | 0.00026641 | 7
12 | 2015-07-14 12:00 | 9.147 | 21.0506 | 2% | 3% | 7.442 | 31.6954 | 2% | 3% | 20.189 | 52.746 | 0 | 0 | 1.5296e-05 | 2.1582e-05 | 7
13 | 2015-07-14 13:00 | 1.5998 | 7.1058 | 2% | 3% | 14.9892 | 45.6402 | 2% | 3% | 20.189 | 52.746 | 0 | 0 | 2.6915e-05 | 1.0796e-05 | 7
14 | 2015-07-14 14:00 | 0 | 0 | 2% | 3% | 16.589 | 52.746 | 2% | 3% | 20.189 | 52.746 | 0 | 0 | 5.0648e-05 | 5.3688e-05 | 7
15 | 2015-07-14 15:00 | 0 | 0 | 4% | 4% | 33.178 | 70.328 | 4% | 4% | 36.778 | 70.328 | 0 | 0 | 0.00019673 | 9.0538e-05 | 7
16 | 2015-07-14 16:00 | 0 | 0 | 7% | 4% | 58.0615 | 70.328 | 7% | 4% | 61.6615 | 70.328 | 0 | 0 | 0.0004356 | 9.0538e-05 | 7
17 | 2015-07-14 17:00 | 0 | 0 | 7% | 7% | 58.0615 | 123.074 | 7% | 7% | 61.6615 | 123.074 | 0 | 0 | 0.0004356 | 0.00012763 | 7
18 | 2015-07-14 18:00 | 0 | 0 | 10% | 16% | 82.945 | 281.312 | 10% | 16% | 86.545 | 281.312 | 0 | 0 | 0.00057035 | 0.00047347 | 7
19 | 2015-07-14 19:00 | 0 | 0 | 11% | 14% | 91.2395 | 246.148 | 11% | 14% | 94.8395 | 246.148 | 0 | 0 | 0.00082546 | 0.00039837 | 7
20 | 2015-07-14 20:00 | 0 | 192.4342 | 16% | 18% | 132.712 | 124.0418 | 16% | 18% | 136.312 | 312.9596 | 0 | 0 | 0.0015393 | 0.0071325 | 7
21 | 2015-07-14 21:00 | 77.5926 | 192.4342 | 26% | 17% | 138.0644 | 106.4598 | 26% | 17% | 219.257 | 298.894 | 0 | 0 | 0.0019234 | 0.0068242 | 7
22 | 2015-07-14 22:00 | 109.8522 | 44.0586 | 37% | 6% | 197.0443 | 61.4334 | 37% | 6% | 247.1761 | 105.492 | 0 | 0 | 0.0063137 | 0.00018848 | 7
23 | 2015-07-14 23:00 | 132.5514 | 0 | 37% | 6% | 174.3451 | 105.492 | 37% | 6% | 247.1761 | 105.492 | 0 | 0 | 0.011412 | 0.00012837 | 7
0 | 2015-07-15 | 0 | 0 | 26% | 7% | 215.657 | 123.074 | 26% | 7% | 219.257 | 123.074 | 0 | 0 | 0.0024692 | 0.00012763 | 7
1 | 2015-07-15 01:00 | 0 | 0 | 24% | 7% | 199.068 | 123.074 | 24% | 7% | 202.668 | 123.074 | 0 | 0 | 0.0023597 | 0.00012763 | 7
2 | 2015-07-15 02:00 | 0 | 0 | 28% | 13% | 232.246 | 228.566 | 28% | 13% | 235.846 | 228.566 | 0 | 0 | 0.0010544 | 0.00033473 | 7
3 | 2015-07-15 03:00 | 0 | 4.0348 | 33% | 13% | 273.7185 | 224.5312 | 33% | 13% | 247.1761 | 228.566 | 0 | 0 | 0.0018132 | 0.00025603 | 7
4 | 2015-07-15 04:00 | 3.9432 | 0 | 41% | 11% | 336.1313 | 193.402 | 41% | 11% | 247.1761 | 193.402 | 0 | 0 | 0.0017196 | 0.00030201 | 7
5 | 2015-07-15 05:00 | 0 | 0 | 38% | 17% | 315.191 | 298.894 | 38% | 17% | 247.1761 | 298.894 | 0 | 0 | 0.0019341 | 0.00072044 | 7
6 | 2015-07-15 06:00 | 0 | 0 | 34% | 15% | 282.013 | 263.73 | 34% | 15% | 247.1761 | 263.73 | 0 | 0 | 0.0017608 | 0.00056942 | 7
7 | 2015-07-15 07:00 | 0 | 0 | 34% | 14% | 282.013 | 246.148 | 34% | 14% | 247.1761 | 246.148 | 0 | 0 | 0.0017608 | 0.00039837 | 7
8 | 2015-07-15 08:00 | 0 | 109.227 | 38% | 17% | 315.191 | 189.667 | 38% | 17% | 247.1761 | 298.894 | 0 | 0 | 0.0019341 | 0.0012449 | 7
9 | 2015-07-15 09:00 | 0 | 11.9738 | 31% | 11% | 257.1295 | 181.4282 | 31% | 11% | 247.1761 | 193.402 | 0 | 0 | 0.0011007 | 0.00011169 | 7
10 | 2015-07-15 10:00 | 0 | 0 | 24% | 11% | 199.068 | 193.402 | 24% | 11% | 202.668 | 193.402 | 0 | 0 | 0.0023597 | 0.00030201 | 7
11 | 2015-07-15 11:00 | 0 | 2.5655 | 20% | 11% | 165.89 | 190.8365 | 20% | 11% | 169.49 | 193.402 | 0 | 0 | 0.0021648 | 0.00025342 | 7
12 | 2015-07-15 12:00 | 0 | 63.4964 | 22% | 14% | 182.479 | 182.6516 | 22% | 14% | 186.079 | 246.148 | 0 | 0 | 0.0014689 | 0.00026099 | 7
13 | 2015-07-15 13:00 | 0 | 26.4502 | 22% | 14% | 182.479 | 219.6978 | 22% | 14% | 186.079 | 246.148 | 0 | 0 | 0.0014689 | 2.416e-05 | 7
14 | 2015-07-15 14:00 | 0 | 42.7555 | 23% | 15% | 190.7735 | 220.9745 | 23% | 15% | 194.3735 | 263.73 | 0 | 0 | 0.0017877 | 2.0731e-07 | 7
15 | 2015-07-15 15:00 | 0 | 0 | 29% | 13% | 240.5405 | 228.566 | 29% | 13% | 244.1405 | 228.566 | 0 | 0 | 0.002513 | 0.00033473 | 7
16 | 2015-07-15 16:00 | 0 | 0 | 34% | 23% | 282.013 | 404.386 | 34% | 23% | 247.1761 | 312.9596 | 0 | 0 | 0.0017608 | 0.00066025 | 7
17 | 2015-07-15 17:00 | 0.7734 | 0 | 43% | 22% | 355.8901 | 386.804 | 43% | 22% | 247.1761 | 312.9596 | 0 | 0 | 0.0027794 | 0.00052086 | 7
18 | 2015-07-15 18:00 | 3.6426 | 84.1861 | 43% | 30% | 353.0209 | 443.2739 | 43% | 30% | 247.1761 | 312.9596 | 0 | 0 | 0.0024266 | 0.00033524 | 7
19 | 2015-07-15 19:00 | 15.12 | 392.6778 | 46% | 46% | 366.427 | 416.0942 | 46% | 46% | 247.1761 | 312.9596 | 0 | 0.017 | 0.0008454 | 0.031457 | 7
20 | 2015-07-15 20:00 | 18.4178 | 142.0382 | 51% | 24% | 404.6017 | 279.9298 | 51% | 24% | 247.1761 | 312.9596 | 0 | 0 | 0.00049216 | 0.0031151 | 7
21 | 2015-07-15 21:00 | 0 | 0 | 49% | 23% | 406.4305 | 404.386 | 49% | 23% | 247.1761 | 312.9596 | 0 | 0 | 0.0019382 | 0.00066025 | 7
22 | 2015-07-15 22:00 | 0 | 0 | 52% | 24% | 431.314 | 421.968 | 52% | 24% | 247.1761 | 312.9596 | 0 | 0 | 0.002146 | 0.00062366 | 7
23 | 2015-07-15 23:00 | 84.9014 | 0 | 55% | 22% | 371.2961 | 386.804 | 55% | 22% | 247.1761 | 312.9596 | 0 | 0 | 0.002088 | 0.00052086 | 7
0 | 2015-07-16 | 93.815 | 0 | 53% | 22% | 345.7935 | 386.804 | 53% | 22% | 247.1761 | 312.9596 | 0 | 0 | 0.0043958 | 0.00052086 | 7
1 | 2015-07-16 01:00 | 12.4172 | 82.1098 | 57% | 22% | 460.3693 | 304.6942 | 57% | 22% | 247.1761 | 312.9596 | 0 | 0 | 0.00068425 | 0.00057019 | 7
2 | 2015-07-16 02:00 | 0 | 82.1098 | 54% | 21% | 447.903 | 287.1122 | 54% | 21% | 247.1761 | 312.9596 | 0 | 0 | 0.0020799 | 0.00050948 | 7
3 | 2015-07-16 03:00 | 0 | 34.5467 | 60% | 19% | 497.67 | 299.5113 | 60% | 19% | 247.1761 | 312.9596 | 0 | 0 | 0.0017678 | 2.8566e-05 | 7
4 | 2015-07-16 04:00 | 0 | 0 | 66% | 18% | 547.437 | 316.476 | 66% | 18% | 247.1761 | 312.9596 | 0 | 0 | 0.0017394 | 0.00062476 | 7
5 | 2015-07-16 05:00 | 0.04224 | 0 | 66% | 19% | 547.3948 | 334.058 | 66% | 19% | 247.1761 | 312.9596 | 0 | 0 | 0.0017352 | 0.00062468 | 7
6 | 2015-07-16 06:00 | 0 | 0 | 60% | 23% | 497.67 | 404.386 | 60% | 23% | 247.1761 | 312.9596 | 0 | 0 | 0.0017678 | 0.00066025 | 7
7 | 2015-07-16 07:00 | 0 | 0 | 63% | 24% | 522.5535 | 421.968 | 63% | 24% | 247.1761 | 312.9596 | 0 | 0 | 0.00061093 | 0.00062366 | 7
8 | 2015-07-16 08:00 | 0 | 0 | 57% | 28% | 472.7865 | 492.296 | 57% | 28% | 247.1761 | 312.9596 | 0 | 0 | 0.0016916 | 0.00060754 | 7
9 | 2015-07-16 09:00 | 56.8657 | 0 | 57% | 28% | 415.9208 | 492.296 | 57% | 28% | 247.1761 | 312.9596 | 0 | 0 | 0.00075239 | 0.00060754 | 7
10 | 2015-07-16 10:00 | 39.9582 | 0 | 47% | 31% | 349.8833 | 545.042 | 47% | 31% | 247.1761 | 312.9596 | 0 | 0 | 2.7956e-05 | 0.00086046 | 7
11 | 2015-07-16 11:00 | 77.5524 | 0 | 39% | 38% | 245.9331 | 668.116 | 39% | 38% | 247.1761 | 312.9596 | 0 | 0 | 0.0034486 | 0.0012944 | 7
12 | 2015-07-16 12:00 | 110.6388 | 0 | 36% | 42% | 187.9632 | 738.444 | 36% | 42% | 247.1761 | 312.9596 | 0 | 0 | 0.00836 | 0.0013025 | 7
13 | 2015-07-16 13:00 | 94.9103 | 0 | 30% | 56% | 153.9247 | 984.592 | 30% | 56% | 247.1761 | 312.9596 | 0 | 0 | 0.0033619 | 0.001107 | 7
14 | 2015-07-16 14:00 | 75.5573 | 0 | 27% | 63% | 148.3942 | 1107.666 | 27% | 63% | 227.5515 | 312.9596 | 0 | 0 | 0.0025319 | 0.0023629 | 7
15 | 2015-07-16 15:00 | 80.0124 | 0 | 25% | 64% | 127.3501 | 1125.248 | 25% | 64% | 210.9625 | 312.9596 | 0 | 0 | 0.0027201 | 0.0016915 | 7
16 | 2015-07-16 16:00 | 47.5871 | 0 | 22% | 67% | 134.8919 | 1177.994 | 22% | 67% | 186.079 | 312.9596 | 0 | 0 | 0.00036272 | 0.00087013 | 7
17 | 2015-07-16 17:00 | 56.5561 | 51.2302 | 21% | 66% | 117.6284 | 1109.1818 | 21% | 66% | 177.7845 | 312.9596 | 0 | 0 | 0.00026507 | 4.943e-05 | 7
18 | 2015-07-16 18:00 | 95.5212 | 99.3622 | 25% | 54% | 111.8413 | 850.0658 | 25% | 54% | 210.9625 | 312.9596 | 0 | 0 | 0.0050201 | 6.8821e-05 | 7
19 | 2015-07-16 19:00 | 81.6956 | 135.1568 | 24% | 49% | 117.3724 | 726.3612 | 24% | 49% | 202.668 | 312.9596 | 0 | 0 | 0.0024918 | 0.0013278 | 7
20 | 2015-07-16 20:00 | 0 | 110.4733 | 23% | 41% | 190.7735 | 610.3887 | 23% | 41% | 194.3735 | 312.9596 | 0 | 0 | 0.0017877 | 0.00062436 | 7
21 | 2015-07-16 21:00 | 14.4694 | 16.0951 | 28% | 36% | 217.7766 | 616.8569 | 28% | 36% | 235.846 | 312.9596 | 0 | 0 | 0.00022582 | 0.00042576 | 7
22 | 2015-07-16 22:00 | 111.4312 | 0 | 34% | 34% | 170.5818 | 597.788 | 34% | 34% | 247.1761 | 312.9596 | 0 | 0 | 0.0085343 | 0.0013815 | 7
23 | 2015-07-16 23:00 | 82.4482 | 0 | 24% | 44% | 116.6198 | 773.608 | 24% | 44% | 202.668 | 312.9596 | 0 | 0 | 0.0025832 | 0.0013793 | 7
0 | 2015-07-17 | 66.8416 | 0 | 17% | 41% | 74.1649 | 720.862 | 17% | 41% | 144.6065 | 312.9596 | 0 | 0 | 0.0020074 | 0.0014323 | 7
1 | 2015-07-17 01:00 | 51.9502 | 0 | 13% | 39% | 55.8783 | 685.698 | 13% | 39% | 111.4285 | 312.9596 | 0 | 0 | 0.0012812 | 0.0014964 | 7
2 | 2015-07-17 02:00 | 9.03 | 14.0688 | 12% | 42% | 90.504 | 724.3752 | 12% | 42% | 103.134 | 312.9596 | 0 | 0 | 0.00047371 | 0.00078894 | 7
3 | 2015-07-17 03:00 | 0 | 201.4727 | 11% | 41% | 91.2395 | 519.3893 | 11% | 41% | 94.8395 | 312.9596 | 0 | 0 | 0.00082546 | 0.0058897 | 7
4 | 2015-07-17 04:00 | 0 | 66.6534 | 15% | 32% | 124.4175 | 495.9706 | 15% | 32% | 128.0175 | 312.9596 | 0 | 0 | 0.00077608 | 8.1103e-06 | 7
5 | 2015-07-17 05:00 | 0 | 0 | 23% | 25% | 190.7735 | 439.55 | 23% | 25% | 194.3735 | 312.9596 | 0 | 0 | 0.0017877 | 0.00049903 | 7
6 | 2015-07-17 06:00 | 5.0767 | 0 | 23% | 22% | 185.6968 | 386.804 | 23% | 22% | 194.3735 | 312.9596 | 0 | 0 | 0.0013076 | 0.00052086 | 7
7 | 2015-07-17 07:00 | 0 | 35.2433 | 19% | 24% | 157.5955 | 386.7247 | 19% | 24% | 161.1955 | 312.9596 | 0 | 0 | 0.001231 | 2.4286e-05 | 7
8 | 2015-07-17 08:00 | 49.7512 | 40.1489 | 18% | 22% | 99.5498 | 346.6551 | 18% | 22% | 152.901 | 312.9596 | 0 | 0 | 0.00081545 | 1.6687e-10 | 7
9 | 2015-07-17 09:00 | 66.6077 | 0 | 14% | 19% | 49.5153 | 334.058 | 14% | 19% | 119.723 | 312.9596 | 0 | 0 | 0.0024789 | 0.00062468 | 7
10 | 2015-07-17 10:00 | 26.322 | 0 | 8% | 25% | 40.034 | 439.55 | 8% | 25% | 69.956 | 312.9596 | 0 | 0 | 0.00011747 | 0.00049903 | 7
11 | 2015-07-17 11:00 | 31.8996 | 0 | 7% | 24% | 26.1619 | 421.968 | 7% | 24% | 61.6615 | 312.9596 | 0 | 0 | 0.00030933 | 0.00062366 | 7
12 | 2015-07-17 12:00 | 0 | 0 | 3% | 38% | 24.8835 | 668.116 | 3% | 38% | 28.4835 | 312.9596 | 0 | 0 | 0.00014044 | 0.0012944 | 7
13 | 2015-07-17 13:00 | 0 | 129.3163 | 5% | 51% | 41.4725 | 767.3657 | 5% | 51% | 45.0725 | 312.9596 | 0 | 0 | 0.00019983 | 0.0015414 | 7
14 | 2015-07-17 14:00 | 0 | 0 | 5% | 46% | 41.4725 | 808.772 | 5% | 46% | 45.0725 | 312.9596 | 0 | 0 | 0.00019983 | 0.0021141 | 7
15 | 2015-07-17 15:00 | 0 | 133.0927 | 6% | 56% | 49.767 | 851.4993 | 6% | 56% | 53.367 | 312.9596 | 0 | 0 | 0.00044252 | 0.0018 | 7
16 | 2015-07-17 16:00 | 7.67 | 102.9569 | 7% | 57% | 50.3915 | 899.2171 | 7% | 57% | 61.6615 | 312.9596 | 0 | 0 | 0.00013511 | 0.00066813 | 7
17 | 2015-07-17 17:00 | 27.9708 | 0 | 6% | 50% | 21.7962 | 879.1 | 6% | 50% | 53.367 | 312.9596 | 0 | 0 | 0.00016093 | 0.0015923 | 7
18 | 2015-07-17 18:00 | 17.6352 | 156.8756 | 4% | 50% | 15.5428 | 722.2244 | 4% | 50% | 36.778 | 312.9596 | 0 | 0 | 5.2348e-05 | 0.0024326 | 7
19 | 2015-07-17 19:00 | 13.1915 | 0 | 3% | 39% | 11.692 | 685.698 | 3% | 39% | 28.4835 | 312.9596 | 0 | 0 | 1.6429e-05 | 0.0014964 | 7
20 | 2015-07-17 20:00 | 19.518 | 160.4099 | 3% | 40% | 5.3655 | 542.8701 | 3% | 40% | 28.4835 | 312.9596 | 0 | 0 | 0.00013644 | 0.0033174 | 7
21 | 2015-07-17 21:00 | 33.1253 | 163.6008 | 4% | 30% | 0.05272 | 363.8592 | 4% | 30% | 36.778 | 312.9596 | 0 | 0 | 0.00067134 | 0.0040294 | 7
22 | 2015-07-17 22:00 | 7.8684 | 147.6319 | 2% | 26% | 8.7206 | 309.5001 | 2% | 26% | 20.189 | 312.9596 | 0 | 0 | 5.6147e-06 | 0.0023919 | 7
23 | 2015-07-17 23:00 | 38.1565 | 35.2736 | 6% | 17% | 11.6105 | 263.6204 | 6% | 17% | 53.367 | 298.894 | 0 | 0 | 0.0006233 | 4.5951e-05 | 7
0 | 2015-07-18 | 24.5306 | 0 | 4% | 12% | 8.6474 | 210.984 | 4% | 12% | 36.778 | 210.984 | 0 | 0 | 0.00024175 | 0.00036614 | 7
1 | 2015-07-18 01:00 | 25.1248 | 47.4964 | 4% | 18% | 8.0532 | 268.9796 | 4% | 18% | 36.778 | 312.9596 | 0 | 0 | 0.00026454 | 4.076e-06 | 7
2 | 2015-07-18 02:00 | 12.26 | 103.2274 | 3% | 18% | 12.6235 | 213.2486 | 3% | 18% | 28.4835 | 312.9596 | 0 | 0 | 8.5867e-06 | 0.0011368 | 7
3 | 2015-07-18 03:00 | 0 | 0 | 3% | 13% | 24.8835 | 228.566 | 3% | 13% | 28.4835 | 228.566 | 0 | 0 | 0.00014044 | 0.00033473 | 7
4 | 2015-07-18 04:00 | 0 | 32.8289 | 4% | 13% | 33.178 | 195.7371 | 4% | 13% | 36.778 | 228.566 | 0 | 0 | 0.00019673 | 1.4154e-07 | 7
5 | 2015-07-18 05:00 | 0 | 87.5752 | 5% | 12% | 41.4725 | 123.4088 | 5% | 12% | 45.0725 | 210.984 | 0 | 0 | 0.00019983 | 0.00094093 | 7
6 | 2015-07-18 06:00 | 17.0521 | 51.2358 | 6% | 7% | 32.7149 | 71.8382 | 6% | 7% | 53.367 | 123.074 | 0 | 0 | 2.2833e-07 | 0.0003184 | 7
7 | 2015-07-18 07:00 | 40.6092 | 0 | 6% | 7% | 9.1578 | 123.074 | 6% | 7% | 53.367 | 123.074 | 0 | 0 | 0.00077969 | 0.00012763 | 7
8 | 2015-07-18 08:00 | 32.1101 | 0 | 4% | 7% | 1.0679 | 123.074 | 4% | 7% | 36.778 | 123.074 | 0 | 0 | 0.00060942 | 0.00012763 | 7
9 | 2015-07-18 09:00 | 18.6533 | 20.167 | 3% | 6% | 6.2302 | 85.325 | 3% | 6% | 28.4835 | 105.492 | 0 | 0 | 0.00011317 | 1.9645e-08 | 7
10 | 2015-07-18 10:00 | 8.4875 | 78.3572 | 1% | 6% | -0.19298 | 27.1348 | 1% | 6% | 11.8945 | 105.492 | 0 | 0 | 3.3455e-05 | 0.0011047 | 7
11 | 2015-07-18 11:00 | 0 | 78.3572 | 0% | 5% | 0 | 9.5528 | 0% | 5% | 3.6 | 87.91 | 0 | 0 | 0.00068377 | 0.0010837 | 7
12 | 2015-07-18 12:00 | 0 | 46.1304 | 1% | 4% | 8.2945 | 24.1976 | 1% | 4% | 11.8945 | 70.328 | 0 | 0 | 1.979e-05 | 0.00027963 | 7
13 | 2015-07-18 13:00 | 1.5493 | 32.4528 | 2% | 5% | 15.0397 | 55.4572 | 2% | 5% | 20.189 | 87.91 | 0 | 0 | 2.7551e-05 | 4.6378e-05 | 7
14 | 2015-07-18 14:00 | 0 | 0 | 1% | 5% | 8.2945 | 87.91 | 1% | 5% | 11.8945 | 87.91 | 0 | 0 | 1.979e-05 | 0.00013567 | 7
15 | 2015-07-18 15:00 | 0 | 0 | 1% | 6% | 8.2945 | 105.492 | 1% | 6% | 11.8945 | 105.492 | 0 | 0 | 1.979e-05 | 0.00012837 | 7
16 | 2015-07-18 16:00 | 3.713 | 1.5887 | 3% | 15% | 21.1705 | 262.1413 | 3% | 15% | 28.4835 | 263.73 | 0 | 0 | 5.4377e-05 | 0.00052711 | 7
17 | 2015-07-18 17:00 | 0.87492 | 116.893 | 2% | 14% | 15.7141 | 129.255 | 2% | 14% | 20.189 | 246.148 | 0 | 0 | 3.6747e-05 | 0.0021646 | 7
18 | 2015-07-18 18:00 | 0 | 0 | 2% | 9% | 16.589 | 158.238 | 2% | 9% | 20.189 | 158.238 | 0 | 0 | 5.0648e-05 | 0.00021667 | 7
19 | 2015-07-18 19:00 | 0 | 0 | 4% | 7% | 33.178 | 123.074 | 4% | 7% | 36.778 | 123.074 | 0 | 0 | 0.00019673 | 0.00012763 | 7
20 | 2015-07-18 20:00 | 0 | 0 | 5% | 11% | 41.4725 | 193.402 | 5% | 11% | 45.0725 | 193.402 | 0 | 0 | 0.00019983 | 0.00030201 | 7
21 | 2015-07-18 21:00 | 26.9789 | 33.4147 | 6% | 12% | 22.7881 | 177.5693 | 6% | 12% | 53.367 | 210.984 | 0 | 0 | 0.00013202 | 1.6859e-08 | 7
22 | 2015-07-18 22:00 | 22.1857 | 54.939 | 5% | 10% | 19.2868 | 120.881 | 5% | 10% | 45.0725 | 175.82 | 0 | 0 | 0.00015904 | 9.8895e-05 | 7
23 | 2015-07-18 23:00 | 12.8921 | 51.3894 | 3% | 8% | 11.9914 | 89.2666 | 3% | 8% | 28.4835 | 140.656 | 0 | 0 | 1.3633e-05 | 0.00021884 | 7
0 | 2015-07-19 | 1.8739 | 0 | 4% | 4% | 31.3041 | 70.328 | 4% | 4% | 36.778 | 70.328 | 0 | 0 | 0.00013846 | 9.0538e-05 | 7
1 | 2015-07-19 01:00 | 16.0986 | 0 | 4% | 6% | 17.0794 | 105.492 | 4% | 6% | 36.778 | 105.492 | 0 | 0 | 2.8973e-05 | 0.00012837 | 7
2 | 2015-07-19 02:00 | 22.4645 | 0 | 5% | 5% | 19.008 | 87.91 | 5% | 5% | 45.0725 | 87.91 | 0 | 0 | 0.00016763 | 0.00013567 | 7
3 | 2015-07-19 03:00 | 15.5531 | 0 | 4% | 9% | 17.6249 | 158.238 | 4% | 9% | 36.778 | 158.238 | 0 | 0 | 2.2325e-05 | 0.00021667 | 7
4 | 2015-07-19 04:00 | 0 | 0 | 5% | 7% | 41.4725 | 123.074 | 5% | 7% | 45.0725 | 123.074 | 0 | 0 | 0.00019983 | 0.00012763 | 7
5 | 2015-07-19 05:00 | 3.5651 | 0 | 6% | 7% | 46.2019 | 123.074 | 6% | 7% | 53.367 | 123.074 | 0 | 0 | 0.00028016 | 0.00012763 | 7
6 | 2015-07-19 06:00 | 0 | 0 | 6% | 8% | 49.767 | 140.656 | 6% | 8% | 53.367 | 140.656 | 0 | 0 | 0.00044252 | 0.00020838 | 7
7 | 2015-07-19 07:00 | 0 | 0 | 5% | 8% | 41.4725 | 140.656 | 5% | 8% | 45.0725 | 140.656 | 0 | 0 | 0.00019983 | 0.00020838 | 7
8 | 2015-07-19 08:00 | 0 | 0 | 6% | 14% | 49.767 | 246.148 | 6% | 14% | 53.367 | 246.148 | 0 | 0 | 0.00044252 | 0.00039837 | 7
9 | 2015-07-19 09:00 | 26.4637 | 0 | 7% | 18% | 31.5978 | 316.476 | 7% | 18% | 61.6615 | 312.9596 | 0 | 0 | 0.00012175 | 0.00062476 | 7
10 | 2015-07-19 10:00 | 49.4524 | 0 | 7% | 24% | 8.6091 | 421.968 | 7% | 24% | 61.6615 | 312.9596 | 0 | 0 | 0.0015015 | 0.00062366 | 7
11 | 2015-07-19 11:00 | 39.1216 | 0 | 6% | 30% | 10.6454 | 527.46 | 6% | 30% | 53.367 | 312.9596 | 0 | 0 | 0.00068275 | 0.00087453 | 7
12 | 2015-07-19 12:00 | 9.8771 | 0 | 3% | 32% | 15.0064 | 562.624 | 3% | 32% | 28.4835 | 312.9596 | 0 | 0 | 3.2915e-09 | 0.0012294 | 7
13 | 2015-07-19 13:00 | 0 | 0 | 4% | 41% | 33.178 | 720.862 | 4% | 41% | 36.778 | 312.9596 | 0 | 0 | 0.00019673 | 0.0014323 | 7
14 | 2015-07-19 14:00 | 0 | 0 | 4% | 41% | 33.178 | 720.862 | 4% | 41% | 36.778 | 312.9596 | 0 | 0 | 0.00019673 | 0.0014323 | 7
15 | 2015-07-19 15:00 | 4.8038 | 0 | 7% | 41% | 53.2577 | 720.862 | 7% | 41% | 61.6615 | 312.9596 | 0 | 0 | 0.00022739 | 0.0014323 | 7
16 | 2015-07-19 16:00 | 4.8038 | 0 | 8% | 44% | 61.5522 | 773.608 | 8% | 44% | 69.956 | 312.9596 | 0 | 0 | 0.00022813 | 0.0013793 | 7
17 | 2015-07-19 17:00 | 26.0221 | 0 | 12% | 45% | 73.5119 | 791.19 | 12% | 45% | 103.134 | 312.9596 | 0 | 0 | 1.6356e-06 | 0.0010364 | 7
18 | 2015-07-19 18:00 | 20.5656 | 93.0379 | 14% | 46% | 95.5574 | 715.7341 | 14% | 46% | 119.723 | 312.9596 | 0 | 0 | 3.2727e-05 | 4.8132e-05 | 7
19 | 2015-07-19 19:00 | 0 | 234.004 | 15% | 41% | 124.4175 | 486.858 | 15% | 41% | 128.0175 | 312.9596 | 0 | 0 | 0.00077608 | 0.009072 | 7
20 | 2015-07-19 20:00 | 82.7591 | 130.4749 | 31% | 30% | 174.3704 | 396.9851 | 31% | 30% | 247.1761 | 312.9596 | 0 | 0 | 0.0044354 | 0.0019925 | 7
21 | 2015-07-19 21:00 | 60.2177 | 173.3618 | 34% | 26% | 221.7953 | 283.7702 | 34% | 26% | 247.1761 | 312.9596 | 0 | 0 | 0.00093866 | 0.0040375 | 7
22 | 2015-07-19 22:00 | 53.2262 | 160.7376 | 42% | 20% | 295.1428 | 190.9024 | 42% | 20% | 247.1761 | 312.9596 | 0 | 0 | 0.00039588 | 0.0045447 | 7
23 | 2015-07-19 23:00 | 0 | 108.3719 | 46% | 15% | 381.547 | 155.3581 | 46% | 15% | 247.1761 | 263.73 | 0 | 0 | 0.0022377 | 0.001427 | 7
0 | 2015-07-20 | 0 | 88.9705 | 51% | 13% | 423.0195 | 139.5955 | 51% | 13% | 247.1761 | 228.566 | 0 | 0 | 0.0019704 | 0.0010438 | 7
1 | 2015-07-20 01:00 | 0 | 48.5852 | 55% | 9% | 456.1975 | 109.6528 | 55% | 9% | 247.1761 | 158.238 | 0 | 0 | 0.0032109 | 0.00016676 | 7
2 | 2015-07-20 02:00 | 2.3249 | 55.9945 | 75% | 9% | 619.7626 | 102.2435 | 75% | 9% | 247.1761 | 158.238 | 0 | 0 | 0.0012693 | 0.00029336 | 7
3 | 2015-07-20 03:00 | 0 | 51.9386 | 69% | 8% | 572.3205 | 88.7174 | 69% | 8% | 247.1761 | 140.656 | 0 | 0 | 0.0036564 | 0.00022818 | 7
4 | 2015-07-20 04:00 | 0 | 2.509 | 71% | 7% | 588.9095 | 120.565 | 71% | 7% | 247.1761 | 123.074 | 0 | 0 | 0.0011088 | 9.7423e-05 | 7
5 | 2015-07-20 05:00 | 0 | 0 | 72% | 7% | 597.204 | 123.074 | 72% | 7% | 247.1761 | 123.074 | 0 | 0 | 0.0018516 | 0.00012763 | 7
6 | 2015-07-20 06:00 | 34.7144 | 0 | 72% | 7% | 562.4896 | 123.074 | 72% | 7% | 247.1761 | 123.074 | 0 | 0 | 1.3885e-06 | 0.00012763 | 7
7 | 2015-07-20 07:00 | 134.4743 | 0 | 78% | 6% | 512.4967 | 105.492 | 78% | 6% | 247.1761 | 105.492 | 0 | 0 | 0.013663 | 0.00012837 | 7
8 | 2015-07-20 08:00 | 31.2545 | 0 | 66% | 5% | 516.1825 | 87.91 | 66% | 5% | 247.1761 | 87.91 | 0 | 0 | 1.6202e-05 | 0.00013567 | 7
9 | 2015-07-20 09:00 | 0 | 0 | 60% | 5% | 497.67 | 87.91 | 60% | 5% | 247.1761 | 87.91 | 0 | 0 | 0.0017678 | 0.00013567 | 7
10 | 2015-07-20 10:00 | 0 | 0 | 65% | 6% | 539.1425 | 105.492 | 65% | 6% | 247.1761 | 105.492 | 0 | 0 | 0.0016107 | 0.00012837 | 7
11 | 2015-07-20 11:00 | 0 | 18.4782 | 60% | 9% | 497.67 | 139.7598 | 60% | 9% | 247.1761 | 158.238 | 0 | 0 | 0.0017678 | 1.7725e-05 | 7
12 | 2015-07-20 12:00 | 12.5455 | 0 | 64% | 7% | 518.3025 | 123.074 | 64% | 7% | 247.1761 | 123.074 | 0 | 0 | 0.00050841 | 0.00012763 | 7
13 | 2015-07-20 13:00 | 0 | 0 | 66% | 6% | 547.437 | 105.492 | 66% | 6% | 247.1761 | 105.492 | 0 | 0 | 0.0017394 | 0.00012837 | 7
14 | 2015-07-20 14:00 | 0 | 0 | 66% | 8% | 547.437 | 140.656 | 66% | 8% | 247.1761 | 140.656 | 0 | 0 | 0.0017394 | 0.00020838 | 7
15 | 2015-07-20 15:00 | 21.2718 | 0 | 70% | 8% | 559.3432 | 140.656 | 70% | 8% | 247.1761 | 140.656 | 0 | 0 | 0.00020146 | 0.00020838 | 7
16 | 2015-07-20 16:00 | 0 | 67.1812 | 63% | 10% | 522.5535 | 108.6388 | 63% | 10% | 247.1761 | 175.82 | 0 | 0 | 0.00061093 | 0.00028586 | 7
17 | 2015-07-20 17:00 | 52.2766 | 2.6498 | 70% | 9% | 528.3384 | 155.5882 | 70% | 9% | 247.1761 | 158.238 | 0 | 0 | 0.0005376 | 0.00017457 | 7
18 | 2015-07-20 18:00 | 103.8822 | 0 | 72% | 6% | 493.3218 | 105.492 | 72% | 6% | 247.1761 | 105.492 | 0 | 0 | 0.0067587 | 0.00012837 | 7
19 | 2015-07-20 19:00 | 112.7998 | 0 | 70% | 14% | 467.8152 | 246.148 | 70% | 14% | 247.1761 | 246.148 | 0 | 0 | 0.0092456 | 0.00039837 | 7
20 | 2015-07-20 20:00 | 56.1248 | 0 | 64% | 22% | 474.7232 | 386.804 | 64% | 22% | 247.1761 | 312.9596 | 0 | 0 | 0.00089953 | 0.00052086 | 7
21 | 2015-07-20 21:00 | 0 | 0 | 58% | 25% | 481.081 | 439.55 | 58% | 25% | 247.1761 | 312.9596 | 0 | 0 | 0.0013642 | 0.00049903 | 7
22 | 2015-07-20 22:00 | 8.8973 | 13.8836 | 70% | 26% | 571.7177 | 443.2484 | 70% | 26% | 247.1761 | 312.9596 | 0 | 0 | 0.00084755 | 0.00073788 | 7
23 | 2015-07-20 23:00 | 81.1672 | 0 | 72% | 22% | 516.0368 | 386.804 | 72% | 22% | 247.1761 | 312.9596 | 0 | 0 | 0.0030059 | 0.00052086 | 7
0 | 2015-07-21 | 92.1628 | 15.4256 | 68% | 22% | 471.8632 | 371.3784 | 68% | 22% | 247.1761 | 312.9596 | 0 | 0 | 0.0035121 | 0.00019737 | 7
1 | 2015-07-21 01:00 | 22.1522 | 0 | 63% | 16% | 500.4013 | 281.312 | 63% | 16% | 247.1761 | 281.312 | 0 | 0 | 3.9604e-06 | 0.00047347 | 7
2 | 2015-07-21 02:00 | 39.7327 | 0 | 61% | 14% | 466.2318 | 246.148 | 61% | 14% | 247.1761 | 246.148 | 0 | 0 | 4.0106e-05 | 0.00039837 | 7
3 | 2015-07-21 03:00 | 20.9633 | 0 | 53% | 13% | 418.6452 | 228.566 | 53% | 13% | 247.1761 | 228.566 | 0 | 0 | 0.00046355 | 0.00033473 | 7
4 | 2015-07-21 04:00 | 24.3575 | 0 | 52% | 13% | 406.9565 | 228.566 | 52% | 13% | 247.1761 | 228.566 | 0 | 0 | 0.00028761 | 0.00033473 | 7
5 | 2015-07-21 05:00 | 0 | 0 | 45% | 12% | 373.2525 | 210.984 | 45% | 12% | 247.1761 | 210.984 | 0 | 0 | 0.001179 | 0.00036614 | 7
6 | 2015-07-21 06:00 | 0 | 0 | 47% | 11% | 389.8415 | 193.402 | 47% | 11% | 247.1761 | 193.402 | 0 | 0 | 0.0028582 | 0.00030201 | 7
7 | 2015-07-21 07:00 | 0 | 0 | 49% | 9% | 406.4305 | 158.238 | 49% | 9% | 247.1761 | 158.238 | 0 | 0 | 0.0019382 | 0.00021667 | 7
8 | 2015-07-21 08:00 | 0 | 0 | 50% | 9% | 414.725 | 158.238 | 50% | 9% | 247.1761 | 158.238 | 0 | 0 | 0.0027122 | 0.00021667 | 7
9 | 2015-07-21 09:00 | 0 | 0 | 57% | 9% | 472.7865 | 158.238 | 57% | 9% | 247.1761 | 158.238 | 0 | 0 | 0.0016916 | 0.00021667 | 7
10 | 2015-07-21 10:00 | 0 | 0 | 53% | 10% | 439.6085 | 175.82 | 53% | 10% | 247.1761 | 175.82 | 0 | 0 | 0.0021906 | 0.00045381 | 7
11 | 2015-07-21 11:00 | 0 | 2.4938 | 59% | 10% | 489.3755 | 173.3262 | 59% | 10% | 247.1761 | 175.82 | 0 | 0 | 0.00068611 | 0.00039539 | 7
12 | 2015-07-21 12:00 | 23.4578 | 0 | 59% | 10% | 465.9177 | 175.82 | 59% | 10% | 247.1761 | 175.82 | 0 | 0 | 4.3577e-06 | 0.00045381 | 7
13 | 2015-07-21 13:00 | 0 | 0 | 57% | 11% | 472.7865 | 193.402 | 57% | 11% | 247.1761 | 193.402 | 0 | 0 | 0.0016916 | 0.00030201 | 7
14 | 2015-07-21 14:00 | 0 | 0 | 56% | 11% | 464.492 | 193.402 | 56% | 11% | 247.1761 | 193.402 | 0 | 0 | 0.0029131 | 0.00030201 | 7
15 | 2015-07-21 15:00 | 0 | 0 | 59% | 15% | 489.3755 | 263.73 | 59% | 15% | 247.1761 | 263.73 | 0 | 0 | 0.00068611 | 0.00056942 | 7
16 | 2015-07-21 16:00 | 33.528 | 0 | 61% | 19% | 472.4365 | 334.058 | 61% | 19% | 247.1761 | 312.9596 | 0 | 0 | 1.3169e-06 | 0.00062468 | 7
17 | 2015-07-21 17:00 | 28.5258 | 0 | 60% | 18% | 469.1442 | 316.476 | 60% | 18% | 247.1761 | 312.9596 | 0 | 0 | 5.8584e-05 | 0.00062476 | 7
18 | 2015-07-21 18:00 | 0 | 0 | 56% | 19% | 464.492 | 334.058 | 56% | 19% | 247.1761 | 312.9596 | 0 | 0 | 0.0029131 | 0.00062468 | 7
19 | 2015-07-21 19:00 | 32.051 | 0 | 64% | 23% | 498.797 | 404.386 | 64% | 23% | 247.1761 | 312.9596 | 0 | 0 | 9.3762e-07 | 0.00066025 | 7
20 | 2015-07-21 20:00 | 0 | 0 | 63% | 27% | 522.5535 | 474.714 | 63% | 27% | 247.1761 | 312.9596 | 0 | 0 | 0.00061093 | 0.0010126 | 7
21 | 2015-07-21 21:00 | 0 | 0 | 57% | 22% | 472.7865 | 386.804 | 57% | 22% | 247.1761 | 312.9596 | 0 | 0 | 0.0016916 | 0.00052086 | 7
22 | 2015-07-21 22:00 | 0 | 42.0632 | 64% | 28% | 530.848 | 450.2328 | 64% | 28% | 247.1761 | 312.9596 | 0 | 0 | 0.0014193 | 5.2471e-07 | 7
23 | 2015-07-21 23:00 | 0 | 0 | 78% | 21% | 646.971 | 369.222 | 78% | 21% | 247.1761 | 312.9596 | 0 | 0 | 0.0020462 | 0.00058222 | 7
0 | 2015-07-22 | 0 | 0 | 79% | 20% | 655.2655 | 351.64 | 79% | 20% | 247.1761 | 312.9596 | 0 | 0 | 0.00040229 | 0.00057635 | 7
1 | 2015-07-22 01:00 | 0 | 0 | 76% | 19% | 630.382 | 334.058 | 76% | 19% | 247.1761 | 312.9596 | 0 | 0 | 0.00052437 | 0.00062468 | 7
2 | 2015-07-22 02:00 | 0 | 53.4995 | 74% | 27% | 613.793 | 421.2145 | 74% | 27% | 247.1761 | 312.9596 | 0 | 0 | 0.0041038 | 1.9386e-06 | 7
3 | 2015-07-22 03:00 | 0 | 0 | 73% | 24% | 605.4985 | 421.968 | 73% | 24% | 247.1761 | 312.9596 | 0 | 0 | 0.0018299 | 0.00062366 | 7
4 | 2015-07-22 04:00 | 0 | 0 | 72% | 24% | 597.204 | 421.968 | 72% | 24% | 247.1761 | 312.9596 | 0 | 0 | 0.0018516 | 0.00062366 | 7
5 | 2015-07-22 05:00 | 0 | 103.8382 | 73% | 26% | 605.4985 | 353.2938 | 73% | 26% | 247.1761 | 312.9596 | 0 | 0 | 0.0018299 | 0.00057595 | 7
6 | 2015-07-22 06:00 | 0 | 82.6108 | 67% | 23% | 555.7315 | 321.7752 | 67% | 23% | 247.1761 | 312.9596 | 0 | 0 | 0.0014395 | 0.00045329 | 7
7 | 2015-07-22 07:00 | 0 | 25.8005 | 65% | 20% | 539.1425 | 325.8395 | 65% | 20% | 247.1761 | 312.9596 | 0 | 0 | 0.0016107 | 8.7102e-05 | 7
8 | 2015-07-22 08:00 | 0 | 0 | 65% | 18% | 539.1425 | 316.476 | 65% | 18% | 247.1761 | 312.9596 | 0 | 0 | 0.0016107 | 0.00062476 | 7
9 | 2015-07-22 09:00 | 83.1954 | 0 | 59% | 21% | 406.1801 | 369.222 | 59% | 21% | 247.1761 | 312.9596 | 0 | 0 | 0.005492 | 0.00058222 | 7
10 | 2015-07-22 10:00 | 133.7279 | 0 | 50% | 23% | 280.9971 | 404.386 | 50% | 23% | 247.1761 | 312.9596 | 0 | 0 | 0.011913 | 0.00066025 | 7
11 | 2015-07-22 11:00 | 68.1827 | 131.8852 | 37% | 27% | 238.7138 | 342.8288 | 37% | 27% | 247.1761 | 312.9596 | 0 | 0 | 0.00085387 | 0.0018654 | 7
12 | 2015-07-22 12:00 | 25.8908 | 60.2539 | 30% | 23% | 222.9442 | 344.1321 | 30% | 23% | 247.1761 | 312.9596 | 0 | 0 | 0.00063651 | 7.3528e-05 | 7
13 | 2015-07-22 13:00 | 0 | 0 | 26% | 21% | 215.657 | 369.222 | 26% | 21% | 219.257 | 312.9596 | 0 | 0 | 0.0024692 | 0.00058222 | 7
14 | 2015-07-22 14:00 | 0 | 0 | 25% | 24% | 207.3625 | 421.968 | 25% | 24% | 210.9625 | 312.9596 | 0 | 0 | 0.0019633 | 0.00062366 | 7
15 | 2015-07-22 15:00 | 0 | Data Error | 25% | Data Error | 207.3625 | Data Error | 25% | Data Error | 210.9625 | Data Error | 0 | Data Error | 0.0019633 | Data Error | 7
16 | 2015-07-22 16:00 | 0 | Data Error | 27% | Data Error | 223.9515 | Data Error | 27% | Data Error | 227.5515 | Data Error | 0 | Data Error | 0.0016626 | Data Error | 7
17 | 2015-07-22 17:00 | 14.0525 | 0 | 29% | 14% | 226.488 | 246.148 | 29% | 14% | 244.1405 | 246.148 | 0 | 0 | 0.0011014 | 0.00039837 | 7
18 | 2015-07-22 18:00 | 31.208 | 0 | 25% | 30% | 176.1545 | 527.46 | 25% | 30% | 210.9625 | 312.9596 | 0 | 0 | 4.4681e-05 | 0.00087453 | 7
19 | 2015-07-22 19:00 | 50.3956 | 0 | 25% | 21% | 156.9669 | 369.222 | 25% | 21% | 210.9625 | 312.9596 | 0 | 0 | 0.00027055 | 0.00058222 | 7
20 | 2015-07-22 20:00 | 16.9892 | 0 | 23% | 31% | 173.7843 | 545.042 | 23% | 31% | 194.3735 | 312.9596 | 0 | 0 | 0.00047519 | 0.00086046 | 7
21 | 2015-07-22 21:00 | 0 | 0 | 27% | 21% | 223.9515 | 369.222 | 27% | 21% | 227.5515 | 312.9596 | 0 | 0 | 0.0016626 | 0.00058222 | 7
22 | 2015-07-22 22:00 | 0 | 89.4523 | 29% | 24% | 240.5405 | 332.5157 | 29% | 24% | 244.1405 | 312.9596 | 0 | 0 | 0.002513 | 0.00067102 | 7
23 | 2015-07-22 23:00 | 0 | 79.675 | 36% | 19% | 298.602 | 254.383 | 36% | 19% | 247.1761 | 312.9596 | 0 | 0 | 0.0017602 | 0.00041301 | 7
0 | 2015-07-23 | 0 | 0 | 39% | 17% | 323.4855 | 298.894 | 39% | 17% | 247.1761 | 298.894 | 0 | 0 | 0.0012092 | 0.00072044 | 7
1 | 2015-07-23 01:00 | 0 | 0 | 44% | 19% | 364.958 | 334.058 | 44% | 19% | 247.1761 | 312.9596 | 0 | 0 | 0.002895 | 0.00062468 | 7
2 | 2015-07-23 02:00 | 0 | 20.1246 | 51% | 28% | 423.0195 | 472.1714 | 51% | 28% | 247.1761 | 312.9596 | 0 | 0 | 0.0019704 | 0.0001743 | 7
3 | 2015-07-23 03:00 | 0 | 61.0366 | 50% | 29% | 414.725 | 448.8414 | 50% | 29% | 247.1761 | 312.9596 | 0 | 0 | 0.0027122 | 3.9064e-07 | 7
4 | 2015-07-23 04:00 | 0 | 84.2687 | 50% | 27% | 414.725 | 390.4453 | 50% | 27% | 247.1761 | 312.9596 | 0 | 0 | 0.0027122 | 0.00025947 | 7
5 | 2015-07-23 05:00 | 0 | 93.4786 | 52% | 27% | 431.314 | 381.2354 | 52% | 27% | 247.1761 | 312.9596 | 0 | 0 | 0.002146 | 0.00045566 | 7
6 | 2015-07-23 06:00 | 0 | 178.8336 | 53% | 28% | 439.6085 | 313.4624 | 53% | 28% | 247.1761 | 312.9596 | 0 | 0 | 0.0021906 | 0.0059391 | 7
7 | 2015-07-23 07:00 | 0 | 177.8796 | 54% | 27% | 447.903 | 296.8344 | 54% | 27% | 247.1761 | 312.9596 | 0 | 0 | 0.0020799 | 0.0048095 | 7
8 | 2015-07-23 08:00 | 0 | 0 | 48% | 22% | 398.136 | 386.804 | 48% | 22% | 247.1761 | 312.9596 | 0 | 0 | 0.0016731 | 0.00052086 | 7
9 | 2015-07-23 09:00 | 55.2646 | 0 | 50% | 27% | 359.4604 | 474.714 | 50% | 27% | 247.1761 | 312.9596 | 0 | 0 | 0.00021167 | 0.0010126 | 7
10 | 2015-07-23 10:00 | 0 | 0 | 38% | 36% | 315.191 | 632.952 | 38% | 36% | 247.1761 | 312.9596 | 0 | 0 | 0.0019341 | 0.00088734 | 7
11 | 2015-07-23 11:00 | 43.5444 | 0 | 37% | 51% | 263.3521 | 896.682 | 37% | 51% | 247.1761 | 312.9596 | 0 | 0 | 2.3352e-07 | 0.0011758 | 7
12 | 2015-07-23 12:00 | 43.5444 | 0 | 37% | 63% | 263.3521 | 1107.666 | 37% | 63% | 247.1761 | 312.9596 | 0 | 0 | 2.3352e-07 | 0.0023629 | 7
13 | 2015-07-23 13:00 | 2.1418 | 69.117 | 35% | 64% | 288.1657 | 1056.131 | 35% | 64% | 247.1761 | 312.9596 | 0 | 0 | 0.0016987 | 3.2993e-06 | 7
14 | 2015-07-23 14:00 | 0 | 85.6211 | 33% | 67% | 273.7185 | 1092.3729 | 33% | 67% | 247.1761 | 312.9596 | 0 | 0 | 0.0018132 | 0.00036865 | 7
15 | 2015-07-23 15:00 | 0 | 139.3853 | 36% | 62% | 298.602 | 950.6987 | 36% | 62% | 247.1761 | 312.9596 | 0 | 0 | 0.0017602 | 0.0013205 | 7
16 | 2015-07-23 16:00 | 0 | 0 | 48% | 58% | 398.136 | 1019.756 | 48% | 58% | 247.1761 | 312.9596 | 0 | 0 | 0.0016731 | 0.0024262 | 7
17 | 2015-07-23 17:00 | 2.102 | 0 | 44% | 57% | 362.856 | 1002.174 | 44% | 57% | 247.1761 | 312.9596 | 0 | 0 | 0.0026287 | 0.0010699 | 7
18 | 2015-07-23 18:00 | 106.3192 | 104.4528 | 54% | 59% | 341.5838 | 932.8852 | 54% | 59% | 247.1761 | 312.9596 | 0 | 0 | 0.0068185 | 0.00056035 | 7
19 | 2015-07-23 19:00 | 23.1625 | 205.8751 | 42% | 49% | 325.2065 | 655.6429 | 42% | 49% | 247.1761 | 312.9596 | 0 | 0 | 0.00026728 | 0.005877 | 7
20 | 2015-07-23 20:00 | 75.7256 | 353.2264 | 49% | 46% | 330.7049 | 455.5456 | 49% | 46% | 247.1761 | 312.9596 | 0 | 0.008 | 0.0022346 | 0.024001 | 7
21 | 2015-07-23 21:00 | 43.5301 | 103.417 | 49% | 29% | 362.9004 | 406.461 | 49% | 29% | 247.1761 | 312.9596 | 0 | 0 | 7.1504e-05 | 0.00061155 | 7
22 | 2015-07-23 22:00 | 0 | 54.0426 | 51% | 21% | 423.0195 | 315.1794 | 51% | 21% | 247.1761 | 312.9596 | 0 | 0 | 0.0019704 | 4.3668e-05 | 7
23 | 2015-07-23 23:00 | 0 | 0 | 58% | 15% | 481.081 | 263.73 | 58% | 15% | 247.1761 | 263.73 | 0 | 0 | 0.0013642 | 0.00056942 | 7
0 | 2015-07-24 | 0 | 181.2757 | 52% | 19% | 431.314 | 152.7823 | 52% | 19% | 247.1761 | 312.9596 | 0 | 0 | 0.002146 | 0.0061011 | 7
1 | 2015-07-24 01:00 | 0 | 184.126 | 59% | 16% | 489.3755 | 97.186 | 59% | 16% | 247.1761 | 281.312 | 0 | 0 | 0.00068611 | 0.0068832 | 7
2 | 2015-07-24 02:00 | 0 | 57.4159 | 67% | 6% | 555.7315 | 48.0761 | 67% | 6% | 247.1761 | 105.492 | 0 | 0 | 0.0014395 | 0.0004548 | 7
3 | 2015-07-24 03:00 | 0 | 0 | 70% | 6% | 580.615 | 105.492 | 70% | 6% | 247.1761 | 105.492 | 0 | 0 | 0.0015872 | 0.00012837 | 7
4 | 2015-07-24 04:00 | 41.437 | 0 | 66% | 9% | 506 | 158.238 | 66% | 9% | 247.1761 | 158.238 | 0 | 0 | 6.8079e-05 | 0.00021667 | 7
5 | 2015-07-24 05:00 | 56.3537 | 0 | 65% | 7% | 482.7888 | 123.074 | 65% | 7% | 247.1761 | 123.074 | 0 | 0 | 0.00077326 | 0.00012763 | 7
6 | 2015-07-24 06:00 | 71.2526 | 25.6356 | 64% | 9% | 459.5954 | 132.6024 | 64% | 9% | 247.1761 | 158.238 | 0 | 0 | 0.0023262 | 1.9379e-08 | 7
7 | 2015-07-24 07:00 | 71.5406 | 38.657 | 62% | 9% | 442.7184 | 119.581 | 62% | 9% | 247.1761 | 158.238 | 0 | 0 | 0.001816 | 5.2808e-05 | 7
8 | 2015-07-24 08:00 | 86.3572 | 29.9836 | 62% | 7% | 427.9018 | 93.0904 | 62% | 7% | 247.1761 | 123.074 | 0 | 0 | 0.0036576 | 3.3134e-05 | 7
9 | 2015-07-24 09:00 | 0 | 0 | 51% | 7% | 423.0195 | 123.074 | 51% | 7% | 247.1761 | 123.074 | 0 | 0 | 0.0019704 | 0.00012763 | 7
10 | 2015-07-24 10:00 | 0 | 0 | 50% | 6% | 414.725 | 105.492 | 50% | 6% | 247.1761 | 105.492 | 0 | 0 | 0.0027122 | 0.00012837 | 7
11 | 2015-07-24 11:00 | 0 | 0 | 55% | 8% | 456.1975 | 140.656 | 55% | 8% | 247.1761 | 140.656 | 0 | 0 | 0.0032109 | 0.00020838 | 7
12 | 2015-07-24 12:00 | 0 | 0 | 56% | 12% | 464.492 | 210.984 | 56% | 12% | 247.1761 | 210.984 | 0 | 0 | 0.0029131 | 0.00036614 | 7
13 | 2015-07-24 13:00 | 0 | 0 | 55% | 17% | 456.1975 | 298.894 | 55% | 17% | 247.1761 | 298.894 | 0 | 0 | 0.0032109 | 0.00072044 | 7
14 | 2015-07-24 14:00 | 34.6948 | 0 | 58% | 23% | 446.3862 | 404.386 | 58% | 23% | 247.1761 | 312.9596 | 0 | 0 | 2.3943e-05 | 0.00066025 | 7
15 | 2015-07-24 15:00 | 0 | 0 | 44% | 28% | 364.958 | 492.296 | 44% | 28% | 247.1761 | 312.9596 | 0 | 0 | 0.002895 | 0.00060754 | 7
16 | 2015-07-24 16:00 | 23.904 | 0 | 57% | 29% | 448.8825 | 509.878 | 57% | 29% | 247.1761 | 312.9596 | 0 | 0 | 0.00015153 | 0.0011622 | 7
17 | 2015-07-24 17:00 | 96.6288 | 0 | 57% | 26% | 376.1577 | 457.132 | 57% | 26% | 247.1761 | 312.9596 | 0 | 0 | 0.0056804 | 0.0012292 | 7
18 | 2015-07-24 18:00 | 142.0636 | 42.8599 | 53% | 30% | 297.5449 | 484.6001 | 53% | 30% | 247.1761 | 312.9596 | 0 | 0 | 0.015493 | 2.6991e-05 | 7
19 | 2015-07-24 19:00 | 204.9899 | 143.8078 | 54% | 27% | 242.9131 | 330.9062 | 54% | 27% | 247.1761 | 312.9596 | 0 | 0 | 0.040616 | 0.0024972 | 7
20 | 2015-07-24 20:00 | 186.0214 | 0 | 51% | 18% | 236.9981 | 316.476 | 51% | 18% | 247.1761 | 312.9596 | 0 | 0 | 0.032357 | 0.00062476 | 7
21 | 2015-07-24 21:00 | 128.8604 | 0 | 49% | 19% | 277.5701 | 334.058 | 49% | 19% | 247.1761 | 312.9596 | 0 | 0 | 0.012395 | 0.00062468 | 7
22 | 2015-07-24 22:00 | 0 | 41.2952 | 45% | 19% | 373.2525 | 292.7628 | 45% | 19% | 247.1761 | 312.9596 | 0 | 0 | 0.001179 | 2.2691e-06 | 7
23 | 2015-07-24 23:00 | 0 | 13.397 | 50% | 19% | 414.725 | 320.661 | 50% | 19% | 247.1761 | 312.9596 | 0 | 0 | 0.0027122 | 0.00030185 | 7
0 | 2015-07-25 | 0 | 0 | 51% | 19% | 423.0195 | 334.058 | 51% | 19% | 247.1761 | 312.9596 | 0 | 0 | 0.0019704 | 0.00062468 | 7
1 | 2015-07-25 01:00 | 57.7248 | 0 | 67% | 18% | 498.0067 | 316.476 | 67% | 18% | 247.1761 | 312.9596 | 0 | 0 | 0.0010019 | 0.00062476 | 7
2 | 2015-07-25 02:00 | 79.5614 | 0 | 65% | 25% | 459.5811 | 439.55 | 65% | 25% | 247.1761 | 312.9596 | 0 | 0 | 0.0031122 | 0.00049903 | 7
3 | 2015-07-25 03:00 | 77.6353 | 56.8722 | 61% | 27% | 428.3292 | 417.8418 | 61% | 27% | 247.1761 | 312.9596 | 0 | 0 | 0.002707 | 2.7662e-07 | 7
4 | 2015-07-25 04:00 | 68.6366 | 100.0584 | 58% | 24% | 412.4444 | 321.9096 | 58% | 24% | 247.1761 | 312.9596 | 0 | 0 | 0.0020989 | 0.0010199 | 7
5 | 2015-07-25 05:00 | 0 | 82.8382 | 51% | 20% | 423.0195 | 268.8018 | 51% | 20% | 247.1761 | 312.9596 | 0 | 0 | 0.0019704 | 0.00053398 | 7
6 | 2015-07-25 06:00 | 0 | 40.0338 | 51% | 15% | 423.0195 | 223.6962 | 51% | 15% | 247.1761 | 263.73 | 0 | 0 | 0.0019704 | 1.194e-06 | 7
7 | 2015-07-25 07:00 | 0 | 102.292 | 56% | 17% | 464.492 | 196.602 | 56% | 17% | 247.1761 | 298.894 | 0 | 0 | 0.0029131 | 0.00098212 | 7
8 | 2015-07-25 08:00 | 0 | 56.6776 | 56% | 13% | 464.492 | 171.8884 | 56% | 13% | 247.1761 | 228.566 | 0 | 0 | 0.0029131 | 0.00019434 | 7
9 | 2015-07-25 09:00 | 0 | 51.3088 | 56% | 13% | 464.492 | 177.2572 | 56% | 13% | 247.1761 | 228.566 | 0 | 0 | 0.0029131 | 0.00011852 | 7
10 | 2015-07-25 10:00 | 0 | 60.6652 | 54% | 14% | 447.903 | 185.4828 | 54% | 14% | 247.1761 | 246.148 | 0 | 0 | 0.0020799 | 0.00021156 | 7
11 | 2015-07-25 11:00 | 0 | 0 | 53% | 12% | 439.6085 | 210.984 | 53% | 12% | 247.1761 | 210.984 | 0 | 0 | 0.0021906 | 0.00036614 | 7
12 | 2015-07-25 12:00 | 0 | 0 | 57% | 16% | 472.7865 | 281.312 | 57% | 16% | 247.1761 | 281.312 | 0 | 0 | 0.0016916 | 0.00047347 | 7
13 | 2015-07-25 13:00 | 0 | 0 | 60% | 19% | 497.67 | 334.058 | 60% | 19% | 247.1761 | 312.9596 | 0 | 0 | 0.0017678 | 0.00062468 | 7
14 | 2015-07-25 14:00 | 0 | 0 | 65% | 31% | 539.1425 | 545.042 | 65% | 31% | 247.1761 | 312.9596 | 0 | 0 | 0.0016107 | 0.00086046 | 7
15 | 2015-07-25 15:00 | 64.4485 | 83.5696 | 74% | 39% | 549.3445 | 602.1284 | 74% | 39% | 247.1761 | 312.9596 | 0 | 0 | 0.00018604 | 7.8295e-05 | 7
16 | 2015-07-25 16:00 | 37.5065 | 123.9239 | 73% | 34% | 567.992 | 473.8641 | 73% | 34% | 247.1761 | 312.9596 | 0 | 0 | 5.9575e-06 | 0.0011099 | 7
17 | 2015-07-25 17:00 | 0 | 148.7675 | 70% | 29% | 580.615 | 361.1105 | 70% | 29% | 247.1761 | 312.9596 | 0 | 0 | 0.0015872 | 0.0025526 | 7
18 | 2015-07-25 18:00 | 0 | 143.0416 | 66% | 21% | 547.437 | 226.1804 | 66% | 21% | 247.1761 | 312.9596 | 0 | 0 | 0.0017394 | 0.003275 | 7
19 | 2015-07-25 19:00 | 0 | 87.605 | 73% | 14% | 605.4985 | 158.543 | 73% | 14% | 247.1761 | 246.148 | 0 | 0 | 0.0018299 | 0.00089206 | 7
20 | 2015-07-25 20:00 | 86.0738 | 0 | 73% | 8% | 519.4247 | 140.656 | 73% | 8% | 247.1761 | 140.656 | 0 | 0 | 0.0037203 | 0.00020838 | 7
21 | 2015-07-25 21:00 | 0 | 0 | 68% | 5% | 564.026 | 87.91 | 68% | 5% | 247.1761 | 87.91 | 0 | 0 | 0.0026884 | 0.00013567 | 7
22 | 2015-07-25 22:00 | 0 | 0 | 65% | 6% | 539.1425 | 105.492 | 65% | 6% | 247.1761 | 105.492 | 0 | 0 | 0.0016107 | 0.00012837 | 7
23 | 2015-07-25 23:00 | 0 | 0 | 62% | 7% | 514.259 | 123.074 | 62% | 7% | 247.1761 | 123.074 | 0 | 0 | 0.0019041 | 0.00012763 | 7
0 | 2015-07-26 | 0 | 7.6145 | 60% | 11% | 497.67 | 185.7875 | 60% | 11% | 247.1761 | 193.402 | 0 | 0 | 0.0017678 | 0.00017024 | 7
1 | 2015-07-26 01:00 | 11.5254 | 0 | 59% | 10% | 477.8501 | 175.82 | 59% | 10% | 247.1761 | 175.82 | 0 | 0 | 0.00015125 | 0.00045381 | 7
2 | 2015-07-26 02:00 | 137.6839 | 0 | 60% | 9% | 359.9861 | 158.238 | 60% | 9% | 247.1761 | 158.238 | 0 | 0 | 0.015363 | 0.00021667 | 7
3 | 2015-07-26 03:00 | 58.6538 | 0 | 53% | 10% | 380.9547 | 175.82 | 53% | 10% | 247.1761 | 175.82 | 0 | 0 | 0.00057169 | 0.00045381 | 7
4 | 2015-07-26 04:00 | 40.9842 | 0 | 47% | 12% | 348.8573 | 210.984 | 47% | 12% | 247.1761 | 210.984 | 0 | 0 | 1.6406e-05 | 0.00036614 | 7
5 | 2015-07-26 05:00 | 30.355 | 0 | 46% | 16% | 351.192 | 281.312 | 46% | 16% | 247.1761 | 281.312 | 0 | 0 | 0.00011467 | 0.00047347 | 7
6 | 2015-07-26 06:00 | 1.0898 | 110.558 | 43% | 15% | 355.5737 | 153.172 | 43% | 15% | 247.1761 | 263.73 | 0 | 0 | 0.0027393 | 0.0015225 | 7
7 | 2015-07-26 07:00 | 0 | 115.9356 | 36% | 16% | 298.602 | 165.3764 | 36% | 16% | 247.1761 | 281.312 | 0 | 0 | 0.0017602 | 0.0019519 | 7
8 | 2015-07-26 08:00 | 0 | 55.3033 | 38% | 13% | 315.191 | 173.2627 | 38% | 13% | 247.1761 | 228.566 | 0 | 0 | 0.0019341 | 0.00017316 | 7
9 | 2015-07-26 09:00 | 0 | 0 | 43% | 16% | 356.6635 | 281.312 | 43% | 16% | 247.1761 | 281.312 | 0 | 0 | 0.0028785 | 0.00047347 | 7
10 | 2015-07-26 10:00 | 0 | 0 | 36% | 18% | 298.602 | 316.476 | 36% | 18% | 247.1761 | 312.9596 | 0 | 0 | 0.0017602 | 0.00062476 | 7
11 | 2015-07-26 11:00 | 0 | 0 | 49% | 21% | 406.4305 | 369.222 | 49% | 21% | 247.1761 | 312.9596 | 0 | 0 | 0.0019382 | 0.00058222 | 7
12 | 2015-07-26 12:00 | 0 | 24.4843 | 49% | 26% | 406.4305 | 432.6477 | 49% | 26% | 247.1761 | 312.9596 | 0 | 0 | 0.0019382 | 0.00044667 | 7
13 | 2015-07-26 13:00 | 0 | 52.2618 | 49% | 25% | 406.4305 | 387.2882 | 49% | 25% | 247.1761 | 312.9596 | 0 | 0 | 0.0019382 | 5.4548e-05 | 7
14 | 2015-07-26 14:00 | 0 | 0 | 48% | 23% | 398.136 | 404.386 | 48% | 23% | 247.1761 | 312.9596 | 0 | 0 | 0.0016731 | 0.00066025 | 7
15 | 2015-07-26 15:00 | 0 | 30.0366 | 53% | 22% | 439.6085 | 356.7674 | 53% | 22% | 247.1761 | 312.9596 | 0 | 0 | 0.0021906 | 3.2931e-05 | 7
16 | 2015-07-26 16:00 | 17.2132 | 1.3182 | 56% | 21% | 447.2788 | 367.9038 | 56% | 21% | 247.1761 | 312.9596 | 0 | 0 | 0.0011036 | 0.0005466 | 7
17 | 2015-07-26 17:00 | 39.7499 | 126.3032 | 56% | 20% | 424.7421 | 225.3368 | 56% | 20% | 247.1761 | 312.9596 | 0 | 0 | 3.6603e-05 | 0.0022877 | 7
18 | 2015-07-26 18:00 | 0 | 103.4156 | 52% | 15% | 431.314 | 160.3144 | 52% | 15% | 247.1761 | 263.73 | 0 | 0 | 0.002146 | 0.001222 | 7
19 | 2015-07-26 19:00 | 0 | 72.8539 | 57% | 11% | 472.7865 | 120.5481 | 57% | 11% | 247.1761 | 193.402 | 0 | 0 | 0.0016916 | 0.0005788 | 7
20 | 2015-07-26 20:00 | 0 | 0 | 52% | 10% | 431.314 | 175.82 | 52% | 10% | 247.1761 | 175.82 | 0 | 0 | 0.002146 | 0.00045381 | 7
21 | 2015-07-26 21:00 | 0 | 0 | 53% | 16% | 439.6085 | 281.312 | 53% | 16% | 247.1761 | 281.312 | 0 | 0 | 0.0021906 | 0.00047347 | 7
22 | 2015-07-26 22:00 | 71.8145 | 0 | 57% | 23% | 400.972 | 404.386 | 57% | 23% | 247.1761 | 312.9596 | 0 | 0 | 0.0020659 | 0.00066025 | 7
23 | 2015-07-26 23:00 | 192.5404 | 0 | 54% | 29% | 255.3626 | 509.878 | 54% | 29% | 247.1761 | 312.9596 | 0 | 0 | 0.034791 | 0.0011622 | 7
0 | 2015-07-27 | 219.5922 | 80.3224 | 54% | 36% | 228.3108 | 552.6296 | 54% | 36% | 247.1761 | 312.9596 | 0 | 0 | 0.048022 | 0.00025269 | 7
1 | 2015-07-27 01:00 | 0 | 97.3892 | 43% | 39% | 356.6635 | 588.3088 | 43% | 39% | 247.1761 | 312.9596 | 0 | 0 | 0.0028785 | 0.00027918 | 7
2 | 2015-07-27 02:00 | 0 | 136.7308 | 42% | 31% | 348.369 | 408.3112 | 42% | 31% | 247.1761 | 312.9596 | 0 | 0 | 0.0019602 | 0.0023458 | 7
3 | 2015-07-27 03:00 | 0 | 94.6204 | 49% | 30% | 406.4305 | 432.8396 | 49% | 30% | 247.1761 | 312.9596 | 0 | 0 | 0.0019382 | 0.00058778 | 7
4 | 2015-07-27 04:00 | 0 | 0 | 53% | 25% | 439.6085 | 439.55 | 53% | 25% | 247.1761 | 312.9596 | 0 | 0 | 0.0021906 | 0.00049903 | 7
5 | 2015-07-27 05:00 | 0 | 107.1618 | 52% | 34% | 431.314 | 490.6262 | 52% | 34% | 247.1761 | 312.9596 | 0 | 0 | 0.002146 | 0.00056556 | 7
6 | 2015-07-27 06:00 | 2.6176 | 15.611 | 53% | 30% | 436.9909 | 511.849 | 53% | 30% | 247.1761 | 312.9596 | 0 | 0 | 0.0019052 | 0.00042822 | 7
7 | 2015-07-27 07:00 | 104.4361 | 0 | 54% | 28% | 343.4669 | 492.296 | 54% | 28% | 247.1761 | 312.9596 | 0 | 0 | 0.0064488 | 0.00060754 | 7
8 | 2015-07-27 08:00 | 135.0869 | 0 | 50% | 27% | 279.6381 | 474.714 | 50% | 27% | 247.1761 | 312.9596 | 0 | 0 | 0.012273 | 0.0010126 | 7
9 | 2015-07-27 09:00 | 173.1155 | 0 | 43% | 38% | 183.548 | 668.116 | 43% | 38% | 247.1761 | 312.9596 | 0 | 0 | 0.024043 | 0.0012944 | 7
10 | 2015-07-27 10:00 | 95.84 | 0 | 32% | 40% | 169.584 | 703.28 | 32% | 40% | 247.1761 | 312.9596 | 0 | 0 | 0.0044362 | 0.0011315 | 7
11 | 2015-07-27 11:00 | 98.9348 | 0 | 26% | 51% | 116.7222 | 896.682 | 26% | 51% | 219.257 | 312.9596 | 0 | 0 | 0.0048424 | 0.0011758 | 7
12 | 2015-07-27 12:00 | 42.0864 | 225.1813 | 21% | 53% | 132.0981 | 706.6647 | 21% | 53% | 177.7845 | 312.9596 | 0 | 0 | 1.3551e-06 | 0.0075855 | 7
13 | 2015-07-27 13:00 | 0 | 173.5708 | 22% | 55% | 182.479 | 793.4392 | 22% | 55% | 186.079 | 312.9596 | 0 | 0 | 0.0014689 | 0.0034972 | 7
14 | 2015-07-27 14:00 | 0 | 0 | 25% | 52% | 207.3625 | 914.264 | 25% | 52% | 210.9625 | 312.9596 | 0 | 0 | 0.0019633 | 0.0016427 | 7
15 | 2015-07-27 15:00 | 0 | 27.7526 | 26% | 77% | 215.657 | 1326.0614 | 26% | 77% | 219.257 | 312.9596 | 0 | 0 | 0.0024692 | 0.00018163 | 7
16 | 2015-07-27 16:00 | 0 | 67.2299 | 29% | 66% | 240.5405 | 1093.1821 | 29% | 66% | 244.1405 | 312.9596 | 0 | 0 | 0.002513 | 4.2826e-06 | 7
17 | 2015-07-27 17:00 | 17.3244 | 0 | 32% | 61% | 248.0996 | 1072.502 | 32% | 61% | 247.1761 | 312.9596 | 0 | 0 | 0.00078707 | 0.0011846 | 7
18 | 2015-07-27 18:00 | 0 | 220.281 | 31% | 72% | 257.1295 | 1045.623 | 31% | 72% | 247.1761 | 312.9596 | 0 | 0 | 0.0011007 | 0.0055602 | 7
19 | 2015-07-27 19:00 | 0 | 312.4243 | 34% | 72% | 282.013 | 953.4797 | 34% | 72% | 247.1761 | 312.9596 | 0 | 0 | 0.0017608 | 0.016123 | 7
20 | 2015-07-27 20:00 | 0 | 320.381 | 34% | 63% | 282.013 | 787.285 | 34% | 63% | 247.1761 | 312.9596 | 0 | 0.001 | 0.0017608 | 0.017852 | 7
21 | 2015-07-27 21:00 | 0 | 369.7774 | 41% | 56% | 340.0745 | 614.8146 | 41% | 56% | 247.1761 | 312.9596 | 0 | 0.012 | 0.0021365 | 0.031345 | 7
22 | 2015-07-27 22:00 | 50.3219 | 153.6397 | 39% | 39% | 273.1636 | 532.0583 | 39% | 39% | 247.1761 | 312.9596 | 0 | 0 | 0.00067057 | 0.0023719 | 7
23 | 2015-07-27 23:00 | 115.0564 | 297.1968 | 39% | 44% | 208.4291 | 476.4112 | 39% | 44% | 247.1761 | 312.9596 | 0 | 0 | 0.010804 | 0.017396 | 7
0 | 2015-07-28 | 71.228 | 93.783 | 33% | 28% | 202.4905 | 398.513 | 33% | 28% | 247.1761 | 312.9596 | 0 | 0 | 0.0018742 | 0.00082323 | 7
1 | 2015-07-28 01:00 | 0 | 118.1387 | 29% | 31% | 240.5405 | 426.9033 | 29% | 31% | 244.1405 | 312.9596 | 0 | 0 | 0.002513 | 0.0014333 | 7
2 | 2015-07-28 02:00 | 0 | 0 | 25% | 28% | 207.3625 | 492.296 | 25% | 28% | 210.9625 | 312.9596 | 0 | 0 | 0.0019633 | 0.00060754 | 7
3 | 2015-07-28 03:00 | 0 | 0 | 27% | 33% | 223.9515 | 580.206 | 27% | 33% | 227.5515 | 312.9596 | 0 | 0 | 0.0016626 | 0.00091083 | 7
4 | 2015-07-28 04:00 | 0 | 143.419 | 30% | 45% | 248.835 | 647.771 | 30% | 45% | 247.1761 | 312.9596 | 0 | 0 | 0.0031859 | 0.0024382 | 7
5 | 2015-07-28 05:00 | 0 | 130.956 | 27% | 44% | 223.9515 | 642.652 | 27% | 44% | 227.5515 | 312.9596 | 0 | 0 | 0.0016626 | 0.0013945 | 7
6 | 2015-07-28 06:00 | 3.3854 | 79.4614 | 30% | 40% | 245.4496 | 623.8186 | 30% | 40% | 247.1761 | 312.9596 | 0 | 0 | 0.0027418 | 0.00013355 | 7
7 | 2015-07-28 07:00 | 66.2362 | 0 | 27% | 40% | 157.7153 | 703.28 | 27% | 40% | 227.5515 | 312.9596 | 0 | 0 | 0.0015273 | 0.0011315 | 7
8 | 2015-07-28 08:00 | 89.7749 | 0 | 23% | 44% | 100.9986 | 773.608 | 23% | 44% | 194.3735 | 312.9596 | 0 | 0 | 0.0043498 | 0.0013793 | 7
9 | 2015-07-28 09:00 | 61.0824 | 0 | 14% | 49% | 55.0406 | 861.518 | 14% | 49% | 119.723 | 312.9596 | 0 | 0 | 0.0018599 | 0.0016348 | 7
10 | 2015-07-28 10:00 | 52.3861 | 56.4487 | 11% | 55% | 38.8534 | 910.5613 | 11% | 55% | 94.8395 | 312.9596 | 0 | 0 | 0.0011852 | 5.5911e-05 | 7
11 | 2015-07-28 11:00 | 34.0404 | 60.1186 | 5% | 54% | 7.4321 | 889.3094 | 5% | 54% | 45.0725 | 312.9596 | 0 | 0 | 0.0007238 | 0.00019669 | 7
12 | 2015-07-28 12:00 | 30.4908 | 19.8794 | 4% | 51% | 2.6872 | 876.8026 | 4% | 51% | 36.778 | 312.9596 | 0 | 0 | 0.00051684 | 0.00052823 | 7
13 | 2015-07-28 13:00 | 0 | 12.6583 | 0% | 49% | 0 | 848.8597 | 0% | 49% | 3.6 | 312.9596 | 0 | 0 | 0.00068377 | 0.0011044 | 7
14 | 2015-07-28 14:00 | 0 | 125.86 | 0% | 51% | 0 | 770.822 | 0% | 51% | 3.6 | 312.9596 | 0 | 0 | 0.00068377 | 0.0013909 | 7
15 | 2015-07-28 15:00 | 0 | 134.2658 | 0% | 46% | 0 | 674.5062 | 0% | 46% | 3.6 | 312.9596 | 0 | 0 | 0.00068377 | 0.00092335 | 7
16 | 2015-07-28 16:00 | 0 | 168.4693 | 0% | 41% | 0 | 552.3927 | 0% | 41% | 3.6 | 312.9596 | 0 | 0 | 0.00068377 | 0.0033609 | 7
17 | 2015-07-28 17:00 | 0.10332 | 251.9002 | 1% | 37% | 8.1912 | 398.6338 | 1% | 37% | 11.8945 | 312.9596 | 0 | 0 | 1.8698e-05 | 0.011669 | 7
18 | 2015-07-28 18:00 | 1.6998 | 271.1218 | 0% | 29% | -1.6998 | 238.7562 | 0% | 29% | 3.6 | 312.9596 | 0 | 0 | 0.00058079 | 0.014427 | 7
19 | 2015-07-28 19:00 | 1.1004 | 251.2294 | 0% | 22% | -1.1004 | 135.5746 | 0% | 22% | 3.6 | 312.9596 | 0 | 0 | 0.00061615 | 0.014416 | 7
20 | 2015-07-28 20:00 | 0.1938 | 100.5611 | 0% | 12% | -0.1938 | 110.4229 | 0% | 12% | 3.6 | 210.984 | 0 | 0 | 0.0006716 | 0.0014486 | 7
21 | 2015-07-28 21:00 | 1.3003 | 73.0926 | 0% | 9% | -1.3003 | 85.1454 | 0% | 9% | 3.6 | 158.238 | 0 | 0 | 0.00060424 | 0.00072106 | 7
22 | 2015-07-28 22:00 | 3.2629 | 23.1896 | 1% | 7% | 5.0316 | 99.8844 | 1% | 7% | 11.8945 | 123.074 | 0 | 0 | 2.6502e-07 | 3.5801e-06 | 7
23 | 2015-07-28 23:00 | 2.4002 | 0 | 0% | 7% | -2.4002 | 123.074 | 0% | 7% | 3.6 | 123.074 | 0 | 0 | 0.0005408 | 0.00012763 | 7
0 | 2015-07-29 | 3.8315 | 45.2299 | 1% | 10% | 4.463 | 130.5901 | 1% | 10% | 11.8945 | 175.82 | 0 | 0 | 2.9125e-08 | 1.9558e-05 | 7
1 | 2015-07-29 01:00 | 1.208 | 68.5115 | 1% | 9% | 7.0865 | 89.7265 | 1% | 9% | 11.8945 | 158.238 | 0 | 0 | 8.9533e-06 | 0.00058792 | 7
2 | 2015-07-29 02:00 | 0.4974 | 54.2816 | 1% | 7% | 7.7971 | 68.7924 | 1% | 7% | 11.8945 | 123.074 | 0 | 0 | 1.4815e-05 | 0.00038322 | 7
3 | 2015-07-29 03:00 | 9.1296 | 18.3455 | 1% | 6% | -0.8351 | 87.1465 | 1% | 6% | 11.8945 | 105.492 | 0 | 0 | 4.301e-05 | 8.0251e-07 | 7
4 | 2015-07-29 04:00 | 9.198 | 48.4134 | 1% | 6% | -0.9035 | 57.0786 | 1% | 6% | 11.8945 | 105.492 | 0 | 0 | 4.4098e-05 | 0.00026262 | 7
5 | 2015-07-29 05:00 | 2.4956 | 62.5826 | 1% | 7% | 5.7989 | 60.4914 | 1% | 7% | 11.8945 | 123.074 | 0 | 0 | 2.0732e-06 | 0.00059036 | 7
6 | 2015-07-29 06:00 | 6.3008 | 44.3452 | 1% | 6% | 1.9937 | 61.1468 | 1% | 6% | 11.8945 | 105.492 | 0 | 0 | 9.9084e-06 | 0.00019298 | 7
7 | 2015-07-29 07:00 | 2.0004 | 46.0118 | 0% | 5% | -2.0004 | 41.8982 | 0% | 5% | 3.6 | 87.91 | 0 | 0 | 0.00056346 | 0.00021089 | 7
8 | 2015-07-29 08:00 | 2.0004 | 46.2037 | 0% | 4% | -2.0004 | 24.1243 | 0% | 4% | 3.6 | 70.328 | 0 | 0 | 0.00056346 | 0.00028103 | 7
9 | 2015-07-29 09:00 | 1.0003 | 39.9211 | 0% | 4% | -1.0003 | 30.4069 | 0% | 4% | 3.6 | 70.328 | 0 | 0 | 0.00062215 | 0.00017399 | 7
10 | 2015-07-29 10:00 | Data Error | 40.3916 | Data Error | 3% | Data Error | 12.3544 | Data Error | 3% | Data Error | 52.746 | Data Error | 0 | Data Error | 0.0002448 | 7
11 | 2015-07-29 11:00 | Data Error | 42.2048 | Data Error | 3% | Data Error | 10.5412 | Data Error | 3% | Data Error | 52.746 | Data Error | 0 | Data Error | 0.00027813 | 7
12 | 2015-07-29 12:00 | 0 | 0.24228 | 0% | 3% | 0 | 52.5037 | 0% | 3% | 3.6 | 52.746 | 0 | 0 | 0.00068377 | 5.1688e-05 | 7
13 | 2015-07-29 13:00 | 1.2616 | 17.8123 | 0% | 4% | -1.2616 | 52.5157 | 0% | 4% | 3.6 | 70.328 | 0 | 0 | 0.00060654 | 3.7931e-07 | 7
14 | 2015-07-29 14:00 | 0.61356 | 0 | 0% | 5% | -0.61356 | 87.91 | 0% | 5% | 3.6 | 87.91 | 0 | 0 | 0.00064563 | 0.00013567 | 7
15 | 2015-07-29 15:00 | 0 | 0 | 0% | 5% | 0 | 87.91 | 0% | 5% | 3.6 | 87.91 | 0 | 0 | 0.00068377 | 0.00013567 | 7
16 | 2015-07-29 16:00 | 0 | 0 | 0% | 7% | 0 | 123.074 | 0% | 7% | 3.6 | 123.074 | 0 | 0 | 0.00068377 | 0.00012763 | 7
17 | 2015-07-29 17:00 | 1.9048 | 0 | 1% | 8% | 6.3897 | 140.656 | 1% | 8% | 11.8945 | 140.656 | 0 | 0 | 4.6321e-06 | 0.00020838 | 7
18 | 2015-07-29 18:00 | 0 | 30.01 | 1% | 8% | 8.2945 | 110.646 | 1% | 8% | 11.8945 | 140.656 | 0 | 0 | 1.979e-05 | 6.9345e-06 | 7
19 | 2015-07-29 19:00 | 1.3148 | 8.0639 | 1% | 8% | 6.9797 | 132.5921 | 1% | 8% | 11.8945 | 140.656 | 0 | 0 | 8.1993e-06 | 9.6999e-05 | 7
20 | 2015-07-29 20:00 | 5.5115 | 0 | 1% | 5% | 2.783 | 87.91 | 1% | 5% | 11.8945 | 87.91 | 0 | 0 | 4.8229e-06 | 0.00013567 | 7
21 | 2015-07-29 21:00 | 3.8879 | 0 | 0% | 3% | -3.8879 | 52.746 | 0% | 3% | 3.6 | 52.746 | 0.001 | 0 | 0.0004606 | 5.3688e-05 | 7
22 | 2015-07-29 22:00 | 3.6001 | 0 | 1% | 2% | 4.6944 | 35.164 | 1% | 2% | 11.8945 | 35.164 | 0 | 0 | 1.1723e-08 | 3.8128e-05 | 7
23 | 2015-07-29 23:00 | 2.9629 | 38.0693 | 1% | 4% | 5.3316 | 32.2587 | 1% | 4% | 11.8945 | 70.328 | 0 | 0 | 7.6824e-07 | 0.00014731 | 7
0 | 2015-07-30 | 0 | 12.7082 | 1% | 3% | 8.2945 | 40.0378 | 1% | 3% | 11.8945 | 52.746 | 0 | 0 | 1.979e-05 | 9.8497e-09 | 7
1 | 2015-07-30 01:00 | 6.7082 | 0 | 1% | 2% | 1.5863 | 35.164 | 1% | 2% | 11.8945 | 35.164 | 0 | 0 | 1.3242e-05 | 3.8128e-05 | 7
2 | 2015-07-30 02:00 | 9.3365 | 0 | 1% | 2% | -1.042 | 35.164 | 1% | 2% | 11.8945 | 35.164 | 0 | 0 | 4.6343e-05 | 3.8128e-05 | 7
3 | 2015-07-30 03:00 | 1.2004 | 0 | 0% | 2% | -1.2004 | 35.164 | 0% | 2% | 3.6 | 35.164 | 0 | 0 | 0.00061018 | 3.8128e-05 | 7
4 | 2015-07-30 04:00 | 3.4999 | 0 | 0% | 3% | -3.4999 | 52.746 | 0% | 3% | 3.6 | 52.746 | 0 | 0 | 0.0004809 | 5.3688e-05 | 7
5 | 2015-07-30 05:00 | 1.5998 | 0 | 0% | 4% | -1.5998 | 70.328 | 0% | 4% | 3.6 | 70.328 | 0 | 0 | 0.00058662 | 9.0538e-05 | 7
6 | 2015-07-30 06:00 | 4.1005 | 0 | 1% | 3% | 4.194 | 52.746 | 1% | 3% | 11.8945 | 52.746 | 0 | 0 | 2.4504e-07 | 5.3688e-05 | 7
7 | 2015-07-30 07:00 | 4.2998 | 0 | 1% | 3% | 3.9947 | 52.746 | 1% | 3% | 11.8945 | 52.746 | 0 | 0 | 5.407e-07 | 5.3688e-05 | 7
8 | 2015-07-30 08:00 | 3.9998 | 30.2272 | 0% | 3% | -3.9998 | 22.5188 | 0% | 3% | 3.6 | 52.746 | 0.001 | 0 | 0.00045483 | 9.7316e-05 | 7
9 | 2015-07-30 09:00 | 1.9019 | 27.7166 | 0% | 2% | -1.9019 | 7.4474 | 0% | 2% | 3.6 | 35.164 | 0 | 0 | 0.00056911 | 9.1958e-05 | 7
10 | 2015-07-30 10:00 | 1.0894 | 5.2168 | 0% | 0% | -1.0894 | -5.2168 | 0% | 0% | 3.6 | 0 | 0 | 0.001 | 0.00061681 | 8.6004e-06 | 7
11 | 2015-07-30 11:00 | 0 | 3.8692 | 0% | 0% | 0 | -3.8692 | 0% | 0% | 3.6 | 0 | 0 | 0.001 | 0.00068377 | 4.6923e-06 | 7
12 | 2015-07-30 12:00 | 0 | 0 | 0% | 0% | 0 | 0 | 0% | 0% | 3.6 | 0 | 0 | 0 | 0.00068377 | 1.1871e-09 | 7
13 | 2015-07-30 13:00 | 0 | 0 | 1% | 1% | 8.2945 | 17.582 | 1% | 1% | 11.8945 | 17.582 | 0 | 0 | 1.979e-05 | 1.201e-05 | 7
14 | 2015-07-30 14:00 | 0 | 0 | 1% | 1% | 8.2945 | 17.582 | 1% | 1% | 11.8945 | 17.582 | 0 | 0 | 1.979e-05 | 1.201e-05 | 7
15 | 2015-07-30 15:00 | 0 | 0 | 1% | 1% | 8.2945 | 17.582 | 1% | 1% | 11.8945 | 17.582 | 0 | 0 | 1.979e-05 | 1.201e-05 | 7
16 | 2015-07-30 16:00 | 0 | 5.7991 | 1% | 1% | 8.2945 | 11.7829 | 1% | 1% | 11.8945 | 17.582 | 0 | 0 | 1.979e-05 | 2.7962e-08 | 7
17 | 2015-07-30 17:00 | 0 | 1.7194 | 1% | 2% | 8.2945 | 33.4446 | 1% | 2% | 11.8945 | 35.164 | 0 | 0 | 1.979e-05 | 2.7007e-05 | 7
18 | 2015-07-30 18:00 | 13.0124 | 0 | 2% | 2% | 3.5766 | 35.164 | 2% | 2% | 20.189 | 35.164 | 0 | 0 | 7.3467e-05 | 3.8128e-05 | 7
19 | 2015-07-30 19:00 | 11.2374 | 0 | 1% | 3% | -2.9429 | 52.746 | 1% | 3% | 11.8945 | 52.746 | 0 | 0 | 8.2799e-05 | 5.3688e-05 | 7
20 | 2015-07-30 20:00 | 0 | 0 | 0% | 7% | 0 | 123.074 | 0% | 7% | 3.6 | 123.074 | 0 | 0 | 0.00068377 | 0.00012763 | 7
21 | 2015-07-30 21:00 | 0 | 0 | 1% | 13% | 8.2945 | 228.566 | 1% | 13% | 11.8945 | 228.566 | 0 | 0 | 1.979e-05 | 0.00033473 | 7
22 | 2015-07-30 22:00 | 4.6222 | 0 | 1% | 16% | 3.6723 | 281.312 | 1% | 16% | 11.8945 | 281.312 | 0 | 0 | 1.2632e-06 | 0.00047347 | 7
23 | 2015-07-30 23:00 | 2.9768 | 0 | 1% | 17% | 5.3177 | 298.894 | 1% | 17% | 11.8945 | 298.894 | 0 | 0 | 7.391e-07 | 0.00072044 | 7
0 | 2015-07-31 | 2.7162 | 85.0867 | 1% | 18% | 5.5783 | 231.3893 | 1% | 18% | 11.8945 | 312.9596 | 0 | 0 | 1.3781e-06 | 0.00054751 | 7
1 | 2015-07-31 01:00 | 7.2725 | 116.5013 | 1% | 14% | 1.022 | 129.6467 | 1% | 14% | 11.8945 | 246.148 | 0 | 0 | 1.8655e-05 | 0.0021439 | 7
2 | 2015-07-31 02:00 | 2.72 | 99.3654 | 1% | 9% | 5.5745 | 58.8726 | 1% | 9% | 11.8945 | 158.238 | 0 | 0 | 1.3673e-06 | 0.0017469 | 7
3 | 2015-07-31 03:00 | 0 | 27.9839 | 0% | 4% | 0 | 42.3441 | 0% | 4% | 3.6 | 70.328 | 0 | 0 | 0.00068377 | 4.0974e-05 | 7
4 | 2015-07-31 04:00 | 0 | 4.9196 | 1% | 3% | 8.2945 | 47.8264 | 1% | 3% | 11.8945 | 52.746 | 0 | 0 | 1.979e-05 | 2.0513e-05 | 7
5 | 2015-07-31 05:00 | 0 | 5.4636 | 2% | 4% | 16.589 | 64.8644 | 2% | 4% | 20.189 | 70.328 | 0 | 0 | 5.0648e-05 | 4.1058e-05 | 7
6 | 2015-07-31 06:00 | 6.3468 | 14.7089 | 3% | 3% | 18.5367 | 38.0371 | 3% | 3% | 28.4835 | 52.746 | 0 | 0 | 1.763e-05 | 1.0788e-06 | 7
7 | 2015-07-31 07:00 | 5.8032 | 38.1869 | 2% | 3% | 10.7858 | 14.5591 | 2% | 3% | 20.189 | 52.746 | 0 | 0 | 1.4475e-08 | 0.00020713 | 7
8 | 2015-07-31 08:00 | 6.0172 | 16.532 | 2% | 2% | 10.5718 | 18.632 | 2% | 2% | 20.189 | 35.164 | 0 | 0 | 1.8945e-08 | 1.042e-05 | 7
9 | 2015-07-31 09:00 | 4.7728 | 13.0188 | 1% | 1% | 3.5217 | 4.5632 | 1% | 1% | 11.8945 | 17.582 | 0 | 0 | 1.7043e-06 | 1.5516e-05 | 7
10 | 2015-07-31 10:00 | 0.50832 | 5.2691 | 0% | 1% | -0.50832 | 12.3129 | 0% | 1% | 3.6 | 17.582 | 0 | 0 | 0.00065209 | 2.1967e-07 | 7
11 | 2015-07-31 11:00 | 3.9004 | 2.6335 | 1% | 0% | 4.3941 | -2.6335 | 1% | 0% | 11.8945 | 0 | 0 | 0.001 | 6.4365e-08 | 2.1415e-06 | 7
12 | 2015-07-31 12:00 | 2.563 | 0 | 0% | 1% | -2.563 | 17.582 | 0% | 1% | 3.6 | 17.582 | 0 | 0 | 0.00053172 | 1.201e-05 | 7
13 | 2015-07-31 13:00 | 1.8745 | 0 | 0% | 1% | -1.8745 | 17.582 | 0% | 1% | 3.6 | 17.582 | 0 | 0 | 0.00057069 | 1.201e-05 | 7
14 | 2015-07-31 14:00 | 0 | 0 | 0% | 1% | 0 | 17.582 | 0% | 1% | 3.6 | 17.582 | 0 | 0 | 0.00068377 | 1.201e-05 | 7
15 | 2015-07-31 15:00 | 0 | 0 | 1% | 2% | 8.2945 | 35.164 | 1% | 2% | 11.8945 | 35.164 | 0 | 0 | 1.979e-05 | 3.8128e-05 | 7
16 | 2015-07-31 16:00 | 0 | 0 | 2% | 2% | 16.589 | 35.164 | 2% | 2% | 20.189 | 35.164 | 0 | 0 | 5.0648e-05 | 3.8128e-05 | 7
17 | 2015-07-31 17:00 | 0 | 0 | 2% | 3% | 16.589 | 52.746 | 2% | 3% | 20.189 | 52.746 | 0 | 0 | 5.0648e-05 | 5.3688e-05 | 7
18 | 2015-07-31 18:00 | 0 | 0 | 2% | 4% | 16.589 | 70.328 | 2% | 4% | 20.189 | 70.328 | 0 | 0 | 5.0648e-05 | 9.0538e-05 | 7
19 | 2015-07-31 19:00 | 0 | 0 | 5% | 13% | 41.4725 | 228.566 | 5% | 13% | 45.0725 | 228.566 | 0 | 0 | 0.00019983 | 0.00033473 | 7
20 | 2015-07-31 20:00 | 0 | 60.5756 | 6% | 17% | 49.767 | 238.3184 | 6% | 17% | 53.367 | 298.894 | 0 | 0 | 0.00044252 | 5.7945e-05 | 7
21 | 2015-07-31 21:00 | 0 | 149.3664 | 8% | 18% | 66.356 | 167.1096 | 8% | 18% | 69.956 | 312.9596 | 0 | 0 | 0.00043663 | 0.0035951 | 7
22 | 2015-07-31 22:00 | 0.585 | 0 | 10% | 8% | 82.36 | 140.656 | 10% | 8% | 86.545 | 140.656 | 0 | 0 | 0.00053716 | 0.00020838 | 7
23 | 2015-07-31 23:00 | 0 | 40.5814 | 10% | 9% | 82.945 | 117.6566 | 10% | 9% | 86.545 | 158.238 | 0 | 0 | 0.00057035 | 6.9913e-05 | 7
0 | 2015-08-01 | 0 | 110.3102 | 14% | 9% | 116.123 | 47.9278 | 14% | 9% | 119.723 | 158.238 | 0 | 0 | 0.00093117 | 0.002306 | 8
1 | 2015-08-01 01:00 | 0 | 82.0916 | 16% | 6% | 132.712 | 23.4004 | 16% | 6% | 136.312 | 105.492 | 0 | 0 | 0.0015393 | 0.0012504 | 8
2 | 2015-08-01 02:00 | 0 | 59.0764 | 19% | 5% | 157.5955 | 28.8336 | 19% | 5% | 161.1955 | 87.91 | 0 | 0 | 0.001231 | 0.00048192 | 8
3 | 2015-08-01 03:00 | 0 | 53.5136 | 19% | 4% | 157.5955 | 16.8144 | 19% | 4% | 161.1955 | 70.328 | 0 | 0 | 0.001231 | 0.00043771 | 8
4 | 2015-08-01 04:00 | 0 | 31.8805 | 21% | 4% | 174.1845 | 38.4475 | 21% | 4% | 177.7845 | 70.328 | 0 | 0 | 0.002694 | 7.4259e-05 | 8
5 | 2015-08-01 05:00 | 0 | 27.9007 | 25% | 5% | 207.3625 | 60.0093 | 25% | 5% | 210.9625 | 87.91 | 0 | 0 | 0.0019633 | 1.7818e-05 | 8
6 | 2015-08-01 06:00 | 0 | 26.5866 | 27% | 5% | 223.9515 | 61.3234 | 27% | 5% | 227.5515 | 87.91 | 0 | 0 | 0.0016626 | 1.2066e-05 | 8
7 | 2015-08-01 07:00 | 0 | 41.3753 | 23% | 4% | 190.7735 | 28.9527 | 23% | 4% | 194.3735 | 70.328 | 0 | 0 | 0.0017877 | 0.00019649 | 8
8 | 2015-08-01 08:00 | 39.8101 | 39.6012 | 23% | 4% | 150.9634 | 30.7268 | 23% | 4% | 194.3735 | 70.328 | 0 | 0 | 3.2654e-05 | 0.00016922 | 8
9 | 2015-08-01 09:00 | 4.8733 | 29.4262 | 14% | 3% | 111.2497 | 23.3198 | 14% | 3% | 119.723 | 52.746 | 0 | 0 | 0.00060711 | 8.8535e-05 | 8
10 | 2015-08-01 10:00 | 40.4111 | 14.8884 | 13% | 1% | 67.4174 | 2.6936 | 13% | 1% | 111.4285 | 17.582 | 0 | 0 | 0.00047882 | 2.5024e-05 | 8
11 | 2015-08-01 11:00 | 53.1157 | 3.8569 | 12% | 1% | 46.4183 | 13.7251 | 12% | 1% | 103.134 | 17.582 | 0 | 0 | 0.00098506 | 1.6177e-06 | 8
12 | 2015-08-01 12:00 | 31.7615 | 8.8948 | 8% | 2% | 34.5945 | 26.2692 | 8% | 2% | 69.956 | 35.164 | 0 | 0 | 0.00030264 | 1.2449e-06 | 8
13 | 2015-08-01 13:00 | 11.8506 | 0 | 4% | 1% | 21.3274 | 17.582 | 4% | 1% | 36.778 | 17.582 | 0 | 0 | 6.8215e-08 | 1.201e-05 | 8
14 | 2015-08-01 14:00 | 11.7241 | 0 | 4% | 2% | 21.4539 | 35.164 | 4% | 2% | 36.778 | 35.164 | 0 | 0 | 1.1814e-08 | 3.8128e-05 | 8
15 | 2015-08-01 15:00 | 0 | 3.7307 | 3% | 3% | 24.8835 | 49.0153 | 3% | 3% | 28.4835 | 52.746 | 0 | 0 | 0.00014044 | 2.7096e-05 | 8
16 | 2015-08-01 16:00 | 0 | 0.64296 | 3% | 3% | 24.8835 | 52.103 | 3% | 3% | 28.4835 | 52.746 | 0 | 0 | 0.00014044 | 4.8463e-05 | 8
17 | 2015-08-01 17:00 | 21.8227 | 3.2158 | 6% | 2% | 27.9443 | 31.9482 | 6% | 2% | 53.367 | 35.164 | 0 | 0 | 2.7812e-05 | 1.8886e-05 | 8
18 | 2015-08-01 18:00 | 20.2302 | 0 | 5% | 3% | 21.2423 | 52.746 | 5% | 3% | 45.0725 | 52.746 | 0 | 0 | 0.00010514 | 5.3688e-05 | 8
19 | 2015-08-01 19:00 | 0 | 0 | 2% | 3% | 16.589 | 52.746 | 2% | 3% | 20.189 | 52.746 | 0 | 0 | 5.0648e-05 | 5.3688e-05 | 8
20 | 2015-08-01 20:00 | 0 | 0 | 3% | 6% | 24.8835 | 105.492 | 3% | 6% | 28.4835 | 105.492 | 0 | 0 | 0.00014044 | 0.00012837 | 8
21 | 2015-08-01 21:00 | 0 | 0 | 3% | 6% | 24.8835 | 105.492 | 3% | 6% | 28.4835 | 105.492 | 0 | 0 | 0.00014044 | 0.00012837 | 8
22 | 2015-08-01 22:00 | 0 | 4.3498 | 4% | 7% | 33.178 | 118.7242 | 4% | 7% | 36.778 | 123.074 | 0 | 0 | 0.00019673 | 7.7851e-05 | 8
23 | 2015-08-01 23:00 | 0 | 46.753 | 5% | 7% | 41.4725 | 76.321 | 5% | 7% | 45.0725 | 123.074 | 0 | 0 | 0.00019983 | 0.00023391 | 8
0 | 2015-08-02 | 0 | 23.5364 | 5% | 5% | 41.4725 | 64.3736 | 5% | 5% | 45.0725 | 87.91 | 0 | 0 | 0.00019983 | 3.0236e-06 | 8
1 | 2015-08-02 01:00 | 13.6558 | 5.5615 | 5% | 4% | 27.8167 | 64.7665 | 5% | 4% | 45.0725 | 70.328 | 0 | 0 | 5.4168e-06 | 4.0347e-05 | 8
2 | 2015-08-02 02:00 | 2.2198 | 5.0114 | 5% | 3% | 39.2527 | 47.7346 | 5% | 3% | 45.0725 | 52.746 | 0 | 0 | 0.00013133 | 2.0043e-05 | 8
3 | 2015-08-02 03:00 | 0 | 36.8884 | 3% | 4% | 24.8835 | 33.4396 | 3% | 4% | 28.4835 | 70.328 | 0 | 0 | 0.00014044 | 0.00013146 | 8
4 | 2015-08-02 04:00 | 17.8422 | 33.275 | 4% | 3% | 15.3358 | 19.471 | 4% | 3% | 36.778 | 52.746 | 0 | 0 | 5.6022e-05 | 0.00013452 | 8
5 | 2015-08-02 05:00 | 19.2264 | 19.3913 | 4% | 3% | 13.9516 | 33.3547 | 4% | 3% | 36.778 | 52.746 | 0 | 0 | 8.3788e-05 | 1.3703e-05 | 8
6 | 2015-08-02 06:00 | 13.285 | 0 | 3% | 2% | 11.5985 | 35.164 | 3% | 2% | 28.4835 | 35.164 | 0 | 0 | 1.7355e-05 | 3.8128e-05 | 8
7 | 2015-08-02 07:00 | 0 | 0 | 2% | 2% | 16.589 | 35.164 | 2% | 2% | 20.189 | 35.164 | 0 | 0 | 5.0648e-05 | 3.8128e-05 | 8
8 | 2015-08-02 08:00 | 17.2273 | 16.1174 | 3% | 3% | 7.6562 | 36.6286 | 3% | 3% | 28.4835 | 52.746 | 0 | 0 | 7.9548e-05 | 3.3848e-06 | 8
9 | 2015-08-02 09:00 | 17.4552 | 19.7978 | 3% | 2% | 7.4283 | 15.3662 | 3% | 2% | 28.4835 | 35.164 | 0 | 0 | 8.4524e-05 | 2.5863e-05 | 8
10 | 2015-08-02 10:00 | 4.8128 | 12.7775 | 1% | 1% | 3.4817 | 4.8045 | 1% | 1% | 11.8945 | 17.582 | 0 | 0 | 1.8328e-06 | 1.4454e-05 | 8
11 | 2015-08-02 11:00 | 10.3505 | 8.3198 | 1% | 1% | -2.056 | 9.2622 | 1% | 1% | 11.8945 | 17.582 | 0 | 0 | 6.4482e-05 | 1.604e-06 | 8
12 | 2015-08-02 12:00 | 2.6 | 0 | 0% | 1% | -2.6 | 17.582 | 0% | 1% | 3.6 | 17.582 | 0 | 0 | 0.00052966 | 1.201e-05 | 8
13 | 2015-08-02 13:00 | 4 | 0 | 1% | 1% | 4.2945 | 17.582 | 1% | 1% | 11.8945 | 17.582 | 0 | 0 | 1.3971e-07 | 1.201e-05 | 8
14 | 2015-08-02 14:00 | 7.4852 | 0 | 2% | 3% | 9.1038 | 52.746 | 2% | 3% | 20.189 | 52.746 | 0 | 0 | 3.6389e-06 | 5.3688e-05 | 8
15 | 2015-08-02 15:00 | 4.0064 | 0 | 1% | 3% | 4.2881 | 52.746 | 1% | 3% | 11.8945 | 52.746 | 0 | 0 | 1.4562e-07 | 5.3688e-05 | 8
16 | 2015-08-02 16:00 | 1.821 | 0 | 1% | 3% | 6.4735 | 52.746 | 1% | 3% | 11.8945 | 52.746 | 0 | 0 | 5.077e-06 | 5.3688e-05 | 8
17 | 2015-08-02 17:00 | 0 | 0 | 1% | 5% | 8.2945 | 87.91 | 1% | 5% | 11.8945 | 87.91 | 0 | 0 | 1.979e-05 | 0.00013567 | 8
18 | 2015-08-02 18:00 | 0 | 0 | 1% | 5% | 8.2945 | 87.91 | 1% | 5% | 11.8945 | 87.91 | 0 | 0 | 1.979e-05 | 0.00013567 | 8
19 | 2015-08-02 19:00 | 0 | 0 | 4% | 12% | 33.178 | 210.984 | 4% | 12% | 36.778 | 210.984 | 0 | 0 | 0.00019673 | 0.00036614 | 8
20 | 2015-08-02 20:00 | 0 | 0 | 10% | 24% | 82.945 | 421.968 | 10% | 24% | 86.545 | 312.9596 | 0 | 0 | 0.00057035 | 0.00062366 | 8
21 | 2015-08-02 21:00 | 15.4386 | 0 | 15% | 19% | 108.9789 | 334.058 | 15% | 19% | 128.0175 | 312.9596 | 0 | 0 | 8.5473e-05 | 0.00062468 | 8
22 | 2015-08-02 22:00 | 26.6098 | 9.6517 | 14% | 33% | 89.5132 | 570.5543 | 14% | 33% | 119.723 | 312.9596 | 0 | 0 | 2.453e-06 | 0.00060962 | 8
23 | 2015-08-02 23:00 | 0 | 116.0318 | 13% | 32% | 107.8285 | 446.5922 | 13% | 32% | 111.4285 | 312.9596 | 0 | 0 | 0.0007203 | 0.00095682 | 8
0 | 2015-08-03 | 0 | 179.3293 | 18% | 29% | 149.301 | 330.5487 | 18% | 29% | 152.901 | 312.9596 | 0 | 0 | 0.00098752 | 0.0046112 | 8
1 | 2015-08-03 01:00 | 0 | 136.7222 | 21% | 25% | 174.1845 | 302.8278 | 21% | 25% | 177.7845 | 312.9596 | 0 | 0 | 0.002694 | 0.0030718 | 8
2 | 2015-08-03 02:00 | 0 | 131.9717 | 27% | 23% | 223.9515 | 272.4143 | 27% | 23% | 227.5515 | 312.9596 | 0 | 0 | 0.0016626 | 0.0024369 | 8
3 | 2015-08-03 03:00 | 0 | 47.0542 | 31% | 20% | 257.1295 | 304.5858 | 31% | 20% | 247.1761 | 312.9596 | 0 | 0 | 0.0011007 | 7.5925e-06 | 8
4 | 2015-08-03 04:00 | 0 | 62.3201 | 29% | 17% | 240.5405 | 236.5739 | 29% | 17% | 244.1405 | 298.894 | 0 | 0 | 0.002513 | 7.4034e-05 | 8
5 | 2015-08-03 05:00 | 0 | 89.3063 | 39% | 14% | 323.4855 | 156.8417 | 39% | 14% | 247.1761 | 246.148 | 0 | 0 | 0.0012092 | 0.0009508 | 8
6 | 2015-08-03 06:00 | 0 | 144.4034 | 47% | 14% | 389.8415 | 101.7446 | 47% | 14% | 247.1761 | 246.148 | 0 | 0 | 0.0028582 | 0.0038654 | 8
7 | 2015-08-03 07:00 | 0 | 109.1566 | 41% | 9% | 340.0745 | 49.0814 | 41% | 9% | 247.1761 | 158.238 | 0 | 0 | 0.0021365 | 0.0022434 | 8
8 | 2015-08-03 08:00 | 0 | 109.2371 | 42% | 9% | 348.369 | 49.0009 | 42% | 9% | 247.1761 | 158.238 | 0 | 0 | 0.0019602 | 0.0022477 | 8
9 | 2015-08-03 09:00 | 0 | 60.9064 | 54% | 7% | 447.903 | 62.1676 | 54% | 7% | 247.1761 | 123.074 | 0 | 0 | 0.0020799 | 0.00054494 | 8
10 | 2015-08-03 10:00 | 0 | 50.5296 | 54% | 7% | 447.903 | 72.5444 | 54% | 7% | 247.1761 | 123.074 | 0 | 0 | 0.0020799 | 0.00030423 | 8
11 | 2015-08-03 11:00 | 0 | 4.0256 | 55% | 9% | 456.1975 | 154.2124 | 55% | 9% | 247.1761 | 158.238 | 0 | 0 | 0.0032109 | 0.00015451 | 8
12 | 2015-08-03 12:00 | 0 | 0 | 63% | 11% | 522.5535 | 193.402 | 63% | 11% | 247.1761 | 193.402 | 0 | 0 | 0.00061093 | 0.00030201 | 8
13 | 2015-08-03 13:00 | 0 | 13.487 | 63% | 13% | 522.5535 | 215.079 | 63% | 13% | 247.1761 | 228.566 | 0 | 0 | 0.00061093 | 0.00011288 | 8
14 | 2015-08-03 14:00 | 0 | 0 | 66% | 15% | 547.437 | 263.73 | 66% | 15% | 247.1761 | 263.73 | 0 | 0 | 0.0017394 | 0.00056942 | 8
15 | 2015-08-03 15:00 | 0 | 0 | 64% | 24% | 530.848 | 421.968 | 64% | 24% | 247.1761 | 312.9596 | 0 | 0 | 0.0014193 | 0.00062366 | 8
16 | 2015-08-03 16:00 | 7.3848 | 0 | 55% | 30% | 448.8127 | 527.46 | 55% | 30% | 247.1761 | 312.9596 | 0 | 0 | 0.0022811 | 0.00087453 | 8
17 | 2015-08-03 17:00 | 95.2088 | 106.2802 | 50% | 31% | 319.5162 | 438.7618 | 50% | 31% | 247.1761 | 312.9596 | 0 | 0 | 0.0039321 | 0.00096812 | 8
18 | 2015-08-03 18:00 | 159.0744 | 210.4021 | 53% | 26% | 280.5341 | 246.7299 | 53% | 26% | 247.1761 | 312.9596 | 0 | 0 | 0.021019 | 0.0071586 | 8
19 | 2015-08-03 19:00 | 189.8368 | 0 | 43% | 19% | 166.8267 | 334.058 | 43% | 19% | 247.1761 | 312.9596 | 0 | 0 | 0.030702 | 0.00062468 | 8
20 | 2015-08-03 20:00 | 108.8101 | 0 | 34% | 18% | 173.2029 | 316.476 | 34% | 18% | 247.1761 | 312.9596 | 0 | 0 | 0.0079605 | 0.00062476 | 8
21 | 2015-08-03 21:00 | 0 | 0 | 28% | 21% | 232.246 | 369.222 | 28% | 21% | 235.846 | 312.9596 | 0 | 0 | 0.0010544 | 0.00058222 | 8
22 | 2015-08-03 22:00 | 0 | 0 | 28% | 17% | 232.246 | 298.894 | 28% | 17% | 235.846 | 298.894 | 0 | 0 | 0.0010544 | 0.00072044 | 8
23 | 2015-08-03 23:00 | 0 | 12.6674 | 38% | 19% | 315.191 | 321.3906 | 38% | 19% | 247.1761 | 312.9596 | 0 | 0 | 0.0019341 | 0.00031644 | 8
0 | 2015-08-04 | 0 | 137.6603 | 42% | 21% | 348.369 | 231.5617 | 42% | 21% | 247.1761 | 312.9596 | 0 | 0 | 0.0019602 | 0.002934 | 8
1 | 2015-08-04 01:00 | 0 | 0 | 48% | 12% | 398.136 | 210.984 | 48% | 12% | 247.1761 | 210.984 | 0 | 0 | 0.0016731 | 0.00036614 | 8
2 | 2015-08-04 02:00 | 0 | 0 | 59% | 14% | 489.3755 | 246.148 | 59% | 14% | 247.1761 | 246.148 | 0 | 0 | 0.00068611 | 0.00039837 | 8
3 | 2015-08-04 03:00 | 0 | 0 | 59% | 16% | 489.3755 | 281.312 | 59% | 16% | 247.1761 | 281.312 | 0 | 0 | 0.00068611 | 0.00047347 | 8
4 | 2015-08-04 04:00 | 0 | 98.9248 | 59% | 28% | 489.3755 | 393.3712 | 59% | 28% | 247.1761 | 312.9596 | 0 | 0 | 0.00068611 | 0.0009996 | 8
5 | 2015-08-04 05:00 | 0 | 0 | 57% | 24% | 472.7865 | 421.968 | 57% | 24% | 247.1761 | 312.9596 | 0 | 0 | 0.0016916 | 0.00062366 | 8
6 | 2015-08-04 06:00 | 0 | 17.0966 | 56% | 27% | 464.492 | 457.6174 | 56% | 27% | 247.1761 | 312.9596 | 0 | 0 | 0.0029131 | 0.00048827 | 8
7 | 2015-08-04 07:00 | 0 | 20.7298 | 55% | 28% | 456.1975 | 471.5662 | 55% | 28% | 247.1761 | 312.9596 | 0 | 0 | 0.0032109 | 0.00016533 | 8
8 | 2015-08-04 08:00 | 0 | 64.0856 | 50% | 28% | 414.725 | 428.2104 | 50% | 28% | 247.1761 | 312.9596 | 0 | 0 | 0.0027122 | 0.00013927 | 8
9 | 2015-08-04 09:00 | 14.1244 | 64.0856 | 50% | 28% | 400.6006 | 428.2104 | 50% | 28% | 247.1761 | 312.9596 | 0 | 0 | 0.0012285 | 0.00013927 | 8
10 | 2015-08-04 10:00 | 4.6598 | 0 | 44% | 26% | 360.2982 | 457.132 | 44% | 26% | 247.1761 | 312.9596 | 0 | 0 | 0.002322 | 0.0012292 | 8
11 | 2015-08-04 11:00 | 0 | 62.5878 | 37% | 30% | 306.8965 | 464.8722 | 37% | 30% | 247.1761 | 312.9596 | 0 | 0 | 0.002807 | 3.6303e-05 | 8
12 | 2015-08-04 12:00 | 0 | 99.8329 | 47% | 32% | 389.8415 | 462.7911 | 47% | 32% | 247.1761 | 312.9596 | 0 | 0 | 0.0028582 | 0.00047172 | 8
13 | 2015-08-04 13:00 | 0 | 16.6591 | 46% | 29% | 381.547 | 493.2189 | 46% | 29% | 247.1761 | 312.9596 | 0 | 0 | 0.0022377 | 0.00060591 | 8
14 | 2015-08-04 14:00 | 25.5058 | 0 | 50% | 30% | 389.2192 | 527.46 | 50% | 30% | 247.1761 | 312.9596 | 0 | 0 | 0.00045492 | 0.00087453 | 8
15 | 2015-08-04 15:00 | 38.876 | 0 | 52% | 33% | 392.438 | 580.206 | 52% | 33% | 247.1761 | 312.9596 | 0 | 0 | 2.967e-07 | 0.00091083 | 8
16 | 2015-08-04 16:00 | 47.2891 | 27.703 | 49% | 31% | 359.1414 | 517.339 | 49% | 31% | 247.1761 | 312.9596 | 0 | 0 | 0.00016869 | 0.00018434 | 8
17 | 2015-08-04 17:00 | 42.8723 | 216.0685 | 55% | 30% | 413.3252 | 311.3915 | 55% | 30% | 247.1761 | 312.9596 | 0 | 0 | 2.4769e-05 | 0.0087085 | 8
18 | 2015-08-04 18:00 | 0 | 204.4846 | 49% | 27% | 406.4305 | 270.2294 | 49% | 27% | 247.1761 | 312.9596 | 0 | 0 | 0.0019382 | 0.0071373 | 8
19 | 2015-08-04 19:00 | 96.8449 | 125.7625 | 55% | 18% | 359.3526 | 190.7135 | 55% | 18% | 247.1761 | 312.9596 | 0 | 0 | 0.0036112 | 0.0021654 | 8
20 | 2015-08-04 20:00 | 0 | 205.05 | 57% | 18% | 472.7865 | 111.426 | 57% | 18% | 247.1761 | 312.9596 | 0 | 0 | 0.0016916 | 0.008396 | 8
21 | 2015-08-04 21:00 | 0 | 108.8786 | 59% | 11% | 489.3755 | 84.5234 | 59% | 11% | 247.1761 | 193.402 | 0 | 0 | 0.00068611 | 0.0019845 | 8
22 | 2015-08-04 22:00 | 0 | 28.0934 | 64% | 5% | 530.848 | 59.8166 | 64% | 5% | 247.1761 | 87.91 | 0 | 0 | 0.0014193 | 1.8755e-05 | 8
23 | 2015-08-04 23:00 | 0 | 53.2394 | 63% | 8% | 522.5535 | 87.4166 | 63% | 8% | 247.1761 | 140.656 | 0 | 0 | 0.00061093 | 0.00025108 | 8
0 | 2015-08-05 | 0 | 39.2794 | 71% | 5% | 588.9095 | 48.6306 | 71% | 5% | 247.1761 | 87.91 | 0 | 0 | 0.0011088 | 0.00011434 | 8
1 | 2015-08-05 01:00 | 9.0926 | 0 | 66% | 5% | 538.3444 | 87.91 | 66% | 5% | 247.1761 | 87.91 | 0 | 0 | 0.00094519 | 0.00013567 | 8
2 | 2015-08-05 02:00 | 8.2198 | 0 | 64% | 7% | 522.6282 | 123.074 | 64% | 7% | 247.1761 | 123.074 | 0 | 0 | 0.00077079 | 0.00012763 | 8
3 | 2015-08-05 03:00 | 14.0347 | 0 | 58% | 7% | 467.0463 | 123.074 | 58% | 7% | 247.1761 | 123.074 | 0 | 0 | 0.0004006 | 0.00012763 | 8
4 | 2015-08-05 04:00 | 0 | 65.7259 | 52% | 7% | 431.314 | 57.3481 | 52% | 7% | 247.1761 | 123.074 | 0 | 0 | 0.002146 | 0.00068044 | 8
5 | 2015-08-05 05:00 | 0 | 53.775 | 57% | 7% | 472.7865 | 69.299 | 57% | 7% | 247.1761 | 123.074 | 0 | 0 | 0.0016916 | 0.00037202 | 8
6 | 2015-08-05 06:00 | 0 | 16.5842 | 55% | 6% | 456.1975 | 88.9078 | 55% | 6% | 247.1761 | 105.492 | 0 | 0 | 0.0032109 | 3.6007e-06 | 8
7 | 2015-08-05 07:00 | 0 | 82.7738 | 52% | 7% | 431.314 | 40.3002 | 52% | 7% | 247.1761 | 123.074 | 0 | 0 | 0.002146 | 0.0012803 | 8
8 | 2015-08-05 08:00 | 0 | 85.6793 | 50% | 6% | 414.725 | 19.8127 | 50% | 6% | 247.1761 | 105.492 | 0 | 0 | 0.0027122 | 0.0013988 | 8
9 | 2015-08-05 09:00 | 0.23148 | 22.8143 | 47% | 6% | 389.61 | 82.6777 | 47% | 6% | 247.1761 | 105.492 | 0 | 0 | 0.0028284 | 2.7089e-06 | 8
10 | 2015-08-05 10:00 | 9.5903 | 0 | 46% | 8% | 371.9567 | 140.656 | 46% | 8% | 247.1761 | 140.656 | 0 | 0 | 0.0012775 | 0.00020838 | 8
11 | 2015-08-05 11:00 | 0 | 0 | 39% | 12% | 323.4855 | 210.984 | 39% | 12% | 247.1761 | 210.984 | 0 | 0 | 0.0012092 | 0.00036614 | 8
12 | 2015-08-05 12:00 | 0 | 18.4807 | 43% | 17% | 356.6635 | 280.4133 | 43% | 17% | 247.1761 | 298.894 | 0 | 0 | 0.0028785 | 0.00026667 | 8
13 | 2015-08-05 13:00 | 0 | 0 | 46% | 18% | 381.547 | 316.476 | 46% | 18% | 247.1761 | 312.9596 | 0 | 0 | 0.0022377 | 0.00062476 | 8
14 | 2015-08-05 14:00 | 0 | 0 | 50% | 23% | 414.725 | 404.386 | 50% | 23% | 247.1761 | 312.9596 | 0 | 0 | 0.0027122 | 0.00066025 | 8
15 | 2015-08-05 15:00 | 0 | 0 | 56% | 25% | 464.492 | 439.55 | 56% | 25% | 247.1761 | 312.9596 | 0 | 0 | 0.0029131 | 0.00049903 | 8
16 | 2015-08-05 16:00 | 34.613 | 0 | 61% | 26% | 471.3515 | 457.132 | 61% | 26% | 247.1761 | 312.9596 | 0 | 0 | 2.5784e-08 | 0.0012292 | 8
17 | 2015-08-05 17:00 | 136.6014 | 129.5201 | 68% | 35% | 427.4246 | 485.8499 | 68% | 35% | 247.1761 | 312.9596 | 0 | 0 | 0.012733 | 0.0017559 | 8
18 | 2015-08-05 18:00 | 131.2264 | 119.1863 | 68% | 30% | 432.7996 | 408.2737 | 68% | 30% | 247.1761 | 312.9596 | 0 | 0 | 0.011312 | 0.0014605 | 8
19 | 2015-08-05 19:00 | 58.1447 | 182.0011 | 65% | 24% | 480.9978 | 239.9669 | 65% | 24% | 247.1761 | 312.9596 | 0 | 0 | 0.00089801 | 0.0061689 | 8
20 | 2015-08-05 20:00 | 0 | 151.4088 | 60% | 21% | 497.67 | 217.8132 | 60% | 21% | 247.1761 | 312.9596 | 0 | 0 | 0.0017678 | 0.0038423 | 8
21 | 2015-08-05 21:00 | 30.1834 | Data Error | 59% | Data Error | 459.1921 | Data Error | 59% | Data Error | 247.1761 | Data Error | 0 | Data Error | 0.00010396 | Data Error | 8
22 | 2015-08-05 22:00 | 40.8035 | Data Error | 61% | Data Error | 465.161 | Data Error | 61% | Data Error | 247.1761 | Data Error | 0 | Data Error | 5.8124e-05 | Data Error | 8
23 | 2015-08-05 23:00 | 134.7348 | Data Error | 66% | Data Error | 412.7022 | Data Error | 66% | Data Error | 247.1761 | Data Error | 0 | Data Error | 0.014576 | Data Error | 8
0 | 2015-08-06 | 107.6038 | 25.018 | 58% | 18% | 373.4772 | 291.458 | 58% | 18% | 247.1761 | 312.9596 | 0 | 0 | 0.0086107 | 0.00011591 | 8
1 | 2015-08-06 01:00 | 0 | 158.4689 | 49% | 27% | 406.4305 | 316.2451 | 49% | 27% | 247.1761 | 312.9596 | 0 | 0 | 0.0019382 | 0.0034001 | 8
2 | 2015-08-06 02:00 | 0 | 41.0282 | 52% | 19% | 431.314 | 293.0298 | 52% | 19% | 247.1761 | 312.9596 | 0 | 0 | 0.002146 | 2.7497e-06 | 8
3 | 2015-08-06 03:00 | 0 | 0 | 43% | 23% | 356.6635 | 404.386 | 43% | 23% | 247.1761 | 312.9596 | 0 | 0 | 0.0028785 | 0.00066025 | 8
4 | 2015-08-06 04:00 | 48.3436 | 3.6612 | 45% | 28% | 324.9089 | 488.6348 | 45% | 28% | 247.1761 | 312.9596 | 0 | 0 | 0.0005735 | 0.00050923 | 8
5 | 2015-08-06 05:00 | 17.602 | 30.6948 | 40% | 31% | 314.178 | 514.3472 | 40% | 31% | 247.1761 | 312.9596 | 0 | 0 | 0.00035791 | 0.00014103 | 8
6 | 2015-08-06 06:00 | 56.9712 | 39.8791 | 33% | 32% | 216.7473 | 522.7449 | 33% | 32% | 247.1761 | 312.9596 | 0 | 0 | 0.00068141 | 0.00015327 | 8
7 | 2015-08-06 07:00 | 83.8282 | 0 | 29% | 31% | 156.7123 | 545.042 | 29% | 31% | 244.1405 | 312.9596 | 0 | 0 | 0.0025944 | 0.00086046 | 8
8 | 2015-08-06 08:00 | 22.7539 | 0 | 19% | 33% | 134.8416 | 580.206 | 19% | 33% | 161.1955 | 312.9596 | 0 | 0 | 5.858e-05 | 0.00091083 | 8
9 | 2015-08-06 09:00 | 29.5717 | 56.2427 | 14% | 35% | 86.5513 | 559.1273 | 14% | 35% | 119.723 | 312.9596 | 0 | 0 | 2.6391e-05 | 5.0863e-08 | 8
10 | 2015-08-06 10:00 | 16.3288 | 0 | 9% | 36% | 58.3217 | 632.952 | 9% | 36% | 78.2505 | 312.9596 | 0 | 0 | 4.673e-05 | 0.00088734 | 8
11 | 2015-08-06 11:00 | 16.7315 | 0 | 7% | 41% | 41.33 | 720.862 | 7% | 41% | 61.6615 | 312.9596 | 0 | 0 | 4.8895e-07 | 0.0014323 | 8
12 | 2015-08-06 12:00 | 17.54 | 5.968 | 7% | 47% | 40.5215 | 820.386 | 7% | 47% | 61.6615 | 312.9596 | 0 | 0 | 7.5936e-08 | 0.0011995 | 8
13 | 2015-08-06 13:00 | 22.5559 | 0 | 6% | 49% | 27.2111 | 861.518 | 6% | 49% | 53.367 | 312.9596 | 0 | 0 | 3.7917e-05 | 0.0016348 | 8
14 | 2015-08-06 14:00 | 23.1805 | 0 | 5% | 53% | 18.292 | 931.846 | 5% | 53% | 45.0725 | 312.9596 | 0 | 0 | 0.00019073 | 0.0016794 | 8
15 | 2015-08-06 15:00 | 12.5204 | 0 | 3% | 52% | 12.3631 | 914.264 | 3% | 52% | 28.4835 | 312.9596 | 0 | 0 | 1.0525e-05 | 0.0016427 | 8
16 | 2015-08-06 16:00 | 5.0766 | 0 | 1% | 53% | 3.2179 | 931.846 | 1% | 53% | 11.8945 | 312.9596 | 0 | 0 | 2.7949e-06 | 0.0016794 | 8
17 | 2015-08-06 17:00 | 1.9146 | 22.8736 | 1% | 51% | 6.3799 | 873.8084 | 1% | 51% | 11.8945 | 312.9596 | 0 | 0 | 4.5812e-06 | 0.00045285 | 8
18 | 2015-08-06 18:00 | 0.07764 | 313.62 | 0% | 44% | -0.07764 | 459.988 | 0% | 44% | 3.6 | 312.9596 | 0 | 0.001 | 0.00067888 | 0.019948 | 8
19 | 2015-08-06 19:00 | 0 | 307.2866 | 1% | 35% | 8.2945 | 308.0834 | 1% | 35% | 11.8945 | 312.9596 | 0 | 0 | 1.979e-05 | 0.020452 | 8
20 | 2015-08-06 20:00 | 1.5216 | 138.9709 | 1% | 20% | 6.7729 | 212.6691 | 1% | 20% | 11.8945 | 312.9596 | 0 | 0 | 6.8339e-06 | 0.0030288 | 8
21 | 2015-08-06 21:00 | 5.9154 | 122.3514 | 1% | 15% | 2.3791 | 141.3786 | 1% | 15% | 11.8945 | 263.73 | 0 | 0 | 7.1989e-06 | 0.0020909 | 8
22 | 2015-08-06 22:00 | 5.3 | 75.9262 | 1% | 11% | 2.9945 | 117.4758 | 1% | 11% | 11.8945 | 193.402 | 0 | 0 | 3.7682e-06 | 0.00066593 | 8
23 | 2015-08-06 23:00 | 3.1 | 0 | 0% | 9% | -3.1 | 158.238 | 0% | 9% | 3.6 | 158.238 | 0 | 0 | 0.00050228 | 0.00021667 | 8
0 | 2015-08-07 | 4.1093 | 0 | 1% | 11% | 4.1852 | 193.402 | 1% | 11% | 11.8945 | 193.402 | 0 | 0 | 2.5561e-07 | 0.00030201 | 8
1 | 2015-08-07 01:00 | 3.31 | 0 | 1% | 10% | 4.9845 | 175.82 | 1% | 10% | 11.8945 | 175.82 | 0 | 0 | 2.0985e-07 | 0.00045381 | 8
2 | 2015-08-07 02:00 | 3.0499 | 0 | 1% | 12% | 5.2446 | 210.984 | 1% | 12% | 11.8945 | 210.984 | 0 | 0 | 5.9537e-07 | 0.00036614 | 8
3 | 2015-08-07 03:00 | 3.8137 | 0 | 1% | 17% | 4.4808 | 298.894 | 1% | 17% | 11.8945 | 298.894 | 0 | 0 | 2.2275e-08 | 0.00072044 | 8
4 | 2015-08-07 04:00 | 10.1063 | 75.9283 | 1% | 17% | -1.8118 | 222.9657 | 1% | 17% | 11.8945 | 298.894 | 0 | 0 | 5.9841e-05 | 0.00026713 | 8
5 | 2015-08-07 05:00 | 3.5305 | 152.8272 | 1% | 17% | 4.764 | 146.0668 | 1% | 17% | 11.8945 | 298.894 | 0 | 0 | 3.6934e-08 | 0.0036098 | 8
6 | 2015-08-07 06:00 | 2.4082 | 109.3396 | 1% | 12% | 5.8863 | 101.6444 | 1% | 12% | 11.8945 | 210.984 | 0 | 0 | 2.388e-06 | 0.0018536 | 8
7 | 2015-08-07 07:00 | 3.4043 | 23.4521 | 1% | 5% | 4.8902 | 64.4579 | 1% | 5% | 11.8945 | 87.91 | 0 | 0 | 1.186e-07 | 2.859e-06 | 8
8 | 2015-08-07 08:00 | 2.3004 | 59.1642 | 0% | 4% | -2.3004 | 11.1638 | 0% | 4% | 3.6 | 70.328 | 0 | 0 | 0.00054642 | 0.00058251 | 8
9 | 2015-08-07 09:00 | 1.1 | 39.4223 | 0% | 3% | -1.1 | 13.3237 | 0% | 3% | 3.6 | 52.746 | 0 | 0 | 0.00061617 | 0.00022785 | 8
10 | 2015-08-07 10:00 | 0 | 36.312 | 0% | 3% | 0 | 16.434 | 0% | 3% | 3.6 | 52.746 | 0 | 0 | 0.00068377 | 0.00017757 | 8
11 | 2015-08-07 11:00 | 0 | 47.8285 | 1% | 4% | 8.2945 | 22.4995 | 1% | 4% | 11.8945 | 70.328 | 0 | 0 | 1.979e-05 | 0.00031287 | 8
12 | 2015-08-07 12:00 | 5.9027 | 17.1156 | 2% | 3% | 10.6863 | 35.6304 | 2% | 3% | 20.189 | 52.746 | 0 | 0 | 1.4254e-13 | 5.7961e-06 | 8
13 | 2015-08-07 13:00 | 13.6172 | 14.0977 | 2% | 4% | 2.9718 | 56.2303 | 2% | 4% | 20.189 | 70.328 | 0 | 0 | 8.6498e-05 | 2.2406e-06 | 8
14 | 2015-08-07 14:00 | 1.3999 | 0 | 0% | 6% | -1.3999 | 105.492 | 0% | 6% | 3.6 | 105.492 | 0 | 0 | 0.00059835 | 0.00012837 | 8
15 | 2015-08-07 15:00 | 1.2394 | 0 | 0% | 10% | -1.2394 | 175.82 | 0% | 10% | 3.6 | 175.82 | 0 | 0 | 0.00060786 | 0.00045381 | 8
16 | 2015-08-07 16:00 | 0 | 54.3656 | 0% | 14% | 0 | 191.7824 | 0% | 14% | 3.6 | 246.148 | 0 | 0 | 0.00068377 | 0.00012017 | 8
17 | 2015-08-07 17:00 | 0 | 0 | 0% | 9% | 0 | 158.238 | 0% | 9% | 3.6 | 158.238 | 0 | 0 | 0.00068377 | 0.00021667 | 8
18 | 2015-08-07 18:00 | 0 | 0 | 0% | 12% | 0 | 210.984 | 0% | 12% | 3.6 | 210.984 | 0 | 0 | 0.00068377 | 0.00036614 | 8
19 | 2015-08-07 19:00 | 0 | 159.0113 | 1% | 17% | 8.2945 | 139.8827 | 1% | 17% | 11.8945 | 298.894 | 0 | 0 | 1.979e-05 | 0.0040448 | 8
20 | 2015-08-07 20:00 | 0 | 89.855 | 0% | 12% | 0 | 121.129 | 0% | 12% | 3.6 | 210.984 | 0 | 0 | 0.00068377 | 0.0010222 | 8
21 | 2015-08-07 21:00 | 0 | 0 | 1% | 8% | 8.2945 | 140.656 | 1% | 8% | 11.8945 | 140.656 | 0 | 0 | 1.979e-05 | 0.00020838 | 8
22 | 2015-08-07 22:00 | 0 | 97.7994 | 3% | 11% | 24.8835 | 95.6026 | 3% | 11% | 28.4835 | 193.402 | 0 | 0 | 0.00014044 | 0.0014628 | 8
23 | 2015-08-07 23:00 | 0 | 0 | 9% | 6% | 74.6505 | 105.492 | 9% | 6% | 78.2505 | 105.492 | 0 | 0 | 0.00070343 | 0.00012837 | 8
0 | 2015-08-08 | 6.2434 | 0 | 18% | 4% | 143.0576 | 70.328 | 18% | 4% | 152.901 | 70.328 | 0 | 0 | 0.0005711 | 9.0538e-05 | 8
1 | 2015-08-08 01:00 | 0 | 0 | 18% | 10% | 149.301 | 175.82 | 18% | 10% | 152.901 | 175.82 | 0 | 0 | 0.00098752 | 0.00045381 | 8
2 | 2015-08-08 02:00 | 0 | 0 | 19% | 11% | 157.5955 | 193.402 | 19% | 11% | 161.1955 | 193.402 | 0 | 0 | 0.001231 | 0.00030201 | 8
3 | 2015-08-08 03:00 | 0 | 0 | 24% | 11% | 199.068 | 193.402 | 24% | 11% | 202.668 | 193.402 | 0 | 0 | 0.0023597 | 0.00030201 | 8
4 | 2015-08-08 04:00 | 0 | 5.9984 | 24% | 11% | 199.068 | 187.4036 | 24% | 11% | 202.668 | 193.402 | 0 | 0 | 0.0023597 | 0.00019507 | 8
5 | 2015-08-08 05:00 | 0 | 5.6375 | 33% | 12% | 273.7185 | 205.3465 | 33% | 12% | 247.1761 | 210.984 | 0 | 0 | 0.0018132 | 0.00025372 | 8
6 | 2015-08-08 06:00 | 0 | 0 | 39% | 11% | 323.4855 | 193.402 | 39% | 11% | 247.1761 | 193.402 | 0 | 0 | 0.0012092 | 0.00030201 | 8
7 | 2015-08-08 07:00 | 0 | 0 | 43% | 14% | 356.6635 | 246.148 | 43% | 14% | 247.1761 | 246.148 | 0 | 0 | 0.0028785 | 0.00039837 | 8
8 | 2015-08-08 08:00 | 0 | 0 | 46% | 19% | 381.547 | 334.058 | 46% | 19% | 247.1761 | 312.9596 | 0 | 0 | 0.0022377 | 0.00062468 | 8
9 | 2015-08-08 09:00 | 66.225 | 0 | 44% | 32% | 298.733 | 562.624 | 44% | 32% | 247.1761 | 312.9596 | 0 | 0 | 0.00067792 | 0.0012294 | 8
10 | 2015-08-08 10:00 | 41.2051 | 5.836 | 39% | 47% | 282.2804 | 820.518 | 39% | 47% | 247.1761 | 312.9596 | 0 | 0 | 0.00022213 | 0.0012047 | 8
11 | 2015-08-08 11:00 | 0 | 0 | 29% | 41% | 240.5405 | 720.862 | 29% | 41% | 244.1405 | 312.9596 | 0 | 0 | 0.002513 | 0.0014323 | 8
12 | 2015-08-08 12:00 | 86.2913 | 0 | 32% | 42% | 179.1327 | 738.444 | 32% | 42% | 247.1761 | 312.9596 | 0 | 0 | 0.0030352 | 0.0013025 | 8
13 | 2015-08-08 13:00 | 98.6083 | 0 | 27% | 45% | 125.3432 | 791.19 | 27% | 45% | 227.5515 | 312.9596 | 0 | 0 | 0.006101 | 0.0010364 | 8
14 | 2015-08-08 14:00 | 75.0538 | 0 | 21% | 50% | 99.1307 | 879.1 | 21% | 50% | 177.7845 | 312.9596 | 0 | 0 | 0.0014886 | 0.0015923 | 8
15 | 2015-08-08 15:00 | 21.7093 | 0 | 19% | 50% | 135.8862 | 879.1 | 19% | 50% | 161.1955 | 312.9596 | 0 | 0 | 7.9444e-05 | 0.0015923 | 8
16 | 2015-08-08 16:00 | 0 | 0 | 18% | 49% | 149.301 | 861.518 | 18% | 49% | 152.901 | 312.9596 | 0 | 0 | 0.00098752 | 0.0016348 | 8
17 | 2015-08-08 17:00 | 0 | 0 | 25% | 49% | 207.3625 | 861.518 | 25% | 49% | 210.9625 | 312.9596 | 0 | 0 | 0.0019633 | 0.0016348 | 8
18 | 2015-08-08 18:00 | 14.8004 | 48.5552 | 30% | 43% | 234.0346 | 707.4708 | 30% | 43% | 247.1761 | 312.9596 | 0 | 0 | 0.00149 | 0.00062794 | 8
19 | 2015-08-08 19:00 | 11.6254 | 283.5644 | 29% | 46% | 228.9151 | 525.2076 | 29% | 46% | 244.1405 | 312.9596 | 0 | 0 | 0.0013042 | 0.013295 | 8
20 | 2015-08-08 20:00 | 1.0139 | 120.205 | 33% | 30% | 272.7046 | 407.255 | 33% | 30% | 247.1761 | 312.9596 | 0 | 0 | 0.0017106 | 0.0015051 | 8
21 | 2015-08-08 21:00 | 0 | 307.3722 | 37% | 30% | 306.8965 | 220.0878 | 37% | 30% | 247.1761 | 312.9596 | 0 | 0 | 0.002807 | 0.021097 | 8
22 | 2015-08-08 22:00 | 0 | 126.3487 | 47% | 17% | 389.8415 | 172.5453 | 47% | 17% | 247.1761 | 298.894 | 0 | 0 | 0.0028582 | 0.0020269 | 8
23 | 2015-08-08 23:00 | 0 | 86.5139 | 50% | 12% | 414.725 | 124.4701 | 50% | 12% | 247.1761 | 210.984 | 0 | 0 | 0.0027122 | 0.00090427 | 8
0 | 2015-08-09 | 0 | 5.8301 | 61% | 9% | 505.9645 | 152.4079 | 61% | 9% | 247.1761 | 158.238 | 0 | 0 | 0.001728 | 0.00013005 | 8
1 | 2015-08-09 01:00 | 0 | 0 | 64% | 8% | 530.848 | 140.656 | 64% | 8% | 247.1761 | 140.656 | 0 | 0 | 0.0014193 | 0.00020838 | 8
2 | 2015-08-09 02:00 | 0 | 0 | 64% | 11% | 530.848 | 193.402 | 64% | 11% | 247.1761 | 193.402 | 0 | 0 | 0.0014193 | 0.00030201 | 8
3 | 2015-08-09 03:00 | 50.2762 | 0 | 64% | 11% | 480.5718 | 193.402 | 64% | 11% | 247.1761 | 193.402 | 0 | 0 | 0.00052628 | 0.00030201 | 8
4 | 2015-08-09 04:00 | 41.681 | 0 | 59% | 11% | 447.6945 | 193.402 | 59% | 11% | 247.1761 | 193.402 | 0 | 0 | 0.00057877 | 0.00030201 | 8
5 | 2015-08-09 05:00 | 53.2333 | 0 | 50% | 13% | 361.4917 | 228.566 | 50% | 13% | 247.1761 | 228.566 | 0 | 0 | 0.00014641 | 0.00033473 | 8
6 | 2015-08-09 06:00 | 27.3224 | 0 | 46% | 13% | 354.2246 | 228.566 | 46% | 13% | 247.1761 | 228.566 | 0 | 0 | 0.00020633 | 0.00033473 | 8
7 | 2015-08-09 07:00 | 13.2766 | 0 | 37% | 13% | 293.6199 | 228.566 | 37% | 13% | 247.1761 | 228.566 | 0 | 0 | 0.0013671 | 0.00033473 | 8
8 | 2015-08-09 08:00 | 56.2607 | 0 | 29% | 16% | 184.2798 | 281.312 | 29% | 16% | 244.1405 | 281.312 | 0 | 0 | 0.00031326 | 0.00047347 | 8
9 | 2015-08-09 09:00 | 59.9924 | 0 | 18% | 19% | 89.3086 | 334.058 | 18% | 19% | 152.901 | 312.9596 | 0 | 0 | 0.0016731 | 0.00062468 | 8
10 | 2015-08-09 10:00 | 90.5214 | 69.5416 | 14% | 25% | 25.6016 | 370.0084 | 14% | 25% | 119.723 | 312.9596 | 0 | 0 | 0.006181 | 0.00029631 | 8
11 | 2015-08-09 11:00 | 75.4997 | 20.2888 | 9% | 22% | -0.84918 | 366.5152 | 9% | 22% | 78.2505 | 312.9596 | 0 | 0 | 0.0041605 | 0.0001273 | 8
12 | 2015-08-09 12:00 | 42.5 | 0 | 5% | 22% | -1.0275 | 386.804 | 5% | 22% | 45.0725 | 312.9596 | 0 | 0 | 0.0013766 | 0.00052086 | 8
13 | 2015-08-09 13:00 | 0 | 27.7962 | 0% | 24% | 0 | 394.1718 | 0% | 24% | 3.6 | 312.9596 | 0 | 0 | 0.00068377 | 8.3974e-05 | 8
14 | 2015-08-09 14:00 | 0 | 62.595 | 0% | 23% | 0 | 341.791 | 0% | 23% | 3.6 | 312.9596 | 0 | 0 | 0.00068377 | 9.8136e-05 | 8
15 | 2015-08-09 15:00 | 0.43728 | 34.636 | 1% | 20% | 7.8572 | 317.004 | 1% | 20% | 11.8945 | 312.9596 | 0 | 0 | 1.5378e-05 | 1.8555e-05 | 8
16 | 2015-08-09 16:00 | 0 | 26.623 | 1% | 17% | 8.2945 | 272.271 | 1% | 17% | 11.8945 | 298.894 | 0 | 0 | 1.979e-05 | 0.00013686 | 8
17 | 2015-08-09 17:00 | 0.75468 | 0 | 2% | 15% | 15.8343 | 263.73 | 2% | 15% | 20.189 | 263.73 | 0 | 0 | 3.8526e-05 | 0.00056942 | 8
18 | 2015-08-09 18:00 | 0 | 82.0218 | 3% | 15% | 24.8835 | 181.7082 | 3% | 15% | 28.4835 | 263.73 | 0 | 0 | 0.00014044 | 0.00051932 | 8
19 | 2015-08-09 19:00 | 5.9225 | 204.4928 | 5% | 15% | 35.55 | 59.2372 | 5% | 15% | 45.0725 | 263.73 | 0 | 0 | 4.8944e-05 | 0.0085462 | 8
20 | 2015-08-09 20:00 | 16.7813 | 70.5605 | 4% | 8% | 16.3967 | 70.0955 | 4% | 8% | 36.778 | 140.656 | 0 | 0 | 3.8511e-05 | 0.00066034 | 8
21 | 2015-08-09 21:00 | 18.4534 | 0 | 6% | 5% | 31.3136 | 87.91 | 6% | 5% | 53.367 | 87.91 | 0 | 0 | 1.4678e-06 | 0.00013567 | 8
22 | 2015-08-09 22:00 | 0 | 2.0524 | 6% | 7% | 49.767 | 121.0216 | 6% | 7% | 53.367 | 123.074 | 0 | 0 | 0.00044252 | 0.00010262 | 8
23 | 2015-08-09 23:00 | 0 | 0 | 9% | 8% | 74.6505 | 140.656 | 9% | 8% | 78.2505 | 140.656 | 0 | 0 | 0.00070343 | 0.00020838 | 8
0 | 2015-08-10 | 0 | 0 | 13% | 7% | 107.8285 | 123.074 | 13% | 7% | 111.4285 | 123.074 | 0 | 0 | 0.0007203 | 0.00012763 | 8
1 | 2015-08-10 01:00 | 5.0686 | 16.8852 | 17% | 9% | 135.9379 | 141.3528 | 17% | 9% | 144.6065 | 158.238 | 0 | 0 | 0.00088032 | 2.6175e-05 | 8
2 | 2015-08-10 02:00 | 0 | 6.4114 | 15% | 8% | 124.4175 | 134.2446 | 15% | 8% | 128.0175 | 140.656 | 0 | 0 | 0.00077608 | 0.0001164 | 8
3 | 2015-08-10 03:00 | 0 | 0.79428 | 14% | 7% | 116.123 | 122.2797 | 14% | 7% | 119.723 | 123.074 | 0 | 0 | 0.00093117 | 0.00011763 | 8
4 | 2015-08-10 04:00 | 9.4807 | 0 | 16% | 6% | 123.2313 | 105.492 | 16% | 6% | 136.312 | 105.492 | 0 | 0 | 0.00077305 | 0.00012837 | 8
5 | 2015-08-10 05:00 | 5.0964 | 0 | 12% | 6% | 94.4376 | 105.492 | 12% | 6% | 103.134 | 105.492 | 0 | 0 | 0.00070264 | 0.00012837 | 8
6 | 2015-08-10 06:00 | 14.4539 | 0 | 11% | 7% | 76.7856 | 123.074 | 11% | 7% | 94.8395 | 123.074 | 0 | 0 | 0.0001278 | 0.00012763 | 8
7 | 2015-08-10 07:00 | 0 | 32.4973 | 7% | 7% | 58.0615 | 90.5767 | 7% | 7% | 61.6615 | 123.074 | 0 | 0 | 0.0004356 | 5.1638e-05 | 8
8 | 2015-08-10 08:00 | 0 | 50.5925 | 6% | 7% | 49.767 | 72.4815 | 6% | 7% | 53.367 | 123.074 | 0 | 0 | 0.00044252 | 0.00030548 | 8
9 | 2015-08-10 09:00 | 9.8988 | 21.2875 | 4% | 4% | 23.2792 | 49.0405 | 4% | 4% | 36.778 | 70.328 | 0 | 0 | 4.3762e-06 | 6.7208e-06 | 8
10 | 2015-08-10 10:00 | 33.3178 | 0 | 5% | 3% | 8.1547 | 52.746 | 5% | 3% | 45.0725 | 52.746 | 0 | 0 | 0.00067768 | 5.3688e-05 | 8
11 | 2015-08-10 11:00 | 27.3547 | 0 | 3% | 3% | -2.4712 | 52.746 | 3% | 3% | 28.4835 | 52.746 | 0 | 0 | 0.00044642 | 5.3688e-05 | 8
12 | 2015-08-10 12:00 | 12.9746 | 9.3421 | 1% | 4% | -4.6801 | 60.9859 | 1% | 4% | 11.8945 | 70.328 | 0.001 | 0 | 0.0001253 | 1.7654e-05 | 8
13 | 2015-08-10 13:00 | 0.50328 | 1.9579 | 0% | 4% | -0.50328 | 68.3701 | 0% | 4% | 3.6 | 70.328 | 0 | 0 | 0.0006524 | 7.0586e-05 | 8
14 | 2015-08-10 14:00 | 0 | 51.1372 | 1% | 5% | 8.2945 | 36.7728 | 1% | 5% | 11.8945 | 87.91 | 0 | 0 | 1.979e-05 | 0.00030405 | 8
15 | 2015-08-10 15:00 | 0 | 0 | 0% | 3% | 0 | 52.746 | 0% | 3% | 3.6 | 52.746 | 0 | 0 | 0.00068377 | 5.3688e-05 | 8
16 | 2015-08-10 16:00 | 0 | 69.4801 | 7% | 5% | 58.0615 | 18.4299 | 7% | 5% | 61.6615 | 87.91 | 0 | 0 | 0.0004356 | 0.00077673 | 8
17 | 2015-08-10 17:00 | 0 | 47.8687 | 18% | 4% | 149.301 | 22.4593 | 18% | 4% | 152.901 | 70.328 | 0 | 0 | 0.00098752 | 0.00031367 | 8
18 | 2015-08-10 18:00 | 0 | 0 | 6% | 3% | 49.767 | 52.746 | 6% | 3% | 53.367 | 52.746 | 0 | 0 | 0.00044252 | 5.3688e-05 | 8
19 | 2015-08-10 19:00 | 148.823 | 0 | 25% | 6% | 58.5395 | 105.492 | 25% | 6% | 210.9625 | 105.492 | 0 | 0 | 0.018256 | 0.00012837 | 8
20 | 2015-08-10 20:00 | 22.0376 | 0 | 10% | 25% | 60.9074 | 439.55 | 10% | 25% | 86.545 | 312.9596 | 0 | 0 | 7.2202e-06 | 0.00049903 | 8
21 | 2015-08-10 21:00 | 3.1909 | 83.2763 | 11% | 41% | 88.0486 | 637.5857 | 11% | 41% | 94.8395 | 312.9596 | 0 | 0 | 0.00061921 | 9.0603e-05 | 8
22 | 2015-08-10 22:00 | 33.3191 | 81.2597 | 12% | 40% | 66.2149 | 622.0203 | 12% | 40% | 103.134 | 312.9596 | 0 | 0 | 5.6527e-05 | 0.00015823 | 8
23 | 2015-08-10 23:00 | 134.8573 | 0 | 20% | 36% | 31.0327 | 632.952 | 20% | 36% | 169.49 | 312.9596 | 0 | 0 | 0.01347 | 0.00088734 | 8
0 | 2015-08-11 | 54.7734 | 75.1513 | 6% | 15% | -5.0064 | 188.5787 | 6% | 15% | 53.367 | 263.73 | 0.001 | 0 | 0.002025 | 0.00035649 | 8
1 | 2015-08-11 01:00 | 17.4145 | 56.6615 | 5% | 15% | 24.058 | 207.0685 | 5% | 15% | 45.0725 | 263.73 | 0 | 0 | 4.7046e-05 | 6.9965e-05 | 8
2 | 2015-08-11 02:00 | 24.9583 | 32.4287 | 6% | 13% | 24.8087 | 196.1373 | 6% | 13% | 53.367 | 228.566 | 0 | 0 | 8.1975e-05 | 2.208e-08 | 8
3 | 2015-08-11 03:00 | 23.6797 | 53.8692 | 4% | 11% | 9.4983 | 139.5328 | 4% | 11% | 36.778 | 193.402 | 0 | 0 | 0.00021091 | 0.00017584 | 8
4 | 2015-08-11 04:00 | 0.18564 | 105.7574 | 4% | 10% | 32.9924 | 70.0626 | 4% | 10% | 36.778 | 175.82 | 0 | 0 | 0.0001905 | 0.0015092 | 8
5 | 2015-08-11 05:00 | 27.331 | 0 | 5% | 5% | 14.1415 | 87.91 | 5% | 5% | 45.0725 | 87.91 | 0 | 0 | 0.00035398 | 0.00013567 | 8
6 | 2015-08-11 06:00 | 18.341 | 0 | 4% | 5% | 14.837 | 87.91 | 4% | 5% | 36.778 | 87.91 | 0 | 0 | 6.5386e-05 | 0.00013567 | 8
7 | 2015-08-11 07:00 | 17.4412 | 57.8704 | 3% | 5% | 7.4423 | 30.0396 | 3% | 5% | 28.4835 | 87.91 | 0 | 0 | 8.4213e-05 | 0.00045227 | 8
8 | 2015-08-11 08:00 | 9.9049 | 91.9621 | 2% | 1% | 6.6841 | -74.3801 | 2% | 5% | 20.189 | 87.91 | 0 | 0.001 | 2.3279e-05 | 0.001653 | 8
9 | 2015-08-11 09:00 | 0 | 117.9016 | 1% | 1% | 8.2945 | -100.3196 | 1% | 7% | 11.8945 | 312.9596 | 0 | 0 | 1.979e-05 | 0.0031093 | 8
10 | 2015-08-11 10:00 | 0 | 66.9623 | 2% | 1% | 16.589 | -49.3803 | 2% | 4% | 20.189 | 70.328 | 0 | 0 | 5.0648e-05 | 0.00081628 | 8
11 | 2015-08-11 11:00 | 0 | 21.8088 | 3% | 0% | 24.8835 | -21.8088 | 3% | 1% | 28.4835 | 17.582 | 0 | 0.001 | 0.00014044 | 7.9897e-05 | 8
12 | 2015-08-11 12:00 | 0 | 21.5519 | 3% | 1% | 24.8835 | -3.9699 | 3% | 1% | 28.4835 | 17.582 | 0 | 0.001 | 0.00014044 | 7.7306e-05 | 8
13 | 2015-08-11 13:00 | 0 | 0 | 5% | 0% | 41.4725 | 0 | 5% | 0% | 45.0725 | 0 | 0 | 0 | 0.00019983 | 1.1871e-09 | 8
14 | 2015-08-11 14:00 | 0 | 0 | 10% | 0% | 82.945 | 0 | 10% | 0% | 86.545 | 0 | 0 | 0 | 0.00057035 | 1.1871e-09 | 8
15 | 2015-08-11 15:00 | 6.1055 | 0 | 8% | 0% | 60.2505 | 0 | 8% | 0% | 69.956 | 0 | 0 | 0 | 0.00018319 | 1.1871e-09 | 8
16 | 2015-08-11 16:00 | 20.1116 | 0 | 8% | 0% | 46.2444 | 0 | 8% | 0% | 69.956 | 0 | 0 | 0 | 1.1231e-05 | 1.1871e-09 | 8
17 | 2015-08-11 17:00 | 0 | 0 | 5% | 2% | 41.4725 | 35.164 | 5% | 2% | 45.0725 | 35.164 | 0 | 0 | 0.00019983 | 3.8128e-05 | 8
18 | 2015-08-11 18:00 | 0 | 0 | 4% | 3% | 33.178 | 52.746 | 4% | 3% | 36.778 | 52.746 | 0 | 0 | 0.00019673 | 5.3688e-05 | 8
19 | 2015-08-11 19:00 | 0 | 0 | 5% | 5% | 41.4725 | 87.91 | 5% | 5% | 45.0725 | 87.91 | 0 | 0 | 0.00019983 | 0.00013567 | 8
20 | 2015-08-11 20:00 | 6.1764 | 0 | 7% | 8% | 51.8851 | 140.656 | 7% | 8% | 61.6615 | 140.656 | 0 | 0 | 0.00018022 | 0.00020838 | 8
21 | 2015-08-11 21:00 | 18.078 | 21.732 | 6% | 11% | 31.689 | 171.67 | 6% | 11% | 53.367 | 193.402 | 0 | 0 | 5.7605e-07 | 2.5181e-05 | 8
22 | 2015-08-11 22:00 | 26.7866 | 28.2899 | 7% | 10% | 31.2749 | 147.5301 | 7% | 10% | 61.6615 | 175.82 | 0 | 0 | 0.00013049 | 2.717e-05 | 8
23 | 2015-08-11 23:00 | 0 | 208.5686 | 8% | 7% | 66.356 | -85.4946 | 8% | 12% | 69.956 | 312.9596 | 0 | 0 | 0.00043663 | 0.0098985 | 8
0 | 2015-08-12 | 0 | 37.8071 | 12% | 15% | 99.534 | 225.9229 | 12% | 15% | 103.134 | 263.73 | 0 | 0 | 0.0010661 | 5.5657e-06 | 8
1 | 2015-08-12 01:00 | 17.3704 | 6.6896 | 22% | 10% | 165.1086 | 169.1304 | 22% | 10% | 186.079 | 175.82 | 0 | 0 | 0.00030222 | 0.00030618 | 8
2 | 2015-08-12 02:00 | 0 | 121.8824 | 22% | 10% | 182.479 | 53.9376 | 22% | 10% | 186.079 | 175.82 | 0 | 0 | 0.0014689 | 0.0023059 | 8
3 | 2015-08-12 03:00 | 0 | 12.9488 | 22% | 5% | 182.479 | 74.9612 | 22% | 5% | 186.079 | 87.91 | 0 | 0 | 0.0014689 | 1.8344e-05 | 8
4 | 2015-08-12 04:00 | 41.167 | 0 | 24% | 7% | 157.901 | 123.074 | 24% | 7% | 202.668 | 123.074 | 0 | 0 | 1.1139e-06 | 0.00012763 | 8
5 | 2015-08-12 05:00 | 31.7762 | 0 | 16% | 8% | 100.9358 | 140.656 | 16% | 8% | 136.312 | 140.656 | 0 | 0 | 8.5367e-07 | 0.00020838 | 8
6 | 2015-08-12 06:00 | 77.0633 | 0 | 15% | 9% | 47.3542 | 158.238 | 15% | 9% | 128.0175 | 158.238 | 0 | 0 | 0.0042316 | 0.00021667 | 8
7 | 2015-08-12 07:00 | 46.7551 | 0 | 14% | 16% | 69.3679 | 281.312 | 14% | 16% | 119.723 | 281.312 | 0 | 0 | 0.00066842 | 0.00047347 | 8
8 | 2015-08-12 08:00 | 11.7283 | 0 | 10% | 22% | 71.2167 | 386.804 | 10% | 22% | 86.545 | 312.9596 | 0 | 0 | 9.4908e-05 | 0.00052086 | 8
9 | 2015-08-12 09:00 | 0 | 0 | 8% | 27% | 66.356 | 474.714 | 8% | 27% | 69.956 | 312.9596 | 0 | 0 | 0.00043663 | 0.0010126 | 8
10 | 2015-08-12 10:00 | 123.6199 | 0 | 16% | 33% | 9.0921 | 580.206 | 16% | 33% | 136.312 | 312.9596 | 0 | 0 | 0.012057 | 0.00091083 | 8
11 | 2015-08-12 11:00 | 18.3924 | 0 | 5% | 33% | 23.0801 | 580.206 | 5% | 33% | 45.0725 | 312.9596 | 0 | 0 | 6.4609e-05 | 0.00091083 | 8
12 | 2015-08-12 12:00 | 0 | 61.1052 | 2% | 36% | 16.589 | 571.8468 | 2% | 36% | 20.189 | 312.9596 | 0 | 0 | 5.0648e-05 | 2.4662e-05 | 8
13 | 2015-08-12 13:00 | 14.9464 | 52.8704 | 4% | 31% | 18.2316 | 492.1716 | 4% | 31% | 36.778 | 312.9596 | 0 | 0 | 1.5948e-05 | 5.4347e-07 | 8
14 | 2015-08-12 14:00 | 4.7 | 0 | 1% | 31% | 3.5945 | 545.042 | 1% | 31% | 11.8945 | 312.9596 | 0 | 0 | 1.4831e-06 | 0.00086046 | 8
15 | 2015-08-12 15:00 | 2.9776 | 25.9664 | 1% | 29% | 5.3169 | 483.9116 | 1% | 29% | 11.8945 | 312.9596 | 0 | 0 | 7.3761e-07 | 0.00037332 | 8
16 | 2015-08-12 16:00 | 0 | 0 | 1% | 27% | 8.2945 | 474.714 | 1% | 27% | 11.8945 | 312.9596 | 0 | 0 | 1.979e-05 | 0.0010126 | 8
17 | 2015-08-12 17:00 | 0 | 0 | 3% | 29% | 24.8835 | 509.878 | 3% | 29% | 28.4835 | 312.9596 | 0 | 0 | 0.00014044 | 0.0011622 | 8
18 | 2015-08-12 18:00 | 0 | 0 | 9% | 28% | 74.6505 | 492.296 | 9% | 28% | 78.2505 | 312.9596 | 0 | 0 | 0.00070343 | 0.00060754 | 8
19 | 2015-08-12 19:00 | 0 | 84.1105 | 14% | 30% | 116.123 | 443.3495 | 14% | 30% | 119.723 | 312.9596 | 0 | 0 | 0.00093117 | 0.00033367 | 8
20 | 2015-08-12 20:00 | 0 | 166.3176 | 26% | 23% | 215.657 | 238.0684 | 26% | 23% | 219.257 | 312.9596 | 0 | 0 | 0.0024692 | 0.0047472 | 8
21 | 2015-08-12 21:00 | 50.3316 | 88.6106 | 35% | 19% | 239.9759 | 245.4474 | 35% | 19% | 247.1761 | 312.9596 | 0 | 0 | 0.00028503 | 0.00064541 | 8
22 | 2015-08-12 22:00 | 0 | 0 | 44% | 15% | 364.958 | 263.73 | 44% | 15% | 247.1761 | 263.73 | 0 | 0 | 0.002895 | 0.00056942 | 8
23 | 2015-08-12 23:00 | 0 | 0 | 40% | 19% | 331.78 | 334.058 | 40% | 19% | 247.1761 | 312.9596 | 0 | 0 | 0.0016112 | 0.00062468 | 8
0 | 2015-08-13 | 0 | 0 | 47% | 20% | 389.8415 | 351.64 | 47% | 20% | 247.1761 | 312.9596 | 0 | 0 | 0.0028582 | 0.00057635 | 8
1 | 2015-08-13 01:00 | 0 | 0 | 54% | 22% | 447.903 | 386.804 | 54% | 22% | 247.1761 | 312.9596 | 0 | 0 | 0.0020799 | 0.00052086 | 8
2 | 2015-08-13 02:00 | 0 | 98.2223 | 66% | 24% | 547.437 | 323.7457 | 66% | 24% | 247.1761 | 312.9596 | 0 | 0 | 0.0017394 | 0.00095432 | 8
3 | 2015-08-13 03:00 | 0 | 0 | 59% | 18% | 489.3755 | 316.476 | 59% | 18% | 247.1761 | 312.9596 | 0 | 0 | 0.00068611 | 0.00062476 | 8
4 | 2015-08-13 04:00 | 67.7004 | 0 | 62% | 18% | 446.5586 | 316.476 | 62% | 18% | 247.1761 | 312.9596 | 0 | 0 | 0.0014429 | 0.00062476 | 8
5 | 2015-08-13 05:00 | 22.5011 | 0 | 51% | 28% | 400.5184 | 492.296 | 51% | 28% | 247.1761 | 312.9596 | 0 | 0 | 0.00029797 | 0.00060754 | 8
6 | 2015-08-13 06:00 | 30.3584 | 108.1618 | 43% | 34% | 326.3051 | 489.6262 | 43% | 34% | 247.1761 | 312.9596 | 0 | 0 | 0.00029075 | 0.00059294 | 8
7 | 2015-08-13 07:00 | 18.1682 | 164.9147 | 36% | 32% | 280.4338 | 397.7093 | 36% | 32% | 247.1761 | 312.9596 | 0 | 0 | 0.00040204 | 0.0034498 | 8
8 | 2015-08-13 08:00 | 40.5614 | 134.48 | 29% | 22% | 199.9791 | 252.324 | 29% | 22% | 244.1405 | 312.9596 | 0 | 0 | 1.5084e-06 | 0.0028799 | 8
9 | 2015-08-13 09:00 | 79.2892 | 213.21 | 23% | 18% | 111.4843 | 103.266 | 23% | 18% | 194.3735 | 312.9596 | 0 | 0 | 0.0028421 | 0.0092681 | 8
10 | 2015-08-13 10:00 | 59.809 | 128.8206 | 15% | 10% | 64.6085 | 46.9994 | 15% | 10% | 128.0175 | 175.82 | 0 | 0 | 0.0019579 | 0.0027004 | 8
11 | 2015-08-13 11:00 | 54.6782 | 54.7433 | 10% | 6% | 28.2668 | 50.7487 | 10% | 6% | 86.545 | 105.492 | 0 | 0 | 0.0017673 | 0.00039227 | 8
12 | 2015-08-13 12:00 | 48.759 | 13.4399 | 8% | 5% | 17.597 | 74.4701 | 8% | 5% | 69.956 | 87.91 | 0 | 0 | 0.0014356 | 1.603e-05 | 8
13 | 2015-08-13 13:00 | 20.6015 | 10.3655 | 4% | 4% | 12.5765 | 59.9625 | 4% | 4% | 36.778 | 70.328 | 0 | 0 | 0.00011689 | 1.3102e-05 | 8
14 | 2015-08-13 14:00 | 7.4321 | 3.1339 | 2% | 4% | 9.1569 | 67.1941 | 2% | 4% | 20.189 | 70.328 | 0 | 0 | 3.3985e-06 | 5.9794e-05 | 8
15 | 2015-08-13 15:00 | 5.516 | 0 | 2% | 3% | 11.073 | 52.746 | 2% | 3% | 20.189 | 52.746 | 0 | 0 | 2.1764e-07 | 5.3688e-05 | 8
16 | 2015-08-13 16:00 | 3.9905 | 0 | 1% | 4% | 4.304 | 70.328 | 1% | 4% | 11.8945 | 70.328 | 0 | 0 | 1.313e-07 | 9.0538e-05 | 8
17 | 2015-08-13 17:00 | 0.51948 | 0 | 1% | 3% | 7.775 | 52.746 | 1% | 3% | 11.8945 | 52.746 | 0 | 0 | 1.461e-05 | 5.3688e-05 | 8
18 | 2015-08-13 18:00 | 0 | 0 | 1% | 4% | 8.2945 | 70.328 | 1% | 4% | 11.8945 | 70.328 | 0 | 0 | 1.979e-05 | 9.0538e-05 | 8
19 | 2015-08-13 19:00 | 0 | 0 | 4% | 6% | 33.178 | 105.492 | 4% | 6% | 36.778 | 105.492 | 0 | 0 | 0.00019673 | 0.00012837 | 8
20 | 2015-08-13 20:00 | 0 | 0 | 10% | 8% | 82.945 | 140.656 | 10% | 8% | 86.545 | 140.656 | 0 | 0 | 0.00057035 | 0.00020838 | 8
21 | 2015-08-13 21:00 | 22.469 | 48.9438 | 21% | 11% | 151.7155 | 144.4582 | 21% | 11% | 177.7845 | 193.402 | 0 | 0 | 0.00061579 | 0.00010939 | 8
22 | 2015-08-13 22:00 | 41.0466 | 62.1624 | 25% | 11% | 166.3159 | 131.2396 | 25% | 11% | 210.9625 | 193.402 | 0 | 0 | 2.6803e-05 | 0.00032318 | 8
23 | 2015-08-13 23:00 | 14.3246 | 0 | 27% | 9% | 209.6269 | 158.238 | 27% | 9% | 227.5515 | 158.238 | 0 | 0 | 0.00055249 | 0.00021667 | 8
0 | 2015-08-14 | 0 | 0 | 32% | 9% | 265.424 | 158.238 | 32% | 9% | 247.1761 | 158.238 | 0 | 0 | 0.0023953 | 0.00021667 | 8
1 | 2015-08-14 01:00 | 0 | 0 | 36% | 10% | 298.602 | 175.82 | 36% | 10% | 247.1761 | 175.82 | 0 | 0 | 0.0017602 | 0.00045381 | 8
2 | 2015-08-14 02:00 | 0 | 0 | 42% | 11% | 348.369 | 193.402 | 42% | 11% | 247.1761 | 193.402 | 0 | 0 | 0.0019602 | 0.00030201 | 8
3 | 2015-08-14 03:00 | 0 | 0 | 51% | 11% | 423.0195 | 193.402 | 51% | 11% | 247.1761 | 193.402 | 0 | 0 | 0.0019704 | 0.00030201 | 8
4 | 2015-08-14 04:00 | 0 | 120.218 | 56% | 11% | 464.492 | 73.184 | 56% | 11% | 247.1761 | 193.402 | 0 | 0 | 0.0029131 | 0.0026007 | 8
5 | 2015-08-14 05:00 | 0 | 55.5462 | 69% | 9% | 572.3205 | 102.6918 | 69% | 9% | 247.1761 | 158.238 | 0 | 0 | 0.0036564 | 0.00028469 | 8
6 | 2015-08-14 06:00 | 23.2454 | 47.0297 | 79% | 8% | 632.0201 | 93.6263 | 79% | 8% | 247.1761 | 140.656 | 0 | 0 | 6.3489e-05 | 0.00015162 | 8
7 | 2015-08-14 07:00 | 0 | 0 | 77% | 7% | 638.6765 | 123.074 | 77% | 7% | 247.1761 | 123.074 | 0 | 0 | 0.0012085 | 0.00012763 | 8
8 | 2015-08-14 08:00 | 0 | 40.6871 | 74% | 11% | 613.793 | 152.7149 | 74% | 11% | 247.1761 | 193.402 | 0 | 0 | 0.0041038 | 3.3211e-05 | 8
9 | 2015-08-14 09:00 | 12.114 | 0 | 83% | 8% | 676.3295 | 140.656 | 83% | 8% | 247.1761 | 140.656 | 0 | 0 | 0.0002409 | 0.00020838 | 8
10 | 2015-08-14 10:00 | 0 | 0 | 79% | 9% | 655.2655 | 158.238 | 79% | 9% | 247.1761 | 158.238 | 0 | 0 | 0.00040229 | 0.00021667 | 8
11 | 2015-08-14 11:00 | 0 | 2.5573 | 77% | 11% | 638.6765 | 190.8447 | 77% | 11% | 247.1761 | 193.402 | 0 | 0 | 0.0012085 | 0.00025357 | 8
12 | 2015-08-14 12:00 | 0 | 17.362 | 82% | 13% | 680.149 | 211.204 | 82% | 13% | 247.1761 | 228.566 | 0 | 0 | 6.6911e-05 | 7.091e-05 | 8
13 | 2015-08-14 13:00 | 0 | 0 | 82% | 10% | 680.149 | 175.82 | 82% | 10% | 247.1761 | 175.82 | 0 | 0 | 6.6911e-05 | 0.00045381 | 8
14 | 2015-08-14 14:00 | 0 | 27.5426 | 68% | 13% | 564.026 | 201.0234 | 68% | 13% | 247.1761 | 228.566 | 0 | 0 | 0.0026884 | 6.919e-06 | 8
15 | 2015-08-14 15:00 | 22.0272 | 83.3167 | 83% | 14% | 666.4163 | 162.8313 | 83% | 14% | 247.1761 | 246.148 | 0 | 0 | 1.2742e-05 | 0.00075232 | 8
16 | 2015-08-14 16:00 | 23.6272 | 28.2515 | 80% | 13% | 639.9328 | 200.3145 | 80% | 13% | 247.1761 | 228.566 | 0 | 0 | 0.00056173 | 4.9606e-06 | 8
17 | 2015-08-14 17:00 | 1.249 | 0 | 82% | 11% | 678.9 | 193.402 | 82% | 11% | 247.1761 | 193.402 | 0 | 0 | 4.4544e-05 | 0.00030201 | 8
18 | 2015-08-14 18:00 | 0 | 0 | 81% | 18% | 671.8545 | 316.476 | 81% | 18% | 247.1761 | 312.9596 | 0 | 0 | 0.0022597 | 0.00062476 | 8
19 | 2015-08-14 19:00 | 18.9096 | 188.7822 | 82% | 32% | 661.2394 | 373.8418 | 82% | 32% | 247.1761 | 312.9596 | 0 | 0 | 0.00021368 | 0.0052288 | 8
20 | 2015-08-14 20:00 | 12.6612 | 81.0715 | 82% | 21% | 667.4878 | 288.1505 | 82% | 21% | 247.1761 | 312.9596 | 0 | 0 | 5.0193e-05 | 0.00048317 | 8
21 | 2015-08-14 21:00 | 53.1056 | 0 | 84% | 21% | 643.6324 | 369.222 | 84% | 21% | 247.1761 | 312.9596 | 0 | 0 | 0.00080447 | 0.00058222 | 8
22 | 2015-08-14 22:00 | 30.9403 | 43.6862 | 81% | 28% | 640.9142 | 448.6098 | 81% | 28% | 247.1761 | 312.9596 | 0 | 0 | 0.00010474 | 3.9496e-08 | 8
23 | 2015-08-14 23:00 | 3.703 | 137.9652 | 77% | 22% | 634.9735 | 248.8388 | 77% | 22% | 247.1761 | 312.9596 | 0 | 0 | 0.00091802 | 0.0030966 | 8
0 | 2015-08-15 | 0 | 55.5815 | 75% | 23% | 622.0875 | 348.8045 | 75% | 23% | 247.1761 | 312.9596 | 0 | 0 | 0.0014769 | 3.5015e-05 | 8
1 | 2015-08-15 01:00 | 0 | 0 | 78% | 20% | 646.971 | 351.64 | 78% | 20% | 247.1761 | 312.9596 | 0 | 0 | 0.0020462 | 0.00057635 | 8
2 | 2015-08-15 02:00 | 0 | 0 | 80% | 26% | 663.56 | 457.132 | 80% | 26% | 247.1761 | 312.9596 | 0 | 0 | 0.0027234 | 0.0012292 | 8
3 | 2015-08-15 03:00 | 0 | 16.246 | 77% | 29% | 638.6765 | 493.632 | 77% | 29% | 247.1761 | 312.9596 | 0 | 0 | 0.0012085 | 0.00061753 | 8
4 | 2015-08-15 04:00 | 0 | 16.246 | 77% | 31% | 638.6765 | 528.796 | 77% | 31% | 247.1761 | 312.9596 | 0 | 0 | 0.0012085 | 0.00040375 | 8
5 | 2015-08-15 05:00 | 111.66 | 0 | 76% | 29% | 518.722 | 509.878 | 76% | 29% | 247.1761 | 312.9596 | 0 | 0 | 0.012481 | 0.0011622 | 8
6 | 2015-08-15 06:00 | 166 | 0 | 74% | 38% | 447.793 | 668.116 | 74% | 38% | 247.1761 | 312.9596 | 0 | 0 | 0.018516 | 0.0012944 | 8
7 | 2015-08-15 07:00 | 95.4648 | 0 | 67% | 37% | 460.2667 | 650.534 | 67% | 37% | 247.1761 | 312.9596 | 0 | 0 | 0.0059526 | 0.0012424 | 8
8 | 2015-08-15 08:00 | 29.4121 | 111.0138 | 63% | 43% | 493.1414 | 645.0122 | 63% | 43% | 247.1761 | 312.9596 | 0 | 0 | 0.00011541 | 0.00010953 | 8
9 | 2015-08-15 09:00 | 0.79284 | 87.4032 | 61% | 41% | 505.1717 | 633.4588 | 61% | 41% | 247.1761 | 312.9596 | 0 | 0 | 0.0016495 | 0.0001408 | 8
10 | 2015-08-15 10:00 | 22.7302 | 0 | 55% | 34% | 433.4673 | 597.788 | 55% | 34% | 247.1761 | 312.9596 | 0 | 0 | 0.00085618 | 0.0013815 | 8
11 | 2015-08-15 11:00 | 35.461 | 0 | 54% | 33% | 412.442 | 580.206 | 54% | 33% | 247.1761 | 312.9596 | 0 | 0 | 8.1429e-06 | 0.00091083 | 8
12 | 2015-08-15 12:00 | 85.3312 | 125.0251 | 51% | 39% | 337.6883 | 560.6729 | 51% | 39% | 247.1761 | 312.9596 | 0 | 0 | 0.0034208 | 0.0010515 | 8
13 | 2015-08-15 13:00 | 53.1128 | 152.3554 | 46% | 35% | 328.4342 | 463.0146 | 46% | 35% | 247.1761 | 312.9596 | 0 | 0 | 0.00027986 | 0.003013 | 8
14 | 2015-08-15 14:00 | 53.9412 | 0 | 41% | 30% | 286.1333 | 527.46 | 41% | 30% | 247.1761 | 312.9596 | 0 | 0 | 0.00035381 | 0.00087453 | 8
15 | 2015-08-15 15:00 | 65.9557 | 0 | 40% | 33% | 265.8243 | 580.206 | 40% | 33% | 247.1761 | 312.9596 | 0 | 0 | 0.0015506 | 0.00091083 | 8
16 | 2015-08-15 16:00 | 15.6589 | 0 | 33% | 32% | 258.0596 | 562.624 | 33% | 32% | 247.1761 | 312.9596 | 0 | 0 | 0.00056184 | 0.0012294 | 8
17 | 2015-08-15 17:00 | 8.5092 | 0 | 30% | 33% | 240.3258 | 580.206 | 30% | 33% | 247.1761 | 312.9596 | 0 | 0 | 0.002133 | 0.00091083 | 8
18 | 2015-08-15 18:00 | 10.6505 | 77.6422 | 30% | 32% | 238.1845 | 484.9818 | 30% | 32% | 247.1761 | 312.9596 | 0 | 0 | 0.0019012 | 8.2771e-05 | 8
19 | 2015-08-15 19:00 | 20.7568 | 29.3063 | 29% | 26% | 219.7837 | 427.8257 | 29% | 26% | 244.1405 | 312.9596 | 0 | 0 | 0.00063026 | 0.00033827 | 8
20 | 2015-08-15 20:00 | 25.949 | 43.4938 | 31% | 22% | 231.1805 | 343.3102 | 31% | 22% | 247.1761 | 312.9596 | 0 | 0 | 3.5816e-06 | 3.6686e-06 | 8
21 | 2015-08-15 21:00 | 0 | 0 | 33% | 19% | 273.7185 | 334.058 | 33% | 19% | 247.1761 | 312.9596 | 0 | 0 | 0.0018132 | 0.00062468 | 8
22 | 2015-08-15 22:00 | 0 | 0 | 33% | 17% | 273.7185 | 298.894 | 33% | 17% | 247.1761 | 298.894 | 0 | 0 | 0.0018132 | 0.00072044 | 8
23 | 2015-08-15 23:00 | 0 | 0 | 26% | 19% | 215.657 | 334.058 | 26% | 19% | 219.257 | 312.9596 | 0 | 0 | 0.0024692 | 0.00062468 | 8
0 | 2015-08-16 | 0 | 0 | 30% | 22% | 248.835 | 386.804 | 30% | 22% | 247.1761 | 312.9596 | 0 | 0 | 0.0031859 | 0.00052086 | 8
1 | 2015-08-16 01:00 | 0 | 0 | 35% | 24% | 290.3075 | 421.968 | 35% | 24% | 247.1761 | 312.9596 | 0 | 0 | 0.0019183 | 0.00062366 | 8
2 | 2015-08-16 02:00 | 0 | 0 | 35% | 19% | 290.3075 | 334.058 | 35% | 19% | 247.1761 | 312.9596 | 0 | 0 | 0.0019183 | 0.00062468 | 8
3 | 2015-08-16 03:00 | 0 | 0 | 29% | 24% | 240.5405 | 421.968 | 29% | 24% | 244.1405 | 312.9596 | 0 | 0 | 0.002513 | 0.00062366 | 8
4 | 2015-08-16 04:00 | 10.9178 | 70.81 | 29% | 22% | 229.6227 | 315.994 | 29% | 22% | 244.1405 | 312.9596 | 0 | 0 | 0.0013666 | 0.00030457 | 8
5 | 2015-08-16 05:00 | 0 | 136.4432 | 26% | 21% | 215.657 | 232.7788 | 26% | 21% | 219.257 | 312.9596 | 0 | 0 | 0.0024692 | 0.0028595 | 8
6 | 2015-08-16 06:00 | 0 | 80.1455 | 22% | 16% | 182.479 | 201.1665 | 22% | 16% | 186.079 | 281.312 | 0 | 0 | 0.0014689 | 0.0005676 | 8
7 | 2015-08-16 07:00 | 70.2413 | 149.5427 | 22% | 13% | 112.2377 | 79.0233 | 22% | 13% | 186.079 | 228.566 | 0 | 0 | 0.002149 | 0.0044567 | 8
8 | 2015-08-16 08:00 | 56.436 | 107.529 | 17% | 8% | 84.5705 | 33.127 | 17% | 8% | 144.6065 | 140.656 | 0 | 0 | 0.0010407 | 0.0021831 | 8
9 | 2015-08-16 09:00 | 50.3155 | 20.7685 | 10% | 6% | 32.6295 | 84.7235 | 10% | 6% | 86.545 | 105.492 | 0 | 0 | 0.0013527 | 2.3262e-07 | 8
10 | 2015-08-16 10:00 | 40.7681 | 0 | 6% | 7% | 8.9989 | 123.074 | 6% | 7% | 53.367 | 123.074 | 0 | 0 | 0.00079043 | 0.00012763 | 8
11 | 2015-08-16 11:00 | 25.4326 | 0 | 3% | 12% | -0.54906 | 210.984 | 3% | 12% | 28.4835 | 210.984 | 0 | 0 | 0.00035387 | 0.00036614 | 8
12 | 2015-08-16 12:00 | 12.9298 | 172.3957 | 2% | 20% | 3.6592 | 179.2443 | 2% | 20% | 20.189 | 312.9596 | 0 | 0 | 7.1768e-05 | 0.0054827 | 8
13 | 2015-08-16 13:00 | 0 | 0 | 0% | 11% | 0 | 193.402 | 0% | 11% | 3.6 | 193.402 | 0 | 0 | 0.00068377 | 0.00030201 | 8
14 | 2015-08-16 14:00 | 0 | 0 | 0% | 17% | 0 | 298.894 | 0% | 17% | 3.6 | 298.894 | 0 | 0 | 0.00068377 | 0.00072044 | 8
15 | 2015-08-16 15:00 | 0 | 0 | 1% | 23% | 8.2945 | 404.386 | 1% | 23% | 11.8945 | 312.9596 | 0 | 0 | 1.979e-05 | 0.00066025 | 8
16 | 2015-08-16 16:00 | 2.1581 | 0 | 1% | 22% | 6.1364 | 386.804 | 1% | 22% | 11.8945 | 312.9596 | 0 | 0 | 3.4107e-06 | 0.00052086 | 8
17 | 2015-08-16 17:00 | 6.8954 | 1.0474 | 1% | 23% | 1.3991 | 403.3386 | 1% | 23% | 11.8945 | 312.9596 | 0 | 0 | 1.4935e-05 | 0.00062999 | 8
18 | 2015-08-16 18:00 | 6.2124 | 0 | 1% | 19% | 2.0821 | 334.058 | 1% | 19% | 11.8945 | 312.9596 | 0 | 0 | 9.2485e-06 | 0.00062468 | 8
19 | 2015-08-16 19:00 | 0.25092 | 0 | 0% | 24% | -0.25092 | 421.968 | 0% | 24% | 3.6 | 312.9596 | 0 | 0 | 0.00066804 | 0.00062366 | 8
20 | 2015-08-16 20:00 | 0.23556 | 61.2407 | 0% | 40% | -0.23556 | 642.0393 | 0% | 40% | 3.6 | 312.9596 | 0 | 0 | 0.000669 | 1.4234e-06 | 8
21 | 2015-08-16 21:00 | 1.4153 | 227.5385 | 0% | 45% | -1.4153 | 563.6515 | 0% | 45% | 3.6 | 312.9596 | 0 | 0 | 0.00059745 | 0.0094521 | 8
22 | 2015-08-16 22:00 | 3.4999 | 153.6062 | 0% | 38% | -3.4999 | 514.5098 | 0% | 38% | 3.6 | 312.9596 | 0 | 0 | 0.0004809 | 0.0026408 | 8
23 | 2015-08-16 23:00 | 2.2999 | 104.9936 | 0% | 33% | -2.2999 | 475.2124 | 0% | 33% | 3.6 | 312.9596 | 0 | 0 | 0.00054644 | 0.00087241 | 8
0 | 2015-08-17 | 2.5998 | 120.9746 | 0% | 30% | -2.5998 | 406.4854 | 0% | 30% | 3.6 | 312.9596 | 0 | 0 | 0.00052967 | 0.0015393 | 8
1 | 2015-08-17 01:00 | 1.6999 | 0 | 0% | 25% | -1.6999 | 439.55 | 0% | 25% | 3.6 | 312.9596 | 0 | 0 | 0.00058079 | 0.00049903 | 8
2 | 2015-08-17 02:00 | 0.99012 | 11.8776 | 0% | 24% | -0.99012 | 410.0904 | 0% | 24% | 3.6 | 312.9596 | 0 | 0 | 0.00062277 | 0.00033188 | 8
3 | 2015-08-17 03:00 | 0 | 0 | 0% | 22% | 0 | 386.804 | 0% | 22% | 3.6 | 312.9596 | 0 | 0 | 0.00068377 | 0.00052086 | 8
4 | 2015-08-17 04:00 | 5.7204 | 14.9442 | 1% | 20% | 2.5741 | 336.6958 | 1% | 20% | 11.8945 | 312.9596 | 0 | 0 | 5.9926e-06 | 0.00024048 | 8
5 | 2015-08-17 05:00 | 7.6408 | 95.5411 | 1% | 20% | 0.65374 | 256.0989 | 1% | 20% | 11.8945 | 312.9596 | 0 | 0 | 2.2688e-05 | 0.0009201 | 8
6 | 2015-08-17 06:00 | 0 | 49.2629 | 1% | 11% | 8.2945 | 144.1391 | 1% | 11% | 11.8945 | 193.402 | 0 | 0 | 1.979e-05 | 0.00011322 | 8
7 | 2015-08-17 07:00 | 0 | 17.1725 | 1% | 8% | 8.2945 | 123.4835 | 1% | 8% | 11.8945 | 140.656 | 0 | 0 | 1.979e-05 | 2.1792e-05 | 8
8 | 2015-08-17 08:00 | 0 | 1.1579 | 2% | 6% | 16.589 | 104.3341 | 2% | 6% | 20.189 | 105.492 | 0 | 0 | 5.0648e-05 | 0.00011388 | 8
9 | 2015-08-17 09:00 | 12.8413 | 2.2784 | 2% | 6% | 3.7477 | 103.2136 | 2% | 6% | 20.189 | 105.492 | 0 | 0 | 6.9973e-05 | 0.00010068 | 8
10 | 2015-08-17 10:00 | 11.2999 | 0 | 1% | 7% | -3.0054 | 123.074 | 1% | 7% | 11.8945 | 123.074 | 0 | 0 | 8.4176e-05 | 0.00012763 | 8
11 | 2015-08-17 11:00 | 5.6999 | 0 | 1% | 10% | 2.5946 | 175.82 | 1% | 10% | 11.8945 | 175.82 | 0 | 0 | 5.8721e-06 | 0.00045381 | 8
12 | 2015-08-17 12:00 | 6.7007 | 0 | 1% | 15% | 1.5938 | 263.73 | 1% | 15% | 11.8945 | 263.73 | 0 | 0 | 1.3176e-05 | 0.00056942 | 8
13 | 2015-08-17 13:00 | 2.4001 | 0 | 0% | 20% | -2.4001 | 351.64 | 0% | 20% | 3.6 | 312.9596 | 0 | 0 | 0.00054081 | 0.00057635 | 8
14 | 2015-08-17 14:00 | 2.4167 | 0 | 0% | 29% | -2.4167 | 509.878 | 0% | 29% | 3.6 | 312.9596 | 0 | 0 | 0.00053988 | 0.0011622 | 8
15 | 2015-08-17 15:00 | 4.1016 | 0 | 1% | 36% | 4.1929 | 632.952 | 1% | 36% | 11.8945 | 312.9596 | 0 | 0 | 2.4634e-07 | 0.00088734 | 8
16 | 2015-08-17 16:00 | 2.8885 | 0 | 1% | 44% | 5.406 | 773.608 | 1% | 44% | 11.8945 | 312.9596 | 0 | 0 | 9.3352e-07 | 0.0013793 | 8
17 | 2015-08-17 17:00 | 2.3708 | 14.731 | 0% | 49% | -2.3708 | 846.787 | 0% | 49% | 3.6 | 312.9596 | 0 | 0 | 0.00054245 | 0.0010275 | 8
18 | 2015-08-17 18:00 | 3.6091 | 235.3093 | 1% | 58% | 4.6854 | 784.4467 | 1% | 58% | 11.8945 | 312.9596 | 0 | 0 | 9.4908e-09 | 0.0071535 | 8
19 | 2015-08-17 19:00 | 3.7212 | 269.1718 | 1% | 47% | 4.5733 | 557.1822 | 1% | 47% | 11.8945 | 312.9596 | 0 | 0 | 1.4217e-09 | 0.01324 | 8
20 | 2015-08-17 20:00 | 0 | 0 | 0% | 35% | 0 | 615.37 | 0% | 35% | 3.6 | 312.9596 | 0 | 0 | 0.00068377 | 0.0010089 | 8
21 | 2015-08-17 21:00 | 5.0075 | 190.0513 | 1% | 47% | 3.287 | 636.3027 | 1% | 47% | 11.8945 | 312.9596 | 0 | 0 | 2.5232e-06 | 0.0049093 | 8
22 | 2015-08-17 22:00 | 5.7103 | Data Error | 1% | Data Error | 2.5842 | Data Error | 1% | Data Error | 11.8945 | Data Error | 0 | Data Error | 5.9332e-06 | Data Error | 8
23 | 2015-08-17 23:00 | 11.9053 | Data Error | 2% | Data Error | 4.6837 | Data Error | 2% | Data Error | 20.189 | Data Error | 0 | Data Error | 5.2367e-05 | Data Error | 8
0 | 2015-08-18 | 8.3516 | Data Error | 1% | Data Error | -0.05714 | Data Error | 1% | Data Error | 11.8945 | Data Error | 0 | Data Error | 3.1587e-05 | Data Error | 8
1 | 2015-08-18 01:00 | 9.916 | 177.2958 | 1% | 17% | -1.6215 | 121.5982 | 1% | 17% | 11.8945 | 298.894 | 0 | 0 | 5.6343e-05 | 0.0054757 | 8
2 | 2015-08-18 02:00 | 6.9125 | 180.893 | 1% | 13% | 1.382 | 47.673 | 1% | 13% | 11.8945 | 228.566 | 0 | 0 | 1.5095e-05 | 0.0071554 | 8
3 | 2015-08-18 03:00 | 2.3002 | 91.3484 | 0% | 8% | -2.3002 | 49.3076 | 0% | 8% | 3.6 | 140.656 | 0 | 0 | 0.00054643 | 0.0014078 | 8
4 | 2015-08-18 04:00 | 1.4999 | 0 | 0% | 5% | -1.4999 | 87.91 | 0% | 5% | 3.6 | 87.91 | 0 | 0 | 0.00059247 | 0.00013567 | 8
5 | 2015-08-18 05:00 | 1.8998 | 0 | 0% | 6% | -1.8998 | 105.492 | 0% | 6% | 3.6 | 105.492 | 0 | 0 | 0.00056923 | 0.00012837 | 8
6 | 2015-08-18 06:00 | 2.8007 | 0 | 0% | 9% | -2.8007 | 158.238 | 0% | 9% | 3.6 | 158.238 | 0 | 0 | 0.00051858 | 0.00021667 | 8
7 | 2015-08-18 07:00 | 7.8031 | 77.2093 | 1% | 12% | 0.49138 | 133.7747 | 1% | 12% | 11.8945 | 210.984 | 0 | 0 | 2.4591e-05 | 0.000614 | 8
8 | 2015-08-18 08:00 | 4.0999 | 51.2063 | 0% | 10% | -4.0999 | 124.6137 | 0% | 10% | 3.6 | 175.82 | 0.001 | 0 | 0.0004497 | 6.1177e-05 | 8
9 | 2015-08-18 09:00 | 2.8249 | 0 | 0% | 9% | -2.8249 | 158.238 | 0% | 9% | 3.6 | 158.238 | 0 | 0 | 0.00051725 | 0.00021667 | 8
10 | 2015-08-18 10:00 | 0.12216 | 0 | 0% | 11% | -0.12216 | 193.402 | 0% | 11% | 3.6 | 193.402 | 0 | 0 | 0.00067609 | 0.00030201 | 8
11 | 2015-08-18 11:00 | 0.55116 | 7.2061 | 0% | 12% | -0.55116 | 203.7779 | 0% | 12% | 3.6 | 210.984 | 0 | 0 | 0.00064946 | 0.00022609 | 8
12 | 2015-08-18 12:00 | 0 | 0 | 0% | 11% | 0 | 193.402 | 0% | 11% | 3.6 | 193.402 | 0 | 0 | 0.00068377 | 0.00030201 | 8
13 | 2015-08-18 13:00 | 0 | 0 | 1% | 15% | 8.2945 | 263.73 | 1% | 15% | 11.8945 | 263.73 | 0 | 0 | 1.979e-05 | 0.00056942 | 8
14 | 2015-08-18 14:00 | 0 | 0 | 2% | 16% | 16.589 | 281.312 | 2% | 16% | 20.189 | 281.312 | 0 | 0 | 5.0648e-05 | 0.00047347 | 8
15 | 2015-08-18 15:00 | 0 | 20.7784 | 3% | 19% | 24.8835 | 313.2796 | 3% | 19% | 28.4835 | 312.9596 | 0 | 0 | 0.00014044 | 0.0001736 | 8
16 | 2015-08-18 16:00 | 0 | 0 | 4% | 20% | 33.178 | 351.64 | 4% | 20% | 36.778 | 312.9596 | 0 | 0 | 0.00019673 | 0.00057635 | 8
17 | 2015-08-18 17:00 | 0 | Data Error | 3% | Data Error | 24.8835 | Data Error | 3% | Data Error | 28.4835 | Data Error | 0 | Data Error | 0.00014044 | Data Error | 8
18 | 2015-08-18 18:00 | 0 | Data Error | 4% | Data Error | 33.178 | Data Error | 4% | Data Error | 36.778 | Data Error | 0 | Data Error | 0.00019673 | Data Error | 8
19 | 2015-08-18 19:00 | 0 | 0 | 6% | 13% | 49.767 | 228.566 | 6% | 13% | 53.367 | 228.566 | 0 | 0 | 0.00044252 | 0.00033473 | 8
20 | 2015-08-18 20:00 | 0 | 0 | 6% | 17% | 49.767 | 298.894 | 6% | 17% | 53.367 | 298.894 | 0 | 0 | 0.00044252 | 0.00072044 | 8
21 | 2015-08-18 21:00 | 20.5454 | 75.2404 | 6% | 14% | 29.2216 | 170.9076 | 6% | 14% | 53.367 | 246.148 | 0 | 0 | 1.3941e-05 | 0.00052143 | 8
22 | 2015-08-18 22:00 | 24.7931 | 128.6434 | 4% | 19% | 8.3849 | 205.4146 | 4% | 19% | 36.778 | 312.9596 | 0 | 0 | 0.00025169 | 0.0023207 | 8
23 | 2015-08-18 23:00 | 12.5386 | 8.28 | 2% | 11% | 4.0504 | 185.122 | 2% | 11% | 20.189 | 193.402 | 0 | 0 | 6.3999e-05 | 0.00016051 | 8
0 | 2015-08-19 | 10 | 50.4589 | 1% | 11% | -1.7055 | 142.9431 | 1% | 11% | 11.8945 | 193.402 | 0 | 0 | 5.7874e-05 | 0.00012816 | 8
1 | 2015-08-19 01:00 | 5.05 | 49.0418 | 1% | 10% | 3.2445 | 126.7782 | 1% | 10% | 11.8945 | 175.82 | 0 | 0 | 2.6886e-06 | 4.3435e-05 | 8
2 | 2015-08-19 02:00 | 4.1375 | 0 | 0% | 7% | -4.1375 | 123.074 | 0% | 7% | 3.6 | 123.074 | 0.001 | 0 | 0.00044778 | 0.00012763 | 8
3 | 2015-08-19 03:00 | 2.7998 | 4.3801 | 0% | 9% | -2.7998 | 153.8579 | 0% | 9% | 3.6 | 158.238 | 0 | 0 | 0.00051863 | 0.00014954 | 8
4 | 2015-08-19 04:00 | 0 | 77.5403 | 1% | 10% | 8.2945 | 98.2797 | 1% | 10% | 11.8945 | 175.82 | 0 | 0 | 1.979e-05 | 0.00051981 | 8
5 | 2015-08-19 05:00 | 0 | 40.3133 | 1% | 7% | 8.2945 | 82.7607 | 1% | 7% | 11.8945 | 123.074 | 0 | 0 | 1.979e-05 | 0.00013529 | 8
6 | 2015-08-19 06:00 | 0 | 24.389 | 2% | 5% | 16.589 | 63.521 | 2% | 5% | 20.189 | 87.91 | 0 | 0 | 5.0648e-05 | 4.9451e-06 | 8
7 | 2015-08-19 07:00 | 0 | 0 | 2% | 4% | 16.589 | 70.328 | 2% | 4% | 20.189 | 70.328 | 0 | 0 | 5.0648e-05 | 9.0538e-05 | 8
8 | 2015-08-19 08:00 | 0 | 0 | 3% | 4% | 24.8835 | 70.328 | 3% | 4% | 28.4835 | 70.328 | 0 | 0 | 0.00014044 | 9.0538e-05 | 8
9 | 2015-08-19 09:00 | 3.3287 | 0.61932 | 4% | 5% | 29.8493 | 87.2907 | 4% | 5% | 36.778 | 87.91 | 0 | 0 | 0.00010026 | 0.00012759 | 8
10 | 2015-08-19 10:00 | 6.5339 | 23.4302 | 3% | 5% | 18.3496 | 64.4798 | 3% | 5% | 28.4835 | 87.91 | 0 | 0 | 1.5787e-05 | 2.8171e-06 | 8
11 | 2015-08-19 11:00 | 9.2544 | 16.5763 | 3% | 6% | 15.6291 | 88.9157 | 3% | 6% | 28.4835 | 105.492 | 0 | 0 | 4.8072e-07 | 3.6178e-06 | 8
12 | 2015-08-19 12:00 | 10.7374 | 0 | 2% | 6% | 5.8516 | 105.492 | 2% | 6% | 20.189 | 105.492 | 0 | 0 | 3.397e-05 | 0.00012837 | 8
13 | 2015-08-19 13:00 | 0 | 0 | 1% | 9% | 8.2945 | 158.238 | 1% | 9% | 11.8945 | 158.238 | 0 | 0 | 1.979e-05 | 0.00021667 | 8
14 | 2015-08-19 14:00 | 0 | 0 | 2% | 14% | 16.589 | 246.148 | 2% | 14% | 20.189 | 246.148 | 0 | 0 | 5.0648e-05 | 0.00039837 | 8
15 | 2015-08-19 15:00 | 3.2863 | 0 | 4% | 16% | 29.8917 | 281.312 | 4% | 16% | 36.778 | 281.312 | 0 | 0 | 0.00010129 | 0.00047347 | 8
16 | 2015-08-19 16:00 | 0 | 0 | 4% | 21% | 33.178 | 369.222 | 4% | 21% | 36.778 | 312.9596 | 0 | 0 | 0.00019673 | 0.00058222 | 8
17 | 2015-08-19 17:00 | 0 | 84.2224 | 8% | 23% | 66.356 | 320.1636 | 8% | 23% | 69.956 | 312.9596 | 0 | 0 | 0.00043663 | 0.00049316 | 8
18 | 2015-08-19 18:00 | 0 | 178.0243 | 12% | 20% | 99.534 | 173.6157 | 12% | 20% | 103.134 | 312.9596 | 0 | 0 | 0.0010661 | 0.005967 | 8
19 | 2015-08-19 19:00 | 0 | 138.028 | 21% | 16% | 174.1845 | 143.284 | 21% | 16% | 177.7845 | 281.312 | 0 | 0 | 0.002694 | 0.0032201 | 8
20 | 2015-08-19 20:00 | 0 | 0 | 26% | 9% | 215.657 | 158.238 | 26% | 9% | 219.257 | 158.238 | 0 | 0 | 0.0024692 | 0.00021667 | 8
21 | 2015-08-19 21:00 | 5.1193 | 0 | 38% | 9% | 310.0717 | 158.238 | 38% | 9% | 247.1761 | 158.238 | 0 | 0 | 0.0014293 | 0.00021667 | 8
22 | 2015-08-19 22:00 | 0 | 17.9081 | 43% | 12% | 356.6635 | 193.0759 | 43% | 12% | 247.1761 | 210.984 | 0 | 0 | 0.0028785 | 8.0093e-05 | 8
23 | 2015-08-19 23:00 | 67.0172 | 26.8853 | 44% | 14% | 297.9408 | 219.2627 | 44% | 14% | 247.1761 | 246.148 | 0 | 0 | 0.00072858 | 2.1788e-05 | 8
0 | 2015-08-20 | 72.7721 | 0 | 47% | 11% | 317.0694 | 193.402 | 47% | 11% | 247.1761 | 193.402 | 0 | 0 | 0.0011747 | 0.00030201 | 8
1 | 2015-08-20 01:00 | 31.2508 | 0 | 53% | 12% | 408.3577 | 210.984 | 53% | 12% | 247.1761 | 210.984 | 0 | 0 | 8.3312e-05 | 0.00036614 | 8
2 | 2015-08-20 02:00 | 0 | 0 | 54% | 14% | 447.903 | 246.148 | 54% | 14% | 247.1761 | 246.148 | 0 | 0 | 0.0020799 | 0.00039837 | 8
3 | 2015-08-20 03:00 | 0 | 0 | 55% | 14% | 456.1975 | 246.148 | 55% | 14% | 247.1761 | 246.148 | 0 | 0 | 0.0032109 | 0.00039837 | 8
4 | 2015-08-20 04:00 | 0 | 15.4472 | 62% | 17% | 514.259 | 283.4468 | 62% | 17% | 247.1761 | 298.894 | 0 | 0 | 0.0019041 | 0.00032599 | 8
5 | 2015-08-20 05:00 | 0 | 60.2351 | 67% | 17% | 555.7315 | 238.6589 | 67% | 17% | 247.1761 | 298.894 | 0 | 0 | 0.0014395 | 5.5033e-05 | 8
6 | 2015-08-20 06:00 | 0 | 18.1417 | 72% | 15% | 597.204 | 245.5883 | 72% | 15% | 247.1761 | 263.73 | 0 | 0 | 0.0018516 | 0.00018344 | 8
7 | 2015-08-20 07:00 | 0 | 73.3691 | 76% | 16% | 630.382 | 207.9429 | 76% | 16% | 247.1761 | 281.312 | 0 | 0 | 0.00052437 | 0.00039881 | 8
8 | 2015-08-20 08:00 | 0 | 76.5889 | 72% | 15% | 597.204 | 187.1411 | 72% | 15% | 247.1761 | 263.73 | 0 | 0 | 0.0018516 | 0.00038803 | 8
9 | 2015-08-20 09:00 | 0 | 32.0196 | 72% | 13% | 597.204 | 196.5464 | 72% | 13% | 247.1761 | 228.566 | 0 | 0 | 0.0018516 | 7.0688e-09 | 8
10 | 2015-08-20 10:00 | 0 | 18.5653 | 76% | 13% | 630.382 | 210.0007 | 76% | 13% | 247.1761 | 228.566 | 0 | 0 | 0.00052437 | 5.9852e-05 | 8
11 | 2015-08-20 11:00 | 0 | 0 | 76% | 14% | 630.382 | 246.148 | 76% | 14% | 247.1761 | 246.148 | 0 | 0 | 0.00052437 | 0.00039837 | 8
12 | 2015-08-20 12:00 | 0 | 0 | 78% | 15% | 646.971 | 263.73 | 78% | 15% | 247.1761 | 263.73 | 0 | 0 | 0.0020462 | 0.00056942 | 8
13 | 2015-08-20 13:00 | 0 | 0 | 77% | 16% | 638.6765 | 281.312 | 77% | 16% | 247.1761 | 281.312 | 0 | 0 | 0.0012085 | 0.00047347 | 8
14 | 2015-08-20 14:00 | 13.113 | 0 | 79% | 20% | 642.1525 | 351.64 | 79% | 20% | 247.1761 | 312.9596 | 0 | 0 | 1.8044e-05 | 0.00057635 | 8
15 | 2015-08-20 15:00 | 0 | 0 | 78% | 22% | 646.971 | 386.804 | 78% | 22% | 247.1761 | 312.9596 | 0 | 0 | 0.0020462 | 0.00052086 | 8
16 | 2015-08-20 16:00 | 0 | 0 | 75% | 26% | 622.0875 | 457.132 | 75% | 26% | 247.1761 | 312.9596 | 0 | 0 | 0.0014769 | 0.0012292 | 8
17 | 2015-08-20 17:00 | 13.9783 | 207.632 | 79% | 30% | 641.2872 | 319.828 | 79% | 30% | 247.1761 | 312.9596 | 0 | 0 | 1.027e-05 | 0.007836 | 8
18 | 2015-08-20 18:00 | 21.3635 | 163.584 | 80% | 20% | 642.1965 | 188.056 | 80% | 20% | 247.1761 | 312.9596 | 0 | 0 | 0.00069854 | 0.0047656 | 8
19 | 2015-08-20 19:00 | 33.2171 | 115.1202 | 80% | 15% | 630.3429 | 148.6098 | 80% | 15% | 247.1761 | 263.73 | 0 | 0 | 0.00014735 | 0.0017317 | 8
20 | 2015-08-20 20:00 | 24.0443 | 0.71988 | 80% | 11% | 639.5157 | 192.6821 | 80% | 11% | 247.1761 | 193.402 | 0 | 0 | 0.00053814 | 0.00028795 | 8
21 | 2015-08-20 21:00 | 0 | 36.8486 | 79% | 12% | 655.2655 | 174.1354 | 79% | 12% | 247.1761 | 210.984 | 0 | 0 | 0.00040229 | 3.3242e-06 | 8
22 | 2015-08-20 22:00 | 0 | 17.4013 | 79% | 13% | 655.2655 | 211.1647 | 79% | 13% | 247.1761 | 228.566 | 0 | 0 | 0.00040229 | 7.0533e-05 | 8
23 | 2015-08-20 23:00 | 0 | 0 | 84% | 13% | 696.738 | 228.566 | 84% | 13% | 247.1761 | 228.566 | 0 | 0 | 0.0012718 | 0.00033473 | 8
0 | 2015-08-21 | 0 | 0 | 83% | 16% | 688.4435 | 281.312 | 83% | 16% | 247.1761 | 281.312 | 0 | 0 | 0.00090757 | 0.00047347 | 8
1 | 2015-08-21 01:00 | 0 | 0 | 82% | 20% | 680.149 | 351.64 | 82% | 20% | 247.1761 | 312.9596 | 0 | 0 | 6.6911e-05 | 0.00057635 | 8
2 | 2015-08-21 02:00 | 0 | 0 | 82% | 23% | 680.149 | 404.386 | 82% | 23% | 247.1761 | 312.9596 | 0 | 0 | 6.6911e-05 | 0.00066025 | 8
3 | 2015-08-21 03:00 | 0 | 18.408 | 81% | 23% | 671.8545 | 385.978 | 81% | 23% | 247.1761 | 312.9596 | 0 | 0 | 0.0022597 | 0.00023182 | 8
4 | 2015-08-21 04:00 | 0 | 0 | 81% | 24% | 671.8545 | 421.968 | 81% | 24% | 247.1761 | 312.9596 | 0 | 0 | 0.0022597 | 0.00062366 | 8
5 | 2015-08-21 05:00 | 0 | 0 | 79% | 29% | 655.2655 | 509.878 | 79% | 29% | 247.1761 | 312.9596 | 0 | 0 | 0.00040229 | 0.0011622 | 8
6 | 2015-08-21 06:00 | 0.3888 | 49.5173 | 79% | 33% | 654.8767 | 530.6887 | 79% | 33% | 247.1761 | 312.9596 | 0 | 0 | 0.00038371 | 4.0657e-06 | 8
7 | 2015-08-21 07:00 | 0 | 57.1954 | 80% | 33% | 663.56 | 523.0106 | 80% | 33% | 247.1761 | 312.9596 | 0 | 0 | 0.0027234 | 5.5256e-06 | 8
8 | 2015-08-21 08:00 | 0 | 57.6739 | 78% | 34% | 646.971 | 540.1141 | 78% | 34% | 247.1761 | 312.9596 | 0 | 0 | 0.0020462 | 1.9056e-05 | 8
9 | 2015-08-21 09:00 | 0 | 0 | 75% | 35% | 622.0875 | 615.37 | 75% | 35% | 247.1761 | 312.9596 | 0 | 0 | 0.0014769 | 0.0010089 | 8
10 | 2015-08-21 10:00 | 2.2175 | 0 | 72% | 43% | 594.9865 | 756.026 | 72% | 43% | 247.1761 | 312.9596 | 0 | 0 | 0.0016287 | 0.0027747 | 8
11 | 2015-08-21 11:00 | 56.4068 | 0 | 70% | 52% | 524.2082 | 914.264 | 70% | 52% | 247.1761 | 312.9596 | 0 | 0 | 0.00079331 | 0.0016427 | 8
12 | 2015-08-21 12:00 | 79.703 | 0 | 65% | 64% | 459.4395 | 1125.248 | 65% | 64% | 247.1761 | 312.9596 | 0 | 0 | 0.0031313 | 0.0016915 | 8
13 | 2015-08-21 13:00 | 25.9699 | 0 | 60% | 67% | 471.7001 | 1177.994 | 60% | 67% | 247.1761 | 312.9596 | 0 | 0 | 0.00011525 | 0.00087013 | 8
14 | 2015-08-21 14:00 | 0.837 | 0 | 59% | 76% | 488.5385 | 1336.232 | 59% | 76% | 247.1761 | 312.9596 | 0 | 0 | 0.00063426 | 0.0024961 | 8
15 | 2015-08-21 15:00 | 53.0383 | 0 | 60% | 77% | 444.6317 | 1353.814 | 60% | 77% | 247.1761 | 312.9596 | 0 | 0 | 0.00047955 | 0.00085625 | 8
16 | 2015-08-21 16:00 | 0 | 0 | 53% | 74% | 439.6085 | 1301.068 | 53% | 74% | 247.1761 | 312.9596 | 0 | 0 | 0.0021906 | 0.00078175 | 8
17 | 2015-08-21 17:00 | 0 | 0 | 54% | 72% | 447.903 | 1265.904 | 54% | 72% | 247.1761 | 312.9596 | 0 | 0 | 0.0020799 | 0.0025726 | 8
18 | 2015-08-21 18:00 | 89.4378 | 188.3328 | 53% | 68% | 350.1707 | 1007.2432 | 53% | 68% | 247.1761 | 312.9596 | 0 | 0 | 0.0037239 | 0.004717 | 8
19 | 2015-08-21 19:00 | 198.7864 | 31.2396 | 55% | 61% | 257.4111 | 1041.2624 | 55% | 61% | 247.1761 | 312.9596 | 0 | 0 | 0.033488 | 0.00027722 | 8
20 | 2015-08-21 20:00 | 190.5028 | 0 | 42% | 52% | 157.8662 | 914.264 | 42% | 52% | 247.1761 | 312.9596 | 0 | 0 | 0.034373 | 0.0016427 | 8
21 | 2015-08-21 21:00 | 96.5438 | 0 | 29% | 59% | 143.9967 | 1037.338 | 29% | 59% | 244.1405 | 312.9596 | 0 | 0 | 0.0043911 | 0.0012771 | 8
22 | 2015-08-21 22:00 | 74.442 | 0 | 19% | 61% | 83.1535 | 1072.502 | 19% | 61% | 161.1955 | 312.9596 | 0 | 0 | 0.002988 | 0.0011846 | 8
23 | 2015-08-21 23:00 | 68.6828 | 39.837 | 15% | 67% | 55.7347 | 1138.157 | 15% | 67% | 128.0175 | 312.9596 | 0 | 0 | 0.0030192 | 4.6787e-05 | 8
0 | 2015-08-22 | 52.8868 | 13.4947 | 8% | 66% | 13.4692 | 1146.9173 | 8% | 66% | 69.956 | 312.9596 | 0 | 0 | 0.0018375 | 0.00081186 | 8
1 | 2015-08-22 01:00 | 35.59 | 90.5312 | 6% | 58% | 14.177 | 929.2248 | 6% | 58% | 53.367 | 312.9596 | 0 | 0 | 0.00047837 | 4.991e-06 | 8
2 | 2015-08-22 02:00 | 18.5276 | 186.4902 | 4% | 54% | 14.6504 | 762.9378 | 4% | 54% | 36.778 | 312.9596 | 0 | 0 | 6.9075e-05 | 0.0033467 | 8
3 | 2015-08-22 03:00 | 8.4898 | 0 | 4% | 44% | 24.6882 | 773.608 | 4% | 44% | 36.778 | 312.9596 | 0 | 0 | 1.4369e-05 | 0.0013793 | 8
4 | 2015-08-22 04:00 | 3.6677 | 0 | 3% | 50% | 21.2158 | 879.1 | 3% | 50% | 28.4835 | 312.9596 | 0 | 0 | 5.5187e-05 | 0.0015923 | 8
5 | 2015-08-22 05:00 | 9.8672 | 123.6038 | 3% | 52% | 15.0163 | 790.6602 | 3% | 52% | 28.4835 | 312.9596 | 0 | 0 | 2.071e-09 | 0.00088629 | 8
6 | 2015-08-22 06:00 | 12.0539 | 89.6773 | 3% | 47% | 12.8296 | 736.6767 | 3% | 47% | 28.4835 | 312.9596 | 0 | 0 | 7.1918e-06 | 0.00016841 | 8
7 | 2015-08-22 07:00 | 6.9686 | 28.5955 | 3% | 43% | 17.9149 | 727.4305 | 3% | 43% | 28.4835 | 312.9596 | 0 | 0 | 1.1896e-05 | 0.0013258 | 8
8 | 2015-08-22 08:00 | 24.9323 | 0 | 4% | 41% | 8.2457 | 720.862 | 4% | 41% | 36.778 | 312.9596 | 0 | 0 | 0.00025705 | 0.0014323 | 8
9 | 2015-08-22 09:00 | 17.4739 | 26.1264 | 2% | 38% | -0.88492 | 641.9896 | 2% | 38% | 20.189 | 312.9596 | 0 | 0 | 0.00019461 | 0.00044595 | 8
10 | 2015-08-22 10:00 | 13.4414 | 201.1876 | 2% | 37% | 3.1476 | 449.3464 | 2% | 37% | 20.189 | 312.9596 | 0 | 0 | 8.2601e-05 | 0.0062695 | 8
11 | 2015-08-22 11:00 | 1.4556 | 160.1874 | 1% | 32% | 6.8389 | 402.4366 | 1% | 32% | 11.8945 | 312.9596 | 0 | 0 | 7.2563e-06 | 0.0031412 | 8
12 | 2015-08-22 12:00 | 0 | 0 | 2% | 25% | 16.589 | 439.55 | 2% | 25% | 20.189 | 312.9596 | 0 | 0 | 5.0648e-05 | 0.00049903 | 8
13 | 2015-08-22 13:00 | 0 | 0 | 3% | 27% | 24.8835 | 474.714 | 3% | 27% | 28.4835 | 312.9596 | 0 | 0 | 0.00014044 | 0.0010126 | 8
14 | 2015-08-22 14:00 | 0 | 0 | 3% | 37% | 24.8835 | 650.534 | 3% | 37% | 28.4835 | 312.9596 | 0 | 0 | 0.00014044 | 0.0012424 | 8
15 | 2015-08-22 15:00 | 0 | 5.0082 | 5% | 37% | 41.4725 | 645.5258 | 5% | 37% | 45.0725 | 312.9596 | 0 | 0 | 0.00019983 | 0.0010497 | 8
16 | 2015-08-22 16:00 | 6.3662 | 121.0142 | 6% | 36% | 43.4008 | 511.9378 | 6% | 36% | 53.367 | 312.9596 | 0 | 0 | 0.00017851 | 0.0015241 | 8
17 | 2015-08-22 17:00 | 5.8602 | 93.8778 | 5% | 27% | 35.6123 | 380.8362 | 5% | 27% | 45.0725 | 312.9596 | 0 | 0 | 5e-05 | 0.00046541 | 8
18 | 2015-08-22 18:00 | 11.3219 | 121.9529 | 6% | 23% | 38.4451 | 282.4331 | 6% | 23% | 53.367 | 312.9596 | 0 | 0 | 5.4558e-05 | 0.0019068 | 8
19 | 2015-08-22 19:00 | 26.9669 | 54.9467 | 6% | 14% | 22.8001 | 191.2013 | 6% | 14% | 53.367 | 246.148 | 0 | 0 | 0.00013169 | 0.00012752 | 8
20 | 2015-08-22 20:00 | 23.26 | 36.6503 | 5% | 11% | 18.2125 | 156.7517 | 5% | 11% | 45.0725 | 193.402 | 0 | 0 | 0.00019339 | 1.2019e-05 | 8
21 | 2015-08-22 21:00 | 17.333 | 0 | 4% | 9% | 15.845 | 158.238 | 4% | 9% | 36.778 | 158.238 | 0 | 0 | 4.7209e-05 | 0.00021667 | 8
22 | 2015-08-22 22:00 | 13.6547 | 0.62676 | 3% | 11% | 11.2288 | 192.7752 | 3% | 11% | 28.4835 | 193.402 | 0 | 0 | 2.1268e-05 | 0.00028975 | 8
23 | 2015-08-22 23:00 | 19.0535 | 120.7367 | 4% | 14% | 14.1245 | 125.4113 | 4% | 14% | 36.778 | 246.148 | 0 | 0 | 8.0015e-05 | 0.0023728 | 8
0 | 2015-08-23 | 15.8915 | 39.9034 | 3% | 8% | 8.992 | 100.7526 | 3% | 8% | 28.4835 | 140.656 | 0 | 0 | 5.3413e-05 | 6.8233e-05 | 8
1 | 2015-08-23 01:00 | 14.4412 | 10.7567 | 2% | 6% | 2.1478 | 94.7353 | 2% | 6% | 20.189 | 105.492 | 0 | 0 | 0.00010596 | 2.7166e-05 | 8
2 | 2015-08-23 02:00 | 5.016 | 10.1533 | 1% | 6% | 3.2785 | 95.3387 | 1% | 6% | 11.8945 | 105.492 | 0 | 0 | 2.556e-06 | 3.0861e-05 | 8
3 | 2015-08-23 03:00 | 8.4092 | 0 | 1% | 5% | -0.11474 | 87.91 | 1% | 5% | 11.8945 | 87.91 | 0 | 0 | 3.2373e-05 | 0.00013567 | 8
4 | 2015-08-23 04:00 | 7.416 | 0 | 1% | 6% | 0.8785 | 105.492 | 1% | 6% | 11.8945 | 105.492 | 0 | 0 | 2.018e-05 | 0.00012837 | 8
5 | 2015-08-23 05:00 | 5.2002 | 0 | 1% | 7% | 3.0943 | 123.074 | 1% | 7% | 11.8945 | 123.074 | 0 | 0 | 3.3154e-06 | 0.00012763 | 8
6 | 2015-08-23 06:00 | 3.9504 | 0 | 1% | 7% | 4.3441 | 123.074 | 1% | 7% | 11.8945 | 123.074 | 0 | 0 | 9.8617e-08 | 0.00012763 | 8
7 | 2015-08-23 07:00 | 1.0375 | 0 | 0% | 6% | -1.0375 | 105.492 | 0% | 6% | 3.6 | 105.492 | 0 | 0 | 0.00061992 | 0.00012837 | 8
8 | 2015-08-23 08:00 | 2.1002 | 61.2242 | 0% | 9% | -2.1002 | 97.0138 | 0% | 9% | 3.6 | 158.238 | 0 | 0 | 0.00055776 | 0.0004041 | 8
9 | 2015-08-23 09:00 | 3.6002 | 78.2008 | 1% | 8% | 4.6943 | 62.4552 | 1% | 8% | 11.8945 | 140.656 | 0 | 0 | 1.1691e-08 | 0.00090255 | 8
10 | 2015-08-23 10:00 | 2.4504 | 54.4232 | 0% | 4% | -2.4504 | 15.9048 | 0% | 4% | 3.6 | 70.328 | 0 | 0 | 0.000538 | 0.00045962 | 8
11 | 2015-08-23 11:00 | 1.9003 | 31.9613 | 0% | 4% | -1.9003 | 38.3667 | 0% | 4% | 3.6 | 70.328 | 0 | 0 | 0.0005692 | 7.5053e-05 | 8
12 | 2015-08-23 12:00 | 2.6009 | 0 | 0% | 3% | -2.6009 | 52.746 | 0% | 3% | 3.6 | 52.746 | 0 | 0 | 0.00052961 | 5.3688e-05 | 8
13 | 2015-08-23 13:00 | 2.1378 | 0 | 0% | 7% | -2.1378 | 123.074 | 0% | 7% | 3.6 | 123.074 | 0 | 0 | 0.00055562 | 0.00012763 | 8
14 | 2015-08-23 14:00 | 1.6004 | 0 | 0% | 9% | -1.6004 | 158.238 | 0% | 9% | 3.6 | 158.238 | 0 | 0 | 0.00058658 | 0.00021667 | 8
15 | 2015-08-23 15:00 | 2.39 | 0 | 0% | 9% | -2.39 | 158.238 | 0% | 9% | 3.6 | 158.238 | 0 | 0 | 0.00054138 | 0.00021667 | 8
16 | 2015-08-23 16:00 | 4.8005 | 18.3148 | 1% | 13% | 3.494 | 210.2512 | 1% | 13% | 11.8945 | 228.566 | 0 | 0 | 1.7927e-06 | 6.2077e-05 | 8
17 | 2015-08-23 17:00 | 2.5148 | 36.9713 | 1% | 12% | 5.7797 | 174.0127 | 1% | 12% | 11.8945 | 210.984 | 0 | 0 | 2.0071e-06 | 3.5834e-06 | 8
18 | 2015-08-23 18:00 | 0.31188 | 19.4845 | 1% | 9% | 7.9826 | 138.7535 | 1% | 9% | 11.8945 | 158.238 | 0 | 0 | 1.6586e-05 | 1.3233e-05 | 8
19 | 2015-08-23 19:00 | 0 | 0 | 1% | 8% | 8.2945 | 140.656 | 1% | 8% | 11.8945 | 140.656 | 0 | 0 | 1.979e-05 | 0.00020838 | 8
20 | 2015-08-23 20:00 | 12.1144 | 0 | 2% | 12% | 4.4746 | 210.984 | 2% | 12% | 20.189 | 210.984 | 0 | 0 | 5.6078e-05 | 0.00036614 | 8
21 | 2015-08-23 21:00 | 25.5809 | 67.3207 | 3% | 14% | -0.69738 | 178.8273 | 3% | 14% | 28.4835 | 246.148 | 0 | 0 | 0.00036063 | 0.000336 | 8
22 | 2015-08-23 22:00 | 15.0176 | 141.5407 | 5% | 16% | 26.4549 | 139.7713 | 5% | 16% | 45.0725 | 281.312 | 0 | 0 | 1.5755e-05 | 0.0034508 | 8
23 | 2015-08-23 23:00 | 0 | 72.994 | 8% | 10% | 66.356 | 102.826 | 8% | 10% | 69.956 | 175.82 | 0 | 0 | 0.00043663 | 0.00040859 | 8
0 | 2015-08-24 | 0 | 28.7106 | 17% | 9% | 141.0065 | 129.5274 | 17% | 9% | 144.6065 | 158.238 | 0 | 0 | 0.0012803 | 2.5913e-06 | 8
1 | 2015-08-24 01:00 | 0 | 0 | 23% | 7% | 190.7735 | 123.074 | 23% | 7% | 194.3735 | 123.074 | 0 | 0 | 0.0017877 | 0.00012763 | 8
2 | 2015-08-24 02:00 | 0 | 0 | 26% | 8% | 215.657 | 140.656 | 26% | 8% | 219.257 | 140.656 | 0 | 0 | 0.0024692 | 0.00020838 | 8
3 | 2015-08-24 03:00 | 0 | 0 | 29% | 7% | 240.5405 | 123.074 | 29% | 7% | 244.1405 | 123.074 | 0 | 0 | 0.002513 | 0.00012763 | 8
4 | 2015-08-24 04:00 | 0 | 0 | 39% | 6% | 323.4855 | 105.492 | 39% | 6% | 247.1761 | 105.492 | 0 | 0 | 0.0012092 | 0.00012837 | 8
5 | 2015-08-24 05:00 | 0 | 0 | 41% | 10% | 340.0745 | 175.82 | 41% | 10% | 247.1761 | 175.82 | 0 | 0 | 0.0021365 | 0.00045381 | 8
6 | 2015-08-24 06:00 | 4.2793 | 0 | 45% | 11% | 368.9732 | 193.402 | 45% | 11% | 247.1761 | 193.402 | 0 | 0 | 0.00085128 | 0.00030201 | 8
7 | 2015-08-24 07:00 | 0 | 0 | 41% | 15% | 340.0745 | 263.73 | 41% | 15% | 247.1761 | 263.73 | 0 | 0 | 0.0021365 | 0.00056942 | 8
8 | 2015-08-24 08:00 | 0 | 15.8596 | 36% | 16% | 298.602 | 265.4524 | 36% | 16% | 247.1761 | 281.312 | 0 | 0 | 0.0017602 | 0.00016228 | 8
9 | 2015-08-24 09:00 | 60.7435 | 47.2822 | 39% | 15% | 262.742 | 216.4478 | 39% | 15% | 247.1761 | 263.73 | 0 | 0 | 0.0014792 | 9.1803e-06 | 8
10 | 2015-08-24 10:00 | 42.4352 | 69.8424 | 29% | 12% | 198.1053 | 141.1416 | 29% | 12% | 244.1405 | 210.984 | 0 | 0 | 1.0628e-06 | 0.0004239 | 8
11 | 2015-08-24 11:00 | 75.7754 | 71.8967 | 25% | 12% | 131.5871 | 139.0873 | 25% | 12% | 210.9625 | 210.984 | 0 | 0 | 0.0022134 | 0.00047338 | 8
12 | 2015-08-24 12:00 | 85.1263 | 0 | 21% | 9% | 89.0582 | 158.238 | 21% | 9% | 177.7845 | 158.238 | 0 | 0 | 0.0025731 | 0.00021667 | 8
13 | 2015-08-24 13:00 | 62.4662 | 0 | 16% | 11% | 70.2458 | 193.402 | 16% | 11% | 136.312 | 193.402 | 0 | 0 | 0.0013015 | 0.00030201 | 8
14 | 2015-08-24 14:00 | 41.7992 | 8.8748 | 14% | 13% | 74.3238 | 219.6912 | 14% | 13% | 119.723 | 228.566 | 0 | 0 | 0.00039517 | 0.00017551 | 8
15 | 2015-08-24 15:00 | 31.6586 | 35.5879 | 13% | 14% | 76.1699 | 210.5601 | 13% | 14% | 111.4285 | 246.148 | 0 | 0 | 0.00012836 | 7.9511e-08 | 8
16 | 2015-08-24 16:00 | 18.6457 | 90.4424 | 13% | 14% | 89.1828 | 155.7056 | 13% | 14% | 111.4285 | 246.148 | 0 | 0 | 1.8999e-05 | 0.00099107 | 8
17 | 2015-08-24 17:00 | 32.1462 | 36.3895 | 16% | 11% | 100.5658 | 157.0125 | 16% | 11% | 136.312 | 193.402 | 0 | 0 | 2.284e-07 | 1.1013e-05 | 8
18 | 2015-08-24 18:00 | 56.9255 | 0 | 18% | 11% | 92.3755 | 193.402 | 18% | 11% | 152.901 | 193.402 | 0 | 0 | 0.0013842 | 0.00030201 | 8
19 | 2015-08-24 19:00 | 74.2279 | 0 | 22% | 13% | 108.2511 | 228.566 | 22% | 13% | 186.079 | 228.566 | 0 | 0 | 0.0026178 | 0.00033473 | 8
20 | 2015-08-24 20:00 | 71.7862 | 0 | 27% | 19% | 152.1653 | 334.058 | 27% | 19% | 227.5515 | 312.9596 | 0 | 0 | 0.002095 | 0.00062468 | 8
21 | 2015-08-24 21:00 | 22.9057 | 140.1904 | 37% | 22% | 283.9908 | 246.6136 | 37% | 22% | 247.1761 | 312.9596 | 0 | 0 | 0.00064341 | 0.0032391 | 8
22 | 2015-08-24 22:00 | 0 | 84.0938 | 36% | 15% | 298.602 | 179.6362 | 36% | 15% | 247.1761 | 263.73 | 0 | 0 | 0.0017602 | 0.00057442 | 8
23 | 2015-08-24 23:00 | 0 | 0 | 39% | 11% | 323.4855 | 193.402 | 39% | 11% | 247.1761 | 193.402 | 0 | 0 | 0.0012092 | 0.00030201 | 8
0 | 2015-08-25 | 0 | 21.2924 | 45% | 11% | 373.2525 | 172.1096 | 45% | 11% | 247.1761 | 193.402 | 0 | 0 | 0.001179 | 2.7753e-05 | 8
1 | 2015-08-25 01:00 | 0 | 12.7678 | 42% | 11% | 348.369 | 180.6342 | 42% | 11% | 247.1761 | 193.402 | 0 | 0 | 0.0019602 | 0.00010235 | 8
2 | 2015-08-25 02:00 | 0 | 0 | 40% | 9% | 331.78 | 158.238 | 40% | 9% | 247.1761 | 158.238 | 0 | 0 | 0.0016112 | 0.00021667 | 8
3 | 2015-08-25 03:00 | 0 | 0 | 37% | 9% | 306.8965 | 158.238 | 37% | 9% | 247.1761 | 158.238 | 0 | 0 | 0.002807 | 0.00021667 | 8
4 | 2015-08-25 04:00 | 0 | 0 | 39% | 11% | 323.4855 | 193.402 | 39% | 11% | 247.1761 | 193.402 | 0 | 0 | 0.0012092 | 0.00030201 | 8
5 | 2015-08-25 05:00 | 0 | 0 | 44% | 11% | 364.958 | 193.402 | 44% | 11% | 247.1761 | 193.402 | 0 | 0 | 0.002895 | 0.00030201 | 8
6 | 2015-08-25 06:00 | 5.5441 | 0 | 38% | 12% | 309.6469 | 210.984 | 38% | 12% | 247.1761 | 210.984 | 0 | 0 | 0.0013909 | 0.00036614 | 8
7 | 2015-08-25 07:00 | 10.947 | 0 | 33% | 12% | 262.7715 | 210.984 | 33% | 12% | 247.1761 | 210.984 | 0 | 0 | 0.00086341 | 0.00036614 | 8
8 | 2015-08-25 08:00 | 32.5339 | 0 | 27% | 11% | 191.4176 | 193.402 | 27% | 11% | 227.5515 | 193.402 | 0 | 0 | 2.4079e-06 | 0.00030201 | 8
9 | 2015-08-25 09:00 | 89.7092 | 3.2918 | 22% | 9% | 92.7698 | 154.9462 | 22% | 9% | 186.079 | 158.238 | 0 | 0 | 0.004876 | 0.00016506 | 8
10 | 2015-08-25 10:00 | 72.2324 | 0 | 14% | 8% | 43.8906 | 140.656 | 14% | 8% | 119.723 | 140.656 | 0 | 0 | 0.0032001 | 0.00020838 | 8
11 | 2015-08-25 11:00 | 50.8744 | 20.3622 | 8% | 9% | 15.4816 | 137.8758 | 8% | 9% | 69.956 | 158.238 | 0 | 0 | 0.0016353 | 9.8503e-06 | 8
12 | 2015-08-25 12:00 | 43.9189 | 34.2994 | 6% | 9% | 5.8481 | 123.9386 | 6% | 9% | 53.367 | 158.238 | 0 | 0 | 0.0010185 | 2.2929e-05 | 8
13 | 2015-08-25 13:00 | 21.1122 | 34.2994 | 3% | 8% | 3.7713 | 106.3566 | 3% | 8% | 28.4835 | 140.656 | 0 | 0 | 0.00018503 | 2.5735e-05 | 8
14 | 2015-08-25 14:00 | 12.0062 | 0 | 2% | 7% | 4.5828 | 123.074 | 2% | 7% | 20.189 | 123.074 | 0 | 0 | 5.4143e-05 | 0.00012763 | 8
15 | 2015-08-25 15:00 | 3.9986 | 0 | 1% | 8% | 4.2959 | 140.656 | 1% | 8% | 11.8945 | 140.656 | 0 | 0 | 1.3853e-07 | 0.00020838 | 8
16 | 2015-08-25 16:00 | 3.1345 | 0 | 1% | 9% | 5.16 | 158.238 | 1% | 9% | 11.8945 | 158.238 | 0 | 0 | 4.4837e-07 | 0.00021667 | 8
17 | 2015-08-25 17:00 | 1.0369 | 46.7551 | 1% | 9% | 7.2576 | 111.4829 | 1% | 9% | 11.8945 | 158.238 | 0 | 0 | 1.023e-05 | 0.00014096 | 8
18 | 2015-08-25 18:00 | 4.0375 | 36.1224 | 2% | 6% | 12.5515 | 69.3696 | 2% | 6% | 20.189 | 105.492 | 0 | 0 | 5.0582e-06 | 8.4917e-05 | 8
19 | 2015-08-25 19:00 | 1.5278 | 0 | 2% | 6% | 15.0612 | 105.492 | 2% | 6% | 20.189 | 105.492 | 0 | 0 | 2.7823e-05 | 0.00012837 | 8
20 | 2015-08-25 20:00 | 0.8976 | 0 | 3% | 8% | 23.9859 | 140.656 | 3% | 8% | 28.4835 | 140.656 | 0 | 0 | 0.00011596 | 0.00020838 | 8
21 | 2015-08-25 21:00 | 2.6582 | 0 | 4% | 17% | 30.5198 | 298.894 | 4% | 17% | 36.778 | 298.894 | 0 | 0 | 0.0001171 | 0.00072044 | 8
22 | 2015-08-25 22:00 | 24.9872 | 0 | 4% | 21% | 8.1908 | 369.222 | 4% | 21% | 36.778 | 312.9596 | 0 | 0 | 0.00025918 | 0.00058222 | 8
23 | 2015-08-25 23:00 | 15.4362 | 166.7297 | 4% | 26% | 17.7418 | 290.4023 | 4% | 26% | 36.778 | 312.9596 | 0 | 0 | 2.1013e-05 | 0.0035724 | 8
0 | 2015-08-26 | 5.8154 | 73.5509 | 5% | 18% | 35.6571 | 242.9251 | 5% | 18% | 45.0725 | 312.9596 | 0 | 0 | 5.0766e-05 | 0.00028351 | 8
1 | 2015-08-26 01:00 | 0 | 83.0146 | 5% | 15% | 41.4725 | 180.7154 | 5% | 15% | 45.0725 | 263.73 | 0 | 0 | 0.00019983 | 0.00054537 | 8
2 | 2015-08-26 02:00 | 31.5312 | 90.696 | 9% | 15% | 43.1193 | 173.034 | 9% | 15% | 78.2505 | 263.73 | 0 | 0 | 0.00013208 | 0.00076852 | 8
3 | 2015-08-26 03:00 | 19.7606 | 0 | 8% | 12% | 46.5954 | 210.984 | 8% | 12% | 69.956 | 210.984 | 0 | 0 | 8.5737e-06 | 0.00036614 | 8
4 | 2015-08-26 04:00 | 10.7633 | 0 | 6% | 11% | 39.0037 | 193.402 | 6% | 11% | 53.367 | 193.402 | 0 | 0 | 6.496e-05 | 0.00030201 | 8
5 | 2015-08-26 05:00 | 7.0748 | 0 | 6% | 14% | 42.6922 | 246.148 | 6% | 14% | 53.367 | 246.148 | 0 | 0 | 0.00015642 | 0.00039837 | 8
6 | 2015-08-26 06:00 | 9.184 | 0 | 6% | 14% | 40.583 | 246.148 | 6% | 14% | 53.367 | 246.148 | 0 | 0 | 9.9278e-05 | 0.00039837 | 8
7 | 2015-08-26 07:00 | 28.0234 | 0 | 6% | 14% | 21.7436 | 246.148 | 6% | 14% | 53.367 | 246.148 | 0 | 0 | 0.00016254 | 0.00039837 | 8
8 | 2015-08-26 08:00 | 21.0096 | 0 | 4% | 14% | 12.1684 | 246.148 | 4% | 14% | 36.778 | 246.148 | 0 | 0 | 0.00012777 | 0.00039837 | 8
9 | 2015-08-26 09:00 | 11.8979 | 0 | 2% | 19% | 4.6911 | 334.058 | 2% | 19% | 20.189 | 312.9596 | 0 | 0 | 5.2237e-05 | 0.00062468 | 8
10 | 2015-08-26 10:00 | 8.6545 | 0 | 1% | 27% | -0.36002 | 474.714 | 1% | 27% | 11.8945 | 312.9596 | 0 | 0 | 3.5825e-05 | 0.0010126 | 8
11 | 2015-08-26 11:00 | 2.1658 | 0 | 0% | 34% | -2.1658 | 597.788 | 0% | 34% | 3.6 | 312.9596 | 0 | 0 | 0.00055403 | 0.0013815 | 8
12 | 2015-08-26 12:00 | 1.5532 | 0 | 0% | 33% | -1.5532 | 580.206 | 0% | 33% | 3.6 | 312.9596 | 0 | 0 | 0.00058935 | 0.00091083 | 8
13 | 2015-08-26 13:00 | 1.2533 | 0 | 0% | 32% | -1.2533 | 562.624 | 0% | 32% | 3.6 | 312.9596 | 0 | 0 | 0.00060703 | 0.0012294 | 8
14 | 2015-08-26 14:00 | 0.2904 | 22.7479 | 0% | 29% | -0.2904 | 487.1301 | 0% | 29% | 3.6 | 312.9596 | 0 | 0 | 0.00066558 | 0.00044741 | 8
15 | 2015-08-26 15:00 | 3.9524 | 0 | 1% | 23% | 4.3421 | 404.386 | 1% | 23% | 11.8945 | 312.9596 | 0 | 0 | 1.0017e-07 | 0.00066025 | 8
16 | 2015-08-26 16:00 | 4.5018 | 0 | 1% | 22% | 3.7927 | 386.804 | 1% | 22% | 11.8945 | 312.9596 | 0 | 0 | 9.5807e-07 | 0.00052086 | 8
17 | 2015-08-26 17:00 | 3.9268 | 0 | 1% | 25% | 4.3677 | 439.55 | 1% | 25% | 11.8945 | 312.9596 | 0 | 0 | 8.1528e-08 | 0.00049903 | 8
18 | 2015-08-26 18:00 | 0 | 0 | 3% | 21% | 24.8835 | 369.222 | 3% | 21% | 28.4835 | 312.9596 | 0 | 0 | 0.00014044 | 0.00058222 | 8
19 | 2015-08-26 19:00 | 0 | 276.6414 | 6% | 31% | 49.767 | 268.4006 | 6% | 31% | 53.367 | 312.9596 | 0 | 0 | 0.00044252 | 0.016387 | 8
20 | 2015-08-26 20:00 | 2.309 | 128.3929 | 13% | 22% | 105.5195 | 258.4111 | 13% | 22% | 111.4285 | 312.9596 | 0 | 0 | 0.00057863 | 0.0025203 | 8
21 | 2015-08-26 21:00 | 0 | 0 | 16% | 17% | 132.712 | 298.894 | 16% | 17% | 136.312 | 298.894 | 0 | 0 | 0.0015393 | 0.00072044 | 8
22 | 2015-08-26 22:00 | 56.759 | 0 | 23% | 33% | 134.0145 | 580.206 | 23% | 33% | 194.3735 | 312.9596 | 0 | 0 | 0.00068373 | 0.00091083 | 8
23 | 2015-08-26 23:00 | 19.9346 | 0 | 25% | 34% | 187.4279 | 597.788 | 25% | 34% | 210.9625 | 312.9596 | 0 | 0 | 0.00041111 | 0.0013815 | 8
0 | 2015-08-27 | 0 | 132.4762 | 32% | 35% | 265.424 | 482.8938 | 32% | 35% | 247.1761 | 312.9596 | 0 | 0 | 0.0023953 | 0.0018996 | 8
1 | 2015-08-27 01:00 | 0 | 84.6036 | 33% | 33% | 273.7185 | 495.6024 | 33% | 33% | 247.1761 | 312.9596 | 0 | 0 | 0.0018132 | 0.00032182 | 8
2 | 2015-08-27 02:00 | 0 | 18.2459 | 42% | 25% | 348.369 | 421.3041 | 42% | 25% | 247.1761 | 312.9596 | 0 | 0 | 0.0019602 | 0.00014307 | 8
3 | 2015-08-27 03:00 | 0 | 0 | 48% | 25% | 398.136 | 439.55 | 48% | 25% | 247.1761 | 312.9596 | 0 | 0 | 0.0016731 | 0.00049903 | 8
4 | 2015-08-27 04:00 | 0 | 74.7246 | 47% | 22% | 389.8415 | 312.0794 | 47% | 22% | 247.1761 | 312.9596 | 0 | 0 | 0.0028582 | 0.00038724 | 8
5 | 2015-08-27 05:00 | 0 | 150.7477 | 53% | 21% | 439.6085 | 218.4743 | 53% | 21% | 247.1761 | 312.9596 | 0 | 0 | 0.0021906 | 0.0037959 | 8
6 | 2015-08-27 06:00 | 0 | 88.0326 | 53% | 16% | 439.6085 | 193.2794 | 53% | 16% | 247.1761 | 281.312 | 0 | 0 | 0.0021906 | 0.00080148 | 8
7 | 2015-08-27 07:00 | 12.8476 | 0 | 60% | 12% | 484.8224 | 210.984 | 60% | 12% | 247.1761 | 210.984 | 0 | 0 | 0.00070522 | 0.00036614 | 8
8 | 2015-08-27 08:00 | 62.5691 | 34.9505 | 55% | 12% | 393.6284 | 176.0335 | 55% | 12% | 247.1761 | 210.984 | 0 | 0 | 0.00035231 | 5.53e-07 | 8
9 | 2015-08-27 09:00 | 40.7444 | 119.1688 | 46% | 12% | 340.8026 | 91.8152 | 46% | 12% | 247.1761 | 210.984 | 0 | 0 | 3.3032e-06 | 0.0023662 | 8
10 | 2015-08-27 10:00 | 0 | 118.4099 | 34% | 11% | 282.013 | 74.9921 | 34% | 11% | 247.1761 | 193.402 | 0 | 0 | 0.0017608 | 0.0024969 | 8
11 | 2015-08-27 11:00 | 37.4165 | 34.8622 | 28% | 9% | 194.8295 | 123.3758 | 28% | 9% | 235.846 | 158.238 | 0 | 0 | 0.00015972 | 2.6097e-05 | 8
12 | 2015-08-27 12:00 | 120.8072 | 2.675 | 28% | 9% | 111.4388 | 155.563 | 28% | 9% | 235.846 | 158.238 | 0 | 0 | 0.012809 | 0.0001742 | 8
13 | 2015-08-27 13:00 | 129.5694 | 0 | 24% | 10% | 69.4986 | 175.82 | 24% | 10% | 202.668 | 175.82 | 0 | 0 | 0.011585 | 0.00045381 | 8
14 | 2015-08-27 14:00 | 56.0724 | 60.1238 | 13% | 11% | 51.7561 | 133.2782 | 13% | 11% | 111.4285 | 193.402 | 0 | 0 | 0.0016617 | 0.00028284 | 8
15 | 2015-08-27 15:00 | 36.4696 | 60.3293 | 11% | 11% | 54.7699 | 133.0727 | 11% | 11% | 94.8395 | 193.402 | 0 | 0 | 0.00023218 | 0.00028678 | 8
16 | 2015-08-27 16:00 | 39.3422 | 73.3868 | 11% | 12% | 51.8973 | 137.5972 | 11% | 12% | 94.8395 | 210.984 | 0 | 0 | 0.00034972 | 0.00051098 | 8
17 | 2015-08-27 17:00 | 24.1106 | 0 | 12% | 10% | 75.4234 | 175.82 | 12% | 10% | 103.134 | 175.82 | 0 | 0 | 1.2841e-05 | 0.00045381 | 8
18 | 2015-08-27 18:00 | 0 | 132.2371 | 10% | 12% | 82.945 | 78.7469 | 10% | 12% | 86.545 | 210.984 | 0 | 0 | 0.00057035 | 0.0031446 | 8
19 | 2015-08-27 19:00 | 40.477 | 180.4204 | 16% | 16% | 92.235 | 100.8916 | 16% | 16% | 136.312 | 281.312 | 0 | 0 | 9.1505e-05 | 0.0065379 | 8
20 | 2015-08-27 20:00 | 48.3827 | 14.5508 | 15% | 9% | 76.0348 | 143.6872 | 15% | 9% | 128.0175 | 158.238 | 0 | 0 | 0.00092859 | 4.1523e-05 | 8
21 | 2015-08-27 21:00 | 124.3985 | 0 | 21% | 10% | 49.786 | 175.82 | 21% | 10% | 177.7845 | 175.82 | 0 | 0 | 0.0096183 | 0.00045381 | 8
22 | 2015-08-27 22:00 | 81.0064 | 0 | 16% | 15% | 51.7056 | 263.73 | 16% | 15% | 136.312 | 263.73 | 0 | 0 | 0.0034139 | 0.00056942 | 8
23 | 2015-08-27 23:00 | 49.5288 | 0.42 | 15% | 19% | 74.8887 | 333.638 | 15% | 19% | 128.0175 | 312.9596 | 0 | 0 | 0.0010147 | 0.0006128 | 8
0 | 2015-08-28 | 0 | 0 | 12% | 17% | 99.534 | 298.894 | 12% | 17% | 103.134 | 298.894 | 0 | 0 | 0.0010661 | 0.00072044 | 8
1 | 2015-08-28 01:00 | 0 | 0 | 16% | 21% | 132.712 | 369.222 | 16% | 21% | 136.312 | 312.9596 | 0 | 0 | 0.0015393 | 0.00058222 | 8
2 | 2015-08-28 02:00 | 0 | 0 | 20% | 23% | 165.89 | 404.386 | 20% | 23% | 169.49 | 312.9596 | 0 | 0 | 0.0021648 | 0.00066025 | 8
3 | 2015-08-28 03:00 | 0 | 0 | 23% | 27% | 190.7735 | 474.714 | 23% | 27% | 194.3735 | 312.9596 | 0 | 0 | 0.0017877 | 0.0010126 | 8
4 | 2015-08-28 04:00 | 0 | 0 | 27% | 25% | 223.9515 | 439.55 | 27% | 25% | 227.5515 | 312.9596 | 0 | 0 | 0.0016626 | 0.00049903 | 8
5 | 2015-08-28 05:00 | 0 | 29.464 | 35% | 27% | 290.3075 | 445.25 | 35% | 27% | 247.1761 | 312.9596 | 0 | 0 | 0.0019183 | 0.00022689 | 8
6 | 2015-08-28 06:00 | 0 | 16.6374 | 42% | 23% | 348.369 | 387.7486 | 42% | 23% | 247.1761 | 312.9596 | 0 | 0 | 0.0019602 | 0.0002635 | 8
7 | 2015-08-28 07:00 | 0 | 36.8627 | 55% | 18% | 456.1975 | 279.6133 | 55% | 18% | 247.1761 | 312.9596 | 0 | 0 | 0.0032109 | 1.6234e-05 | 8
8 | 2015-08-28 08:00 | 0 | 28.7054 | 56% | 18% | 464.492 | 287.7706 | 56% | 18% | 247.1761 | 312.9596 | 0 | 0 | 0.0029131 | 7.5146e-05 | 8
9 | 2015-08-28 09:00 | 110.0567 | 8.689 | 50% | 13% | 304.6683 | 219.877 | 50% | 13% | 247.1761 | 228.566 | 0 | 0 | 0.0064975 | 0.00017832 | 8
10 | 2015-08-28 10:00 | 110.6748 | 34.4795 | 42% | 11% | 237.6942 | 158.9225 | 42% | 11% | 247.1761 | 193.402 | 0 | 0 | 0.0079491 | 4.9829e-06 | 8
11 | 2015-08-28 11:00 | 123.4698 | 116.1266 | 28% | 10% | 108.7762 | 59.6934 | 28% | 10% | 235.846 | 175.82 | 0 | 0 | 0.013546 | 0.0020022 | 8
12 | 2015-08-28 12:00 | 98.8192 | 72.5231 | 18% | 5% | 50.4818 | 15.3869 | 18% | 5% | 152.901 | 87.91 | 0 | 0 | 0.0076936 | 0.0008762 | 8
13 | 2015-08-28 13:00 | 103.1285 | 30.1178 | 14% | 3% | 12.9945 | 22.6282 | 14% | 3% | 119.723 | 52.746 | 0 | 0 | 0.0088019 | 9.6093e-05 | 8
14 | 2015-08-28 14:00 | 42.13 | 0 | 6% | 2% | 7.637 | 35.164 | 6% | 2% | 53.367 | 35.164 | 0 | 0 | 0.00088545 | 3.8128e-05 | 8
15 | 2015-08-28 15:00 | 0 | 0 | 2% | 3% | 16.589 | 52.746 | 2% | 3% | 20.189 | 52.746 | 0 | 0 | 5.0648e-05 | 5.3688e-05 | 8
16 | 2015-08-28 16:00 | 0 | 2.9545 | 2% | 6% | 16.589 | 102.5375 | 2% | 6% | 20.189 | 105.492 | 0 | 0 | 5.0648e-05 | 9.3116e-05 | 8
17 | 2015-08-28 17:00 | 35.4696 | 16.8664 | 6% | 6% | 14.2974 | 88.6256 | 6% | 6% | 53.367 | 105.492 | 0 | 0 | 0.00047205 | 3.0175e-06 | 8
18 | 2015-08-28 18:00 | 28.5541 | 52.7818 | 4% | 7% | 4.6239 | 70.2922 | 4% | 7% | 36.778 | 123.074 | 0 | 0 | 0.00041613 | 0.00035055 | 8
19 | 2015-08-28 19:00 | 11.0443 | 0 | 4% | 5% | 22.1337 | 87.91 | 4% | 5% | 36.778 | 87.91 | 0 | 0 | 5.0536e-07 | 0.00013567 | 8
20 | 2015-08-28 20:00 | 25.3505 | 0 | 4% | 6% | 7.8275 | 105.492 | 4% | 6% | 36.778 | 105.492 | 0 | 0 | 0.00027347 | 0.00012837 | 8
21 | 2015-08-28 21:00 | 28.8778 | 0 | 5% | 11% | 12.5947 | 193.402 | 5% | 11% | 45.0725 | 193.402 | 0 | 0 | 0.00042763 | 0.00030201 | 8
22 | 2015-08-28 22:00 | 17.8946 | 0 | 6% | 16% | 31.8724 | 281.312 | 6% | 16% | 53.367 | 281.312 | 0 | 0 | 2.8935e-07 | 0.00047347 | 8
23 | 2015-08-28 23:00 | 38.3003 | 0 | 7% | 18% | 19.7612 | 316.476 | 7% | 18% | 61.6615 | 312.9596 | 0 | 0 | 0.00064032 | 0.00062476 | 8
0 | 2015-08-29 | 39.3673 | 0 | 8% | 18% | 26.9887 | 316.476 | 8% | 18% | 69.956 | 312.9596 | 0 | 0 | 0.00070577 | 0.00062476 | 8
1 | 2015-08-29 01:00 | 30.916 | 0 | 7% | 20% | 27.1455 | 351.64 | 7% | 20% | 61.6615 | 312.9596 | 0 | 0 | 0.00026902 | 0.00057635 | 8
2 | 2015-08-29 02:00 | 45.681 | 0 | 10% | 22% | 37.264 | 386.804 | 10% | 22% | 86.545 | 312.9596 | 0 | 0 | 0.00097294 | 0.00052086 | 8
3 | 2015-08-29 03:00 | 5.5231 | 0 | 14% | 24% | 110.5999 | 421.968 | 14% | 24% | 119.723 | 312.9596 | 0 | 0 | 0.00056912 | 0.00062366 | 8
4 | 2015-08-29 04:00 | 63.8772 | 0 | 22% | 24% | 118.6018 | 421.968 | 22% | 24% | 186.079 | 312.9596 | 0 | 0 | 0.0014965 | 0.00062366 | 8
5 | 2015-08-29 05:00 | 66.5186 | 0 | 28% | 24% | 165.7274 | 421.968 | 28% | 24% | 235.846 | 312.9596 | 0 | 0 | 0.0022776 | 0.00062366 | 8
6 | 2015-08-29 06:00 | 113.4424 | 0 | 34% | 20% | 168.5706 | 351.64 | 34% | 20% | 247.1761 | 312.9596 | 0 | 0 | 0.0089882 | 0.00057635 | 8
7 | 2015-08-29 07:00 | 0 | 7.075 | 38% | 19% | 315.191 | 326.983 | 38% | 19% | 247.1761 | 312.9596 | 0 | 0 | 0.0019341 | 0.00043972 | 8
8 | 2015-08-29 08:00 | 0 | 17.6291 | 55% | 21% | 456.1975 | 351.5929 | 55% | 21% | 247.1761 | 312.9596 | 0 | 0 | 0.0032109 | 0.00019888 | 8
9 | 2015-08-29 09:00 | 0 | 5.3573 | 64% | 21% | 530.848 | 363.8647 | 64% | 21% | 247.1761 | 312.9596 | 0 | 0 | 0.0014193 | 0.00044446 | 8
10 | 2015-08-29 10:00 | 32.1182 | 1.1153 | 73% | 21% | 573.3803 | 368.1067 | 73% | 21% | 247.1761 | 312.9596 | 0 | 0 | 1.6446e-05 | 0.00055201 | 8
11 | 2015-08-29 11:00 | 61.3381 | 114.2309 | 72% | 24% | 535.8659 | 307.7371 | 72% | 24% | 247.1761 | 312.9596 | 0 | 0 | 0.00095602 | 0.0015998 | 8
12 | 2015-08-29 12:00 | 95.5144 | 52.5571 | 70% | 20% | 485.1006 | 299.0829 | 70% | 20% | 247.1761 | 312.9596 | 0 | 0 | 0.0056723 | 3.4637e-05 | 8
13 | 2015-08-29 13:00 | 250.5828 | 0 | 68% | 20% | 313.4432 | 351.64 | 68% | 20% | 247.1761 | 312.9596 | 0.001 | 0 | 0.062629 | 0.00057635 | 8
14 | 2015-08-29 14:00 | 262.0195 | 0 | 69% | 21% | 310.301 | 369.222 | 69% | 21% | 247.1761 | 312.9596 | 0.006 | 0 | 0.065243 | 0.00058222 | 8
15 | 2015-08-29 15:00 | 103.9949 | 0 | 57% | 23% | 368.7916 | 404.386 | 57% | 23% | 247.1761 | 312.9596 | 0 | 0 | 0.007098 | 0.00066025 | 8
16 | 2015-08-29 16:00 | 0 | 0 | 42% | 26% | 348.369 | 457.132 | 42% | 26% | 247.1761 | 312.9596 | 0 | 0 | 0.0019602 | 0.0012292 | 8
17 | 2015-08-29 17:00 | 0 | 156.5004 | 43% | 25% | 356.6635 | 283.0496 | 43% | 25% | 247.1761 | 312.9596 | 0 | 0 | 0.0028785 | 0.0044453 | 8
18 | 2015-08-29 18:00 | 0 | 156.5004 | 50% | 22% | 414.725 | 230.3036 | 50% | 22% | 247.1761 | 312.9596 | 0 | 0 | 0.0027122 | 0.004381 | 8
19 | 2015-08-29 19:00 | 106.0195 | 0 | 39% | 13% | 217.466 | 228.566 | 39% | 13% | 247.1761 | 228.566 | 0 | 0 | 0.0086575 | 0.00033473 | 8
20 | 2015-08-29 20:00 | 173.1054 | 0 | 41% | 13% | 166.9691 | 228.566 | 41% | 13% | 247.1761 | 228.566 | 0 | 0 | 0.026399 | 0.00033473 | 8
21 | 2015-08-29 21:00 | 61.8852 | 0.41784 | 26% | 19% | 153.7718 | 333.6402 | 26% | 19% | 219.257 | 312.9596 | 0 | 0 | 0.00062097 | 0.00061286 | 8
22 | 2015-08-29 22:00 | 47.0992 | 0 | 20% | 16% | 118.7908 | 281.312 | 20% | 16% | 169.49 | 281.312 | 0 | 0 | 0.00010519 | 0.00047347 | 8
23 | 2015-08-29 23:00 | 14.1922 | 0 | 18% | 23% | 135.1088 | 404.386 | 18% | 23% | 152.901 | 312.9596 | 0 | 0 | 0.00020491 | 0.00066025 | 8
0 | 2015-08-30 | 22.8779 | 4.0685 | 16% | 24% | 109.8341 | 417.8995 | 16% | 24% | 136.312 | 312.9596 | 0 | 0 | 0.00013577 | 0.00051344 | 8
1 | 2015-08-30 01:00 | 98.798 | 0 | 18% | 27% | 50.503 | 474.714 | 18% | 27% | 152.901 | 312.9596 | 0 | 0 | 0.0076892 | 0.0010126 | 8
2 | 2015-08-30 02:00 | 137.115 | 0 | 21% | 31% | 37.0695 | 545.042 | 21% | 31% | 177.7845 | 312.9596 | 0 | 0 | 0.01286 | 0.00086046 | 8
3 | 2015-08-30 03:00 | 132.371 | 0 | 16% | 34% | 0.34096 | 597.788 | 16% | 34% | 136.312 | 312.9596 | 0 | 0 | 0.014485 | 0.0013815 | 8
4 | 2015-08-30 04:00 | 109.9993 | 0 | 16% | 34% | 22.7127 | 597.788 | 16% | 34% | 136.312 | 312.9596 | 0 | 0 | 0.0087204 | 0.0013815 | 8
5 | 2015-08-30 05:00 | 65.1953 | 41.434 | 16% | 37% | 67.5167 | 609.1 | 16% | 37% | 136.312 | 312.9596 | 0 | 0 | 0.0015497 | 0.00013647 | 8
6 | 2015-08-30 06:00 | 0 | 174.9715 | 24% | 39% | 199.068 | 510.7265 | 24% | 39% | 202.668 | 312.9596 | 0 | 0 | 0.0023597 | 0.0037008 | 8
7 | 2015-08-30 07:00 | 0 | 253.9679 | 28% | 37% | 232.246 | 396.5661 | 28% | 37% | 235.846 | 312.9596 | 0 | 0 | 0.0010544 | 0.011925 | 8
8 | 2015-08-30 08:00 | 39.3547 | 107.9426 | 33% | 34% | 234.3638 | 489.8454 | 33% | 34% | 247.1761 | 312.9596 | 0 | 0 | 2.3668e-05 | 0.00058688 | 8
9 | 2015-08-30 09:00 | 0 | 0 | 41% | 33% | 340.0745 | 580.206 | 41% | 33% | 247.1761 | 312.9596 | 0 | 0 | 0.0021365 | 0.00091083 | 8
10 | 2015-08-30 10:00 | 0 | 0 | 48% | 50% | 398.136 | 879.1 | 48% | 50% | 247.1761 | 312.9596 | 0 | 0 | 0.0016731 | 0.0015923 | 8
11 | 2015-08-30 11:00 | 0 | 0 | 59% | 60% | 489.3755 | 1054.92 | 59% | 60% | 247.1761 | 312.9596 | 0 | 0 | 0.00068611 | 0.00090215 | 8
12 | 2015-08-30 12:00 | 17.0401 | 26.0059 | 62% | 62% | 497.2189 | 1064.0781 | 62% | 62% | 247.1761 | 312.9596 | 0 | 0 | 0.00053324 | 0.00079225 | 8
13 | 2015-08-30 13:00 | 0 | 0 | 61% | 60% | 505.9645 | 1054.92 | 61% | 60% | 247.1761 | 312.9596 | 0 | 0 | 0.001728 | 0.00090215 | 8
14 | 2015-08-30 14:00 | 38.6893 | 0 | 70% | 54% | 541.9257 | 949.428 | 70% | 54% | 247.1761 | 312.9596 | 0 | 0 | 4.6311e-05 | 0.0023249 | 8
15 | 2015-08-30 15:00 | 82.0306 | 0 | 74% | 57% | 531.7624 | 1002.174 | 74% | 57% | 247.1761 | 312.9596 | 0 | 0 | 0.0012136 | 0.0010699 | 8
16 | 2015-08-30 16:00 | 74.6443 | 98.937 | 68% | 61% | 489.3817 | 973.565 | 68% | 61% | 247.1761 | 312.9596 | 0 | 0 | 0.0014548 | 0.00047759 | 8
17 | 2015-08-30 17:00 | 13.9525 | 150.7015 | 67% | 52% | 541.779 | 763.5625 | 67% | 52% | 247.1761 | 312.9596 | 0 | 0 | 0.00044604 | 0.0020415 | 8
18 | 2015-08-30 18:00 | 32.1226 | 276.3994 | 65% | 49% | 507.0199 | 585.1186 | 65% | 49% | 247.1761 | 312.9596 | 0 | 0 | 1.9767e-06 | 0.013636 | 8
19 | 2015-08-30 19:00 | 149.4412 | 288.1549 | 69% | 48% | 422.8793 | 555.7811 | 69% | 48% | 247.1761 | 312.9596 | 0 | 0 | 0.014328 | 0.015184 | 8
20 | 2015-08-30 20:00 | 150.1865 | 0 | 69% | 32% | 422.134 | 562.624 | 69% | 32% | 247.1761 | 312.9596 | 0 | 0 | 0.014544 | 0.0012294 | 8
21 | 2015-08-30 21:00 | 43.4562 | 39.2471 | 56% | 42% | 421.0358 | 699.1969 | 56% | 42% | 247.1761 | 312.9596 | 0 | 0 | 2.5015e-06 | 0.00018955 | 8
22 | 2015-08-30 22:00 | 0 | 0 | 53% | 39% | 439.6085 | 685.698 | 53% | 39% | 247.1761 | 312.9596 | 0 | 0 | 0.0021906 | 0.0014964 | 8
23 | 2015-08-30 23:00 | 0 | 0 | 58% | 42% | 481.081 | 738.444 | 58% | 42% | 247.1761 | 312.9596 | 0 | 0 | 0.0013642 | 0.0013025 | 8
0 | 2015-08-31 | 12.071 | 0 | 58% | 42% | 469.01 | 738.444 | 58% | 42% | 247.1761 | 312.9596 | 0 | 0 | 0.00050097 | 0.0013025 | 8
1 | 2015-08-31 01:00 | 103.3016 | 18.792 | 61% | 41% | 402.6629 | 702.07 | 61% | 41% | 247.1761 | 312.9596 | 0 | 0 | 0.0068845 | 0.00073754 | 8
2 | 2015-08-31 02:00 | 114.554 | 2.3294 | 58% | 37% | 366.527 | 648.2046 | 58% | 37% | 247.1761 | 312.9596 | 0 | 0 | 0.010236 | 0.0011508 | 8
3 | 2015-08-31 03:00 | 170.9719 | 0 | 55% | 36% | 285.2256 | 632.952 | 55% | 36% | 247.1761 | 312.9596 | 0 | 0 | 0.022339 | 0.00088734 | 8
4 | 2015-08-31 04:00 | 126.9652 | 0 | 51% | 34% | 296.0543 | 597.788 | 51% | 34% | 247.1761 | 312.9596 | 0 | 0 | 0.011812 | 0.0013815 | 8
5 | 2015-08-31 05:00 | 84.0938 | 0 | 42% | 33% | 264.2752 | 580.206 | 42% | 33% | 247.1761 | 312.9596 | 0 | 0 | 0.0032617 | 0.00091083 | 8
6 | 2015-08-31 06:00 | 61.6753 | 99.651 | 39% | 33% | 261.8102 | 480.555 | 39% | 33% | 247.1761 | 312.9596 | 0 | 0 | 0.0015668 | 0.00070214 | 8
7 | 2015-08-31 07:00 | 7.4246 | 254.8126 | 36% | 29% | 291.1774 | 255.0654 | 36% | 29% | 247.1761 | 312.9596 | 0 | 0 | 0.0010892 | 0.012285 | 8
8 | 2015-08-31 08:00 | 0 | 113.7641 | 40% | 17% | 331.78 | 185.1299 | 40% | 17% | 247.1761 | 298.894 | 0 | 0 | 0.0016112 | 0.0014337 | 8
9 | 2015-08-31 09:00 | 0 | 0 | 36% | 14% | 298.602 | 246.148 | 36% | 14% | 247.1761 | 246.148 | 0 | 0 | 0.0017602 | 0.00039837 | 8
10 | 2015-08-31 10:00 | 0 | 0 | 42% | 14% | 348.369 | 246.148 | 42% | 14% | 247.1761 | 246.148 | 0 | 0 | 0.0019602 | 0.00039837 | 8
11 | 2015-08-31 11:00 | 71.716 | 0 | 47% | 16% | 318.1255 | 281.312 | 47% | 16% | 247.1761 | 281.312 | 0 | 0 | 0.001089 | 0.00047347 | 8
12 | 2015-08-31 12:00 | 42.8213 | 0 | 36% | 24% | 255.7807 | 421.968 | 36% | 24% | 247.1761 | 312.9596 | 0 | 0 | 9.3531e-05 | 0.00062366 | 8
13 | 2015-08-31 13:00 | 37.6992 | 0 | 32% | 27% | 227.7248 | 474.714 | 32% | 27% | 247.1761 | 312.9596 | 0 | 0 | 1.2184e-05 | 0.0010126 | 8
14 | 2015-08-31 14:00 | 39.3128 | 12.8761 | 29% | 37% | 201.2277 | 637.6579 | 29% | 37% | 244.1405 | 312.9596 | 0 | 0 | 7.4721e-06 | 0.00077979 | 8
15 | 2015-08-31 15:00 | 30.4896 | 0 | 28% | 32% | 201.7564 | 562.624 | 28% | 32% | 235.846 | 312.9596 | 0 | 0 | 1.8379e-05 | 0.0012294 | 8
16 | 2015-08-31 16:00 | 0 | 0 | 28% | 38% | 232.246 | 668.116 | 28% | 38% | 235.846 | 312.9596 | 0 | 0 | 0.0010544 | 0.0012944 | 8
17 | 2015-08-31 17:00 | 14.3279 | 0 | 30% | 31% | 234.5071 | 545.042 | 30% | 31% | 247.1761 | 312.9596 | 0 | 0 | 0.0015343 | 0.00086046 | 8
18 | 2015-08-31 18:00 | 47.3557 | 197.0674 | 36% | 43% | 251.2463 | 558.9586 | 36% | 43% | 247.1761 | 312.9596 | 0 | 0 | 0.00022916 | 0.0035295 | 8
19 | 2015-08-31 19:00 | 47.6039 | 103.6842 | 38% | 34% | 267.5871 | 494.1038 | 38% | 34% | 247.1761 | 312.9596 | 0 | 0 | 0.00017992 | 0.0004754 | 8
20 | 2015-08-31 20:00 | 39.8845 | 93.1992 | 40% | 27% | 291.8955 | 381.5148 | 40% | 27% | 247.1761 | 312.9596 | 0 | 0 | 6.3136e-05 | 0.00044891 | 8
21 | 2015-08-31 21:00 | 0 | 61.3706 | 41% | 26% | 340.0745 | 395.7614 | 41% | 26% | 247.1761 | 312.9596 | 0 | 0 | 0.0021365 | 2.4025e-08 | 8
22 | 2015-08-31 22:00 | 0 | 18.4076 | 48% | 23% | 398.136 | 385.9784 | 48% | 23% | 247.1761 | 312.9596 | 0 | 0 | 0.0016731 | 0.00023182 | 8
23 | 2015-08-31 23:00 | 0 | 0 | 60% | 24% | 497.67 | 421.968 | 60% | 24% | 247.1761 | 312.9596 | 0 | 0 | 0.0017678 | 0.00062366 | 8
0 | 2015-09-01 | 0 | 0 | 68% | 29% | 564.026 | 509.878 | 68% | 29% | 247.1761 | 312.9596 | 0 | 0 | 0.0026884 | 0.0011622 | 9
1 | 2015-09-01 01:00 | 0 | 23.3797 | 69% | 30% | 572.3205 | 504.0803 | 69% | 30% | 247.1761 | 312.9596 | 0 | 0 | 0.0036564 | 0.00026487 | 9
2 | 2015-09-01 02:00 | 39.4838 | 126.1817 | 69% | 32% | 532.8367 | 436.4423 | 69% | 32% | 247.1761 | 312.9596 | 0 | 0 | 0.00016553 | 0.0013473 | 9
3 | 2015-09-01 03:00 | 45.2022 | 138.9349 | 69% | 29% | 527.1183 | 370.9431 | 69% | 29% | 247.1761 | 312.9596 | 0 | 0 | 3.5662e-05 | 0.0020188 | 9
4 | 2015-09-01 04:00 | 0 | 122.7521 | 65% | 25% | 539.1425 | 316.7979 | 65% | 25% | 247.1761 | 312.9596 | 0 | 0 | 0.0016107 | 0.0022542 | 9
5 | 2015-09-01 05:00 | 34.1683 | 20.902 | 67% | 23% | 521.5632 | 383.484 | 67% | 23% | 247.1761 | 312.9596 | 0 | 0 | 1.0581e-05 | 0.00019064 | 9
6 | 2015-09-01 06:00 | 89.9286 | 0 | 62% | 25% | 424.3304 | 439.55 | 62% | 25% | 247.1761 | 312.9596 | 0 | 0 | 0.0041969 | 0.00049903 | 9
7 | 2015-09-01 07:00 | 142.2287 | 45.2976 | 56% | 29% | 322.2633 | 464.5804 | 56% | 29% | 247.1761 | 312.9596 | 0 | 0 | 0.013806 | 6.9335e-05 | 9
8 | 2015-09-01 08:00 | 82.7857 | 51.1927 | 46% | 29% | 298.7613 | 458.6853 | 46% | 29% | 247.1761 | 312.9596 | 0 | 0 | 0.0027566 | 2.4739e-05 | 9
9 | 2015-09-01 09:00 | 0 | 0 | 38% | 27% | 315.191 | 474.714 | 38% | 27% | 247.1761 | 312.9596 | 0 | 0 | 0.0019341 | 0.0010126 | 9
10 | 2015-09-01 10:00 | 29.936 | 0 | 34% | 37% | 252.077 | 650.534 | 34% | 37% | 247.1761 | 312.9596 | 0 | 0 | 3.4464e-05 | 0.0012424 | 9
11 | 2015-09-01 11:00 | 0 | 0 | 22% | 43% | 182.479 | 756.026 | 22% | 43% | 186.079 | 312.9596 | 0 | 0 | 0.0014689 | 0.0027747 | 9
12 | 2015-09-01 12:00 | 34.4638 | 0 | 21% | 43% | 139.7207 | 756.026 | 21% | 43% | 177.7845 | 312.9596 | 0 | 0 | 0.00010721 | 0.0027747 | 9
13 | 2015-09-01 13:00 | 59.3831 | 0 | 20% | 40% | 106.5069 | 703.28 | 20% | 40% | 169.49 | 312.9596 | 0 | 0 | 0.0006283 | 0.0011315 | 9
14 | 2015-09-01 14:00 | 67.2798 | 112.7548 | 21% | 40% | 106.9047 | 590.5252 | 21% | 40% | 177.7845 | 312.9596 | 0 | 0 | 0.0008532 | 0.00092979 | 9
15 | 2015-09-01 15:00 | 3.9238 | 82.4924 | 19% | 35% | 153.6717 | 532.8776 | 19% | 35% | 161.1955 | 312.9596 | 0 | 0 | 0.00092147 | 0.00022969 | 9
16 | 2015-09-01 16:00 | 1.4219 | 90.2876 | 25% | 30% | 205.9406 | 437.1724 | 25% | 30% | 210.9625 | 312.9596 | 0 | 0 | 0.0018143 | 0.00047436 | 9
17 | 2015-09-01 17:00 | 0 | 104.6467 | 28% | 27% | 232.246 | 370.0673 | 28% | 27% | 235.846 | 312.9596 | 0 | 0 | 0.0010544 | 0.0007672 | 9
18 | 2015-09-01 18:00 | 10.0211 | 104.402 | 34% | 26% | 271.9919 | 352.73 | 34% | 26% | 247.1761 | 312.9596 | 0 | 0 | 0.00089284 | 0.00059145 | 9
19 | 2015-09-01 19:00 | 32.0466 | 0 | 41% | 24% | 308.0279 | 421.968 | 41% | 24% | 247.1761 | 312.9596 | 0 | 0 | 5.7556e-05 | 0.00062366 | 9
20 | 2015-09-01 20:00 | 28.3226 | 0 | 44% | 28% | 336.6354 | 492.296 | 44% | 28% | 247.1761 | 312.9596 | 0 | 0 | 0.00038647 | 0.00060754 | 9
21 | 2015-09-01 21:00 | 0 | 0 | 43% | 42% | 356.6635 | 738.444 | 43% | 42% | 247.1761 | 312.9596 | 0 | 0 | 0.0028785 | 0.0013025 | 9
22 | 2015-09-01 22:00 | 0 | 0 | 52% | 47% | 431.314 | 826.354 | 52% | 47% | 247.1761 | 312.9596 | 0 | 0 | 0.002146 | 0.0014461 | 9
23 | 2015-09-01 23:00 | 29.5756 | 0 | 62% | 52% | 484.6834 | 914.264 | 62% | 52% | 247.1761 | 312.9596 | 0 | 0 | 6.3666e-05 | 0.0016427 | 9
0 | 2015-09-02 | 91.0752 | 0 | 62% | 53% | 423.1838 | 931.846 | 62% | 53% | 247.1761 | 312.9596 | 0 | 0 | 0.0043779 | 0.0016794 | 9
1 | 2015-09-02 01:00 | 113.0513 | 0 | 57% | 51% | 359.7352 | 896.682 | 57% | 51% | 247.1761 | 312.9596 | 0 | 0 | 0.0090569 | 0.0011758 | 9
2 | 2015-09-02 02:00 | 60.4214 | 17.7394 | 49% | 55% | 346.0091 | 949.2706 | 49% | 55% | 247.1761 | 312.9596 | 0 | 0 | 0.00083062 | 0.00086989 | 9
3 | 2015-09-02 03:00 | 9.505 | 0 | 49% | 53% | 396.9255 | 931.846 | 49% | 53% | 247.1761 | 312.9596 | 0 | 0 | 0.0010605 | 0.0016794 | 9
4 | 2015-09-02 04:00 | 64.7514 | 0 | 52% | 52% | 366.5626 | 914.264 | 52% | 52% | 247.1761 | 312.9596 | 0 | 0 | 0.0010075 | 0.0016427 | 9
5 | 2015-09-02 05:00 | 0 | 120.5972 | 48% | 54% | 398.136 | 828.8308 | 48% | 54% | 247.1761 | 312.9596 | 0 | 0 | 0.0016731 | 0.00041508 | 9
6 | 2015-09-02 06:00 | 0 | 110.9852 | 52% | 55% | 431.314 | 856.0248 | 52% | 55% | 247.1761 | 312.9596 | 0 | 0 | 0.002146 | 0.00055418 | 9
7 | 2015-09-02 07:00 | 0 | 66.6001 | 57% | 47% | 472.7865 | 759.7539 | 57% | 47% | 247.1761 | 312.9596 | 0 | 0 | 0.0016916 | 2.2011e-08 | 9
8 | 2015-09-02 08:00 | 32.6708 | 9.4422 | 62% | 46% | 481.5882 | 799.3298 | 62% | 46% | 247.1761 | 312.9596 | 0 | 0 | 1.804e-05 | 0.001649 | 9
9 | 2015-09-02 09:00 | 0 | 0 | 57% | 46% | 472.7865 | 808.772 | 57% | 46% | 247.1761 | 312.9596 | 0 | 0 | 0.0016916 | 0.0021141 | 9
10 | 2015-09-02 10:00 | 19.3346 | 0 | 59% | 53% | 470.0409 | 931.846 | 59% | 53% | 247.1761 | 312.9596 | 0 | 0 | 8.3146e-06 | 0.0016794 | 9
11 | 2015-09-02 11:00 | 86.7862 | 56.9923 | 62% | 55% | 427.4728 | 910.0177 | 62% | 55% | 247.1761 | 312.9596 | 0 | 0 | 0.0037204 | 5.1383e-05 | 9
12 | 2015-09-02 12:00 | 83.9532 | 169.0276 | 57% | 53% | 388.8333 | 762.8184 | 57% | 53% | 247.1761 | 312.9596 | 0 | 0 | 0.0036104 | 0.0030422 | 9
13 | 2015-09-02 13:00 | 97.8269 | 149.6808 | 50% | 49% | 316.8981 | 711.8372 | 50% | 49% | 247.1761 | 312.9596 | 0 | 0 | 0.0043379 | 0.0019981 | 9
14 | 2015-09-02 14:00 | 33.1157 | 0 | 45% | 42% | 340.1368 | 738.444 | 45% | 42% | 247.1761 | 312.9596 | 0 | 0 | 3.1236e-05 | 0.0013025 | 9
15 | 2015-09-02 15:00 | 0 | 0 | 40% | 44% | 331.78 | 773.608 | 40% | 44% | 247.1761 | 312.9596 | 0 | 0 | 0.0016112 | 0.0013793 | 9
16 | 2015-09-02 16:00 | 13.8029 | 27.1704 | 45% | 45% | 359.4496 | 764.0196 | 45% | 45% | 247.1761 | 312.9596 | 0 | 0 | 0.00031311 | 0.00028023 | 9
17 | 2015-09-02 17:00 | 88.7882 | 108.5215 | 44% | 42% | 276.1698 | 629.9225 | 44% | 42% | 247.1761 | 312.9596 | 0 | 0 | 0.0028345 | 0.00065706 | 9
18 | 2015-09-02 18:00 | 46.3316 | 229.2995 | 37% | 39% | 260.5649 | 456.3985 | 37% | 39% | 247.1761 | 312.9596 | 0 | 0 | 8.2777e-06 | 0.0084152 | 9
19 | 2015-09-02 19:00 | 83.8324 | 257.4448 | 37% | 34% | 223.0641 | 340.3432 | 37% | 34% | 247.1761 | 312.9596 | 0 | 0 | 0.0023125 | 0.011937 | 9
20 | 2015-09-02 20:00 | 83.8324 | 120.4358 | 38% | 27% | 231.3586 | 354.2782 | 38% | 27% | 247.1761 | 312.9596 | 0 | 0 | 0.0032594 | 0.0013453 | 9
21 | 2015-09-02 21:00 | 0 | 0 | 38% | 25% | 315.191 | 439.55 | 38% | 25% | 247.1761 | 312.9596 | 0 | 0 | 0.0019341 | 0.00049903 | 9
22 | 2015-09-02 22:00 | 0 | 0 | 41% | 31% | 340.0745 | 545.042 | 41% | 31% | 247.1761 | 312.9596 | 0 | 0 | 0.0021365 | 0.00086046 | 9
23 | 2015-09-02 23:00 | 0 | 0 | 42% | 35% | 348.369 | 615.37 | 42% | 35% | 247.1761 | 312.9596 | 0 | 0 | 0.0019602 | 0.0010089 | 9
0 | 2015-09-03 | 67.0321 | 0 | 54% | 42% | 380.8709 | 738.444 | 54% | 42% | 247.1761 | 312.9596 | 0 | 0 | 0.0012397 | 0.0013025 | 9
1 | 2015-09-03 01:00 | 19.3204 | 0 | 47% | 41% | 370.5211 | 720.862 | 47% | 41% | 247.1761 | 312.9596 | 0 | 0 | 0.00091015 | 0.0014323 | 9
2 | 2015-09-03 02:00 | 35.8447 | 0 | 48% | 41% | 362.2913 | 720.862 | 48% | 41% | 247.1761 | 312.9596 | 0 | 0 | 5.3414e-06 | 0.0014323 | 9
3 | 2015-09-03 03:00 | 0 | 0 | 42% | 41% | 348.369 | 720.862 | 42% | 41% | 247.1761 | 312.9596 | 0 | 0 | 0.0019602 | 0.0014323 | 9
4 | 2015-09-03 04:00 | 0 | 0 | 44% | 41% | 364.958 | 720.862 | 44% | 41% | 247.1761 | 312.9596 | 0 | 0 | 0.002895 | 0.0014323 | 9
5 | 2015-09-03 05:00 | 0 | 135.7637 | 42% | 42% | 348.369 | 602.6803 | 42% | 42% | 247.1761 | 312.9596 | 0 | 0 | 0.0019602 | 0.0016915 | 9
6 | 2015-09-03 06:00 | 0 | 9.3572 | 41% | 38% | 340.0745 | 658.7588 | 41% | 38% | 247.1761 | 312.9596 | 0 | 0 | 0.0021365 | 0.00093974 | 9
7 | 2015-09-03 07:00 | 0 | 90.6062 | 44% | 36% | 364.958 | 542.3458 | 44% | 36% | 247.1761 | 312.9596 | 0 | 0 | 0.002895 | 0.00047286 | 9
8 | 2015-09-03 08:00 | 0 | 118.0393 | 43% | 34% | 356.6635 | 479.7487 | 43% | 34% | 247.1761 | 312.9596 | 0 | 0 | 0.0028785 | 0.0008981 | 9
9 | 2015-09-03 09:00 | 0 | 0 | 39% | 29% | 323.4855 | 509.878 | 39% | 29% | 247.1761 | 312.9596 | 0 | 0 | 0.0012092 | 0.0011622 | 9
10 | 2015-09-03 10:00 | 0 | 0 | 40% | 31% | 331.78 | 545.042 | 40% | 31% | 247.1761 | 312.9596 | 0 | 0 | 0.0016112 | 0.00086046 | 9
11 | 2015-09-03 11:00 | 0 | 20.2368 | 39% | 34% | 323.4855 | 577.5512 | 39% | 34% | 247.1761 | 312.9596 | 0 | 0 | 0.0012092 | 0.00065835 | 9
12 | 2015-09-03 12:00 | 0 | 24.0071 | 36% | 29% | 298.602 | 485.8709 | 36% | 29% | 247.1761 | 312.9596 | 0 | 0 | 0.0017602 | 0.00041763 | 9
13 | 2015-09-03 13:00 | 0 | 24.0071 | 30% | 29% | 248.835 | 485.8709 | 30% | 29% | 247.1761 | 312.9596 | 0 | 0 | 0.0031859 | 0.00041763 | 9
14 | 2015-09-03 14:00 | 0 | 0 | 28% | 27% | 232.246 | 474.714 | 28% | 27% | 235.846 | 312.9596 | 0 | 0 | 0.0010544 | 0.0010126 | 9
15 | 2015-09-03 15:00 | 0 | 0 | 22% | 28% | 182.479 | 492.296 | 22% | 28% | 186.079 | 312.9596 | 0 | 0 | 0.0014689 | 0.00060754 | 9
16 | 2015-09-03 16:00 | 24.1252 | 0 | 24% | 29% | 174.9428 | 509.878 | 24% | 29% | 202.668 | 312.9596 | 0 | 0 | 0.00037988 | 0.0011622 | 9
17 | 2015-09-03 17:00 | 81.402 | 0 | 23% | 25% | 109.3715 | 439.55 | 23% | 25% | 194.3735 | 312.9596 | 0 | 0 | 0.0031201 | 0.00049903 | 9
18 | 2015-09-03 18:00 | 62.9512 | 0 | 18% | 37% | 86.3498 | 650.534 | 18% | 37% | 152.901 | 312.9596 | 0 | 0 | 0.0019776 | 0.0012424 | 9
19 | 2015-09-03 19:00 | 15.0809 | 206.2277 | 15% | 40% | 109.3366 | 497.0523 | 15% | 40% | 128.0175 | 312.9596 | 0 | 0 | 9.3634e-05 | 0.0069984 | 9
20 | 2015-09-03 20:00 | 0 | 267.9709 | 14% | 34% | 116.123 | 329.8171 | 14% | 34% | 119.723 | 312.9596 | 0 | 0 | 0.00093117 | 0.013281 | 9
21 | 2015-09-03 21:00 | 2.9447 | 0 | 20% | 21% | 162.9453 | 369.222 | 20% | 21% | 169.49 | 312.9596 | 0 | 0 | 0.0018471 | 0.00058222 | 9
22 | 2015-09-03 22:00 | 0 | 0 | 17% | 18% | 141.0065 | 316.476 | 17% | 18% | 144.6065 | 312.9596 | 0 | 0 | 0.0012803 | 0.00062476 | 9
23 | 2015-09-03 23:00 | 0 | 14.7481 | 22% | 21% | 182.479 | 354.4739 | 22% | 21% | 186.079 | 312.9596 | 0 | 0 | 0.0014689 | 0.00024778 | 9
0 | 2015-09-04 | 0 | 33.6751 | 17% | 23% | 141.0065 | 370.7109 | 17% | 23% | 144.6065 | 312.9596 | 0 | 0 | 0.0012803 | 4.28e-05 | 9
1 | 2015-09-04 01:00 | 0 | 80.559 | 15% | 23% | 124.4175 | 323.827 | 15% | 23% | 128.0175 | 312.9596 | 0 | 0 | 0.00077608 | 0.00040496 | 9
2 | 2015-09-04 02:00 | 0 | 0 | 17% | 22% | 141.0065 | 386.804 | 17% | 22% | 144.6065 | 312.9596 | 0 | 0 | 0.0012803 | 0.00052086 | 9
3 | 2015-09-04 03:00 | 0 | 44.2638 | 19% | 24% | 157.5955 | 377.7042 | 19% | 24% | 161.1955 | 312.9596 | 0 | 0 | 0.001231 | 4.0987e-08 | 9
4 | 2015-09-04 04:00 | 0 | 65.1824 | 18% | 25% | 149.301 | 374.3676 | 18% | 25% | 152.901 | 312.9596 | 0 | 0 | 0.00098752 | 0.0002171 | 9
5 | 2015-09-04 05:00 | 58.4386 | 65.1824 | 18% | 26% | 90.8624 | 391.9496 | 18% | 26% | 152.901 | 312.9596 | 0 | 0 | 0.0015233 | 4.0522e-06 | 9
6 | 2015-09-04 06:00 | 76.8959 | 36.8608 | 15% | 23% | 47.5216 | 367.5252 | 15% | 23% | 128.0175 | 312.9596 | 0 | 0 | 0.0042054 | 2.2376e-05 | 9
7 | 2015-09-04 07:00 | 38.4112 | 82.3285 | 8% | 23% | 27.9448 | 322.0575 | 8% | 23% | 69.956 | 312.9596 | 0 | 0 | 0.00064585 | 0.00044648 | 9
8 | 2015-09-04 08:00 | 41.8936 | 82.6854 | 6% | 25% | 7.8734 | 356.8646 | 6% | 25% | 53.367 | 312.9596 | 0 | 0 | 0.00086857 | 0.00060957 | 9
9 | 2015-09-04 09:00 | 21.7014 | 72.8494 | 3% | 25% | 3.1821 | 366.7006 | 3% | 25% | 28.4835 | 312.9596 | 0 | 0 | 0.00020486 | 0.00036462 | 9
10 | 2015-09-04 10:00 | 8.0875 | 110.2288 | 1% | 26% | 0.20698 | 346.9032 | 1% | 26% | 11.8945 | 312.9596 | 0 | 0 | 2.8109e-05 | 0.00076362 | 9
11 | 2015-09-04 11:00 | 0 | 204.9306 | 1% | 27% | 8.2945 | 269.7834 | 1% | 27% | 11.8945 | 312.9596 | 0 | 0 | 1.979e-05 | 0.0071802 | 9
12 | 2015-09-04 12:00 | 0 | 116.4049 | 2% | 23% | 16.589 | 287.9811 | 2% | 23% | 20.189 | 312.9596 | 0 | 0 | 5.0648e-05 | 0.0016412 | 9
13 | 2015-09-04 13:00 | 0 | 116.4049 | 4% | 23% | 33.178 | 287.9811 | 4% | 23% | 36.778 | 312.9596 | 0 | 0 | 0.00019673 | 0.0016412 | 9
14 | 2015-09-04 14:00 | 19.7706 | 0 | 5% | 20% | 21.7019 | 351.64 | 5% | 20% | 45.0725 | 312.9596 | 0 | 0 | 9.4082e-05 | 0.00057635 | 9
15 | 2015-09-04 15:00 | 6.5023 | 0 | 3% | 30% | 18.3812 | 527.46 | 3% | 30% | 28.4835 | 312.9596 | 0 | 0 | 1.6091e-05 | 0.00087453 | 9
16 | 2015-09-04 16:00 | 0 | 0 | 3% | 25% | 24.8835 | 439.55 | 3% | 25% | 28.4835 | 312.9596 | 0 | 0 | 0.00014044 | 0.00049903 | 9
17 | 2015-09-04 17:00 | 0 | 0 | 5% | 31% | 41.4725 | 545.042 | 5% | 31% | 45.0725 | 312.9596 | 0 | 0 | 0.00019983 | 0.00086046 | 9
18 | 2015-09-04 18:00 | 0 | Data Error | 20% | Data Error | 165.89 | Data Error | 20% | Data Error | 169.49 | Data Error | 0 | Data Error | 0.0021648 | Data Error | 9
19 | 2015-09-04 19:00 | 0 | Data Error | 13% | Data Error | 107.8285 | Data Error | 13% | Data Error | 111.4285 | Data Error | 0 | Data Error | 0.0007203 | Data Error | 9
20 | 2015-09-04 20:00 | 36.5466 | Data Error | 34% | Data Error | 245.4664 | Data Error | 34% | Data Error | 247.1761 | Data Error | 0 | Data Error | 4.4067e-06 | Data Error | 9
21 | 2015-09-04 21:00 | 50.2781 | 148.3939 | 35% | 23% | 240.0294 | 255.9921 | 35% | 23% | 247.1761 | 312.9596 | 0 | 0 | 0.00028286 | 0.0034464 | 9
22 | 2015-09-04 22:00 | 37.5764 | 0 | 34% | 19% | 244.4366 | 334.058 | 34% | 19% | 247.1761 | 312.9596 | 0 | 0 | 1.1161e-05 | 0.00062468 | 9
23 | 2015-09-04 23:00 | 0 | 0 | 36% | 20% | 298.602 | 351.64 | 36% | 20% | 247.1761 | 312.9596 | 0 | 0 | 0.0017602 | 0.00057635 | 9
0 | 2015-09-05 | 0 | 0 | 39% | 28% | 323.4855 | 492.296 | 39% | 28% | 247.1761 | 312.9596 | 0 | 0 | 0.0012092 | 0.00060754 | 9
1 | 2015-09-05 01:00 | 0 | 113.1502 | 43% | 33% | 356.6635 | 467.0558 | 43% | 33% | 247.1761 | 312.9596 | 0 | 0 | 0.0028785 | 0.001168 | 9
2 | 2015-09-05 02:00 | 0 | 29.085 | 59% | 28% | 489.3755 | 463.211 | 59% | 28% | 247.1761 | 312.9596 | 0 | 0 | 0.00068611 | 6.5706e-05 | 9
3 | 2015-09-05 03:00 | 0 | 10.952 | 65% | 26% | 539.1425 | 446.18 | 65% | 26% | 247.1761 | 312.9596 | 0 | 0 | 0.0016107 | 0.00083124 | 9
4 | 2015-09-05 04:00 | 0 | 35.5704 | 66% | 25% | 547.437 | 403.9796 | 66% | 25% | 247.1761 | 312.9596 | 0 | 0 | 0.0017394 | 4.4428e-06 | 9
5 | 2015-09-05 05:00 | 0 | 66.689 | 69% | 25% | 572.3205 | 372.861 | 69% | 25% | 247.1761 | 312.9596 | 0 | 0 | 0.0036564 | 0.00024309 | 9
6 | 2015-09-05 06:00 | 83.4415 | 13.4261 | 71% | 24% | 505.468 | 408.5419 | 71% | 24% | 247.1761 | 312.9596 | 0 | 0 | 0.0045293 | 0.00030057 | 9
7 | 2015-09-05 07:00 | 94.4875 | 9.3143 | 72% | 27% | 502.7165 | 465.3997 | 72% | 27% | 247.1761 | 312.9596 | 0 | 0 | 0.0050247 | 0.00070348 | 9
8 | 2015-09-05 08:00 | 108.8904 | 0 | 70% | 32% | 471.7246 | 562.624 | 70% | 32% | 247.1761 | 312.9596 | 0 | 0 | 0.0083614 | 0.0012294 | 9
9 | 2015-09-05 09:00 | 78.2095 | 0 | 66% | 44% | 469.2275 | 773.608 | 66% | 44% | 247.1761 | 312.9596 | 0 | 0 | 0.0027652 | 0.0013793 | 9
10 | 2015-09-05 10:00 | 0 | 0 | 66% | 62% | 547.437 | 1090.084 | 66% | 62% | 247.1761 | 312.9596 | 0 | 0 | 0.0017394 | 0.0018437 | 9
11 | 2015-09-05 11:00 | 0 | 0 | 69% | 69% | 572.3205 | 1213.158 | 69% | 69% | 247.1761 | 312.9596 | 0 | 0 | 0.0036564 | 0.00057284 | 9
12 | 2015-09-05 12:00 | 0 | 0 | 70% | 74% | 580.615 | 1301.068 | 70% | 74% | 247.1761 | 312.9596 | 0 | 0 | 0.0015872 | 0.00078175 | 9
13 | 2015-09-05 13:00 | 0 | 7.0163 | 76% | 75% | 630.382 | 1311.6337 | 76% | 75% | 247.1761 | 312.9596 | 0 | 0 | 0.00052437 | 0.0014032 | 9
14 | 2015-09-05 14:00 | 0 | 27.6332 | 67% | 76% | 555.7315 | 1308.5988 | 67% | 76% | 247.1761 | 312.9596 | 0 | 0 | 0.0014395 | 0.0011727 | 9
15 | 2015-09-05 15:00 | 20.1374 | 78.6572 | 76% | 77% | 610.2446 | 1275.1568 | 76% | 77% | 247.1761 | 312.9596 | 0 | 0 | 1.9013e-06 | 0.0002395 | 9
16 | 2015-09-05 16:00 | 0 | 43.1665 | 75% | 74% | 622.0875 | 1257.9015 | 75% | 74% | 247.1761 | 312.9596 | 0 | 0 | 0.0014769 | 1.1616e-05 | 9
17 | 2015-09-05 17:00 | 0 | 0 | 77% | 69% | 638.6765 | 1213.158 | 77% | 69% | 247.1761 | 312.9596 | 0 | 0 | 0.0012085 | 0.00057284 | 9
18 | 2015-09-05 18:00 | 0 | 55.6272 | 78% | 69% | 646.971 | 1157.5308 | 78% | 69% | 247.1761 | 312.9596 | 0 | 0 | 0.0020462 | 5.9362e-05 | 9
19 | 2015-09-05 19:00 | 22.0686 | 171.1879 | 83% | 64% | 666.3749 | 954.0601 | 83% | 64% | 247.1761 | 312.9596 | 0 | 0 | 1.2388e-05 | 0.0031627 | 9
20 | 2015-09-05 20:00 | 51.7918 | 63.7747 | 83% | 49% | 636.6517 | 797.7433 | 83% | 49% | 247.1761 | 312.9596 | 0 | 0 | 0.0010443 | 1.7307e-05 | 9
21 | 2015-09-05 21:00 | 64.2078 | 57.2099 | 80% | 44% | 599.3522 | 716.3981 | 80% | 44% | 247.1761 | 312.9596 | 0 | 0 | 0.00063625 | 2.1166e-05 | 9
22 | 2015-09-05 22:00 | 13.8043 | 248.3278 | 71% | 41% | 575.1052 | 472.5342 | 71% | 41% | 247.1761 | 312.9596 | 0 | 0 | 0.00027741 | 0.01069 | 9
23 | 2015-09-05 23:00 | 9.1594 | 225.914 | 71% | 37% | 579.7501 | 424.62 | 71% | 37% | 247.1761 | 312.9596 | 0 | 0 | 0.00049532 | 0.0086943 | 9
0 | 2015-09-06 | 0 | 0 | 56% | 26% | 464.492 | 457.132 | 56% | 26% | 247.1761 | 312.9596 | 0 | 0 | 0.0029131 | 0.0012292 | 9
1 | 2015-09-06 01:00 | 0 | 0 | 53% | 30% | 439.6085 | 527.46 | 53% | 30% | 247.1761 | 312.9596 | 0 | 0 | 0.0021906 | 0.00087453 | 9
2 | 2015-09-06 02:00 | 0 | 0 | 50% | 29% | 414.725 | 509.878 | 50% | 29% | 247.1761 | 312.9596 | 0 | 0 | 0.0027122 | 0.0011622 | 9
3 | 2015-09-06 03:00 | 0 | 1.4112 | 47% | 25% | 389.8415 | 438.1388 | 47% | 25% | 247.1761 | 312.9596 | 0 | 0 | 0.0028582 | 0.00046381 | 9
4 | 2015-09-06 04:00 | 0 | 41.6764 | 47% | 22% | 389.8415 | 345.1276 | 47% | 22% | 247.1761 | 312.9596 | 0 | 0 | 0.0028582 | 7.7738e-07 | 9
5 | 2015-09-06 05:00 | 0 | 0 | 42% | 18% | 348.369 | 316.476 | 42% | 18% | 247.1761 | 312.9596 | 0 | 0 | 0.0019602 | 0.00062476 | 9
6 | 2015-09-06 06:00 | 45.5286 | 22.7725 | 45% | 16% | 327.7239 | 258.5395 | 45% | 16% | 247.1761 | 281.312 | 0 | 0 | 0.00042247 | 7.7567e-05 | 9
7 | 2015-09-06 07:00 | 110.7125 | 54.9516 | 43% | 15% | 245.951 | 208.7784 | 43% | 15% | 247.1761 | 263.73 | 0 | 0 | 0.006372 | 5.4642e-05 | 9
8 | 2015-09-06 08:00 | 200.8994 | 0 | 40% | 14% | 130.8806 | 246.148 | 40% | 14% | 247.1761 | 246.148 | 0 | 0 | 0.040832 | 0.00039837 | 9
9 | 2015-09-06 09:00 | 111.0072 | 0 | 26% | 17% | 104.6498 | 298.894 | 26% | 17% | 219.257 | 298.894 | 0 | 0 | 0.0070798 | 0.00072044 | 9
10 | 2015-09-06 10:00 | 54.8245 | 0 | 21% | 24% | 119.36 | 421.968 | 21% | 24% | 177.7845 | 312.9596 | 0 | 0 | 0.00020145 | 0.00062366 | 9
11 | 2015-09-06 11:00 | 35.4683 | 0 | 19% | 31% | 122.1272 | 545.042 | 19% | 31% | 161.1955 | 312.9596 | 0 | 0 | 5.8904e-05 | 0.00086046 | 9
12 | 2015-09-06 12:00 | 11.1991 | 0 | 18% | 45% | 138.1019 | 791.19 | 18% | 45% | 152.901 | 312.9596 | 0 | 0 | 0.00032123 | 0.0010364 | 9
13 | 2015-09-06 13:00 | 55.2889 | 0 | 20% | 52% | 110.6011 | 914.264 | 20% | 52% | 169.49 | 312.9596 | 0 | 0 | 0.00040521 | 0.0016427 | 9
14 | 2015-09-06 14:00 | 0.52476 | 0 | 20% | 55% | 165.3652 | 967.01 | 20% | 55% | 169.49 | 312.9596 | 0 | 0 | 0.0021063 | 0.0015668 | 9
15 | 2015-09-06 15:00 | 46.4807 | 8.7011 | 16% | 58% | 86.2313 | 1011.0549 | 16% | 58% | 136.312 | 312.9596 | 0 | 0 | 0.00028237 | 0.0019632 | 9
16 | 2015-09-06 16:00 | 115.688 | 0 | 27% | 53% | 108.2635 | 931.846 | 27% | 53% | 227.5515 | 312.9596 | 0 | 0 | 0.0097418 | 0.0016794 | 9
17 | 2015-09-06 17:00 | 0 | 26.794 | 11% | 49% | 91.2395 | 834.724 | 11% | 49% | 94.8395 | 312.9596 | 0 | 0 | 0.00082546 | 0.00063471 | 9
18 | 2015-09-06 18:00 | 0 | 280.1761 | 18% | 44% | 149.301 | 493.4319 | 18% | 44% | 152.901 | 312.9596 | 0 | 0 | 0.00098752 | 0.014936 | 9
19 | 2015-09-06 19:00 | 18.4499 | 263.1476 | 19% | 33% | 139.1456 | 317.0584 | 19% | 33% | 161.1955 | 312.9596 | 0 | 0 | 0.00016494 | 0.014278 | 9
20 | 2015-09-06 20:00 | 34.902 | 169.3303 | 21% | 21% | 139.2825 | 199.8917 | 21% | 21% | 177.7845 | 312.9596 | 0 | 0 | 9.6545e-05 | 0.0052099 | 9
21 | 2015-09-06 21:00 | 2.8507 | 134.6953 | 17% | 16% | 138.1558 | 146.6167 | 17% | 16% | 144.6065 | 281.312 | 0 | 0 | 0.0010461 | 0.0030086 | 9
22 | 2015-09-06 22:00 | 0 | 102.6965 | 17% | 13% | 141.0065 | 125.8695 | 17% | 13% | 144.6065 | 228.566 | 0 | 0 | 0.0012803 | 0.0016092 | 9
23 | 2015-09-06 23:00 | 0 | 24.8704 | 18% | 11% | 149.301 | 168.5316 | 18% | 11% | 152.901 | 193.402 | 0 | 0 | 0.00098752 | 1.0453e-05 | 9
0 | 2015-09-07 | 0 | 1.4071 | 24% | 11% | 199.068 | 191.9949 | 24% | 11% | 202.668 | 193.402 | 0 | 0 | 0.0023597 | 0.00027483 | 9
1 | 2015-09-07 01:00 | 0 | 0 | 19% | 13% | 157.5955 | 228.566 | 19% | 13% | 161.1955 | 228.566 | 0 | 0 | 0.001231 | 0.00033473 | 9
2 | 2015-09-07 02:00 | 36.1535 | 0 | 26% | 16% | 179.5035 | 281.312 | 26% | 16% | 219.257 | 281.312 | 0 | 0 | 3.725e-05 | 0.00047347 | 9
3 | 2015-09-07 03:00 | 47.7425 | 0 | 25% | 21% | 159.62 | 369.222 | 25% | 21% | 210.9625 | 312.9596 | 0 | 0 | 0.00017556 | 0.00058222 | 9
4 | 2015-09-07 04:00 | 13.7756 | 0 | 20% | 23% | 152.1144 | 404.386 | 20% | 23% | 169.49 | 312.9596 | 0 | 0 | 0.00089517 | 0.00066025 | 9
5 | 2015-09-07 05:00 | 0 | 64.1935 | 20% | 30% | 165.89 | 463.2665 | 20% | 30% | 169.49 | 312.9596 | 0 | 0 | 0.0021648 | 4.8143e-05 | 9
6 | 2015-09-07 06:00 | 0 | 95.206 | 18% | 26% | 149.301 | 361.926 | 18% | 26% | 152.901 | 312.9596 | 0 | 0 | 0.00098752 | 0.0003644 | 9
7 | 2015-09-07 07:00 | 0 | 180.2604 | 18% | 22% | 149.301 | 206.5436 | 18% | 22% | 152.901 | 312.9596 | 0 | 0 | 0.00098752 | 0.0063526 | 9
8 | 2015-09-07 08:00 | 0 | 147.5857 | 17% | 23% | 141.0065 | 256.8003 | 17% | 23% | 144.6065 | 312.9596 | 0 | 0 | 0.0012803 | 0.0033926 | 9
9 | 2015-09-07 09:00 | 0 | 12.4792 | 15% | 16% | 124.4175 | 268.8328 | 15% | 16% | 128.0175 | 281.312 | 0 | 0 | 0.00077608 | 0.00021496 | 9
10 | 2015-09-07 10:00 | 0 | 0 | 14% | 21% | 116.123 | 369.222 | 14% | 21% | 119.723 | 312.9596 | 0 | 0 | 0.00093117 | 0.00058222 | 9
11 | 2015-09-07 11:00 | 12.3122 | 0 | 14% | 23% | 103.8108 | 404.386 | 14% | 23% | 119.723 | 312.9596 | 0 | 0 | 0.00024558 | 0.00066025 | 9
12 | 2015-09-07 12:00 | 14.9248 | 0 | 10% | 29% | 68.0202 | 509.878 | 10% | 29% | 86.545 | 312.9596 | 0 | 0 | 3.4673e-05 | 0.0011622 | 9
13 | 2015-09-07 13:00 | 62.2403 | 0 | 10% | 40% | 20.7047 | 703.28 | 10% | 40% | 86.545 | 312.9596 | 0 | 0 | 0.0026169 | 0.0011315 | 9
14 | 2015-09-07 14:00 | 40.5072 | 0 | 7% | 42% | 17.5543 | 738.444 | 7% | 42% | 61.6615 | 312.9596 | 0 | 0 | 0.00078205 | 0.0013025 | 9
15 | 2015-09-07 15:00 | 19.8316 | 0 | 3% | 52% | 5.0519 | 914.264 | 3% | 52% | 28.4835 | 312.9596 | 0 | 0 | 0.00014541 | 0.0016427 | 9
16 | 2015-09-07 16:00 | 0 | 0 | 1% | 50% | 8.2945 | 879.1 | 1% | 50% | 11.8945 | 312.9596 | 0 | 0 | 1.979e-05 | 0.0015923 | 9
17 | 2015-09-07 17:00 | 5.3568 | 113.3812 | 2% | 46% | 11.2322 | 695.3908 | 2% | 46% | 20.189 | 312.9596 | 0 | 0 | 4.3362e-07 | 0.00034256 | 9
18 | 2015-09-07 18:00 | 3.3584 | 100.9248 | 1% | 42% | 4.9361 | 637.5192 | 1% | 42% | 11.8945 | 312.9596 | 0 | 0 | 1.5972e-07 | 0.00045422 | 9
19 | 2015-09-07 19:00 | 0 | 0 | 1% | 35% | 8.2945 | 615.37 | 1% | 35% | 11.8945 | 312.9596 | 0 | 0 | 1.979e-05 | 0.0010089 | 9
20 | 2015-09-07 20:00 | 1.2857 | 0 | 2% | 36% | 15.3033 | 632.952 | 2% | 36% | 20.189 | 312.9596 | 0 | 0 | 3.0988e-05 | 0.00088734 | 9
21 | 2015-09-07 21:00 | 10.3868 | 35.5962 | 2% | 32% | 6.2022 | 527.0278 | 2% | 32% | 20.189 | 312.9596 | 0 | 0 | 2.9223e-05 | 0.00021952 | 9
22 | 2015-09-07 22:00 | 7.4332 | 9.2478 | 1% | 29% | 0.86134 | 500.6302 | 1% | 29% | 11.8945 | 312.9596 | 0 | 0 | 2.0366e-05 | 0.0008312 | 9
23 | 2015-09-07 23:00 | 6.7228 | 0 | 2% | 23% | 9.8662 | 404.386 | 2% | 23% | 20.189 | 312.9596 | 0 | 0 | 9.7679e-07 | 0.00066025 | 9
0 | 2015-09-08 | 0 | 0 | 2% | 27% | 16.589 | 474.714 | 2% | 27% | 20.189 | 312.9596 | 0 | 0 | 5.0648e-05 | 0.0010126 | 9
1 | 2015-09-08 01:00 | 0 | 0 | 2% | 34% | 16.589 | 597.788 | 2% | 34% | 20.189 | 312.9596 | 0 | 0 | 5.0648e-05 | 0.0013815 | 9
2 | 2015-09-08 02:00 | 0 | 0 | 4% | 29% | 33.178 | 509.878 | 4% | 29% | 36.778 | 312.9596 | 0 | 0 | 0.00019673 | 0.0011622 | 9
3 | 2015-09-08 03:00 | 0 | 65.276 | 5% | 29% | 41.4725 | 444.602 | 5% | 29% | 45.0725 | 312.9596 | 0 | 0 | 0.00019983 | 9.219e-06 | 9
4 | 2015-09-08 04:00 | 0 | 252.6986 | 5% | 25% | 41.4725 | 186.8514 | 5% | 25% | 45.0725 | 312.9596 | 0 | 0 | 0.00019983 | 0.014735 | 9
5 | 2015-09-08 05:00 | 0 | 178.7725 | 5% | 18% | 41.4725 | 137.7035 | 5% | 18% | 45.0725 | 312.9596 | 0 | 0 | 0.00019983 | 0.0058804 | 9
6 | 2015-09-08 06:00 | 0 | 59.745 | 6% | 10% | 49.767 | 116.075 | 6% | 10% | 53.367 | 175.82 | 0 | 0 | 0.00044252 | 0.00016073 | 9
7 | 2015-09-08 07:00 | 0 | 62.168 | 6% | 9% | 49.767 | 96.07 | 6% | 9% | 53.367 | 158.238 | 0 | 0 | 0.00044252 | 0.00042597 | 9
8 | 2015-09-08 08:00 | 34.3692 | 62.9902 | 9% | 9% | 40.2813 | 95.2478 | 9% | 9% | 78.2505 | 158.238 | 0 | 0 | 0.00022243 | 0.00044549 | 9
9 | 2015-09-08 09:00 | 20.4878 | 0 | 8% | 10% | 45.8682 | 175.82 | 8% | 10% | 69.956 | 175.82 | 0 | 0 | 1.4477e-05 | 0.00045381 | 9
10 | 2015-09-08 10:00 | 21.3356 | 0 | 5% | 16% | 20.1369 | 281.312 | 5% | 16% | 45.0725 | 281.312 | 0 | 0 | 0.00013424 | 0.00047347 | 9
11 | 2015-09-08 11:00 | 20.7966 | 0 | 5% | 23% | 20.6759 | 404.386 | 5% | 23% | 45.0725 | 312.9596 | 0 | 0 | 0.00011961 | 0.00066025 | 9
12 | 2015-09-08 12:00 | 1.7249 | 0 | 4% | 30% | 31.4531 | 527.46 | 4% | 30% | 36.778 | 312.9596 | 0 | 0 | 0.00014272 | 0.00087453 | 9
13 | 2015-09-08 13:00 | 0 | 0 | 3% | 36% | 24.8835 | 632.952 | 3% | 36% | 28.4835 | 312.9596 | 0 | 0 | 0.00014044 | 0.00088734 | 9
14 | 2015-09-08 14:00 | 0 | 0 | 5% | 44% | 41.4725 | 773.608 | 5% | 44% | 45.0725 | 312.9596 | 0 | 0 | 0.00019983 | 0.0013793 | 9
15 | 2015-09-08 15:00 | 0 | 0 | 5% | 44% | 41.4725 | 773.608 | 5% | 44% | 45.0725 | 312.9596 | 0 | 0 | 0.00019983 | 0.0013793 | 9
16 | 2015-09-08 16:00 | 6.3864 | 0 | 8% | 45% | 59.9696 | 791.19 | 8% | 45% | 69.956 | 312.9596 | 0 | 0 | 0.00017414 | 0.0010364 | 9
17 | 2015-09-08 17:00 | 8.5356 | 178.7843 | 7% | 41% | 49.5259 | 542.0777 | 7% | 41% | 61.6615 | 312.9596 | 0 | 0 | 0.00011194 | 0.0040755 | 9
18 | 2015-09-08 18:00 | 0 | 282.5749 | 5% | 37% | 41.4725 | 367.9591 | 5% | 37% | 45.0725 | 312.9596 | 0 | 0 | 0.00019983 | 0.015743 | 9
19 | 2015-09-08 19:00 | 12.6401 | 67.8862 | 5% | 21% | 28.8324 | 301.3358 | 5% | 21% | 45.0725 | 312.9596 | 0 | 0 | 1.2163e-06 | 0.00020972 | 9
20 | 2015-09-08 20:00 | 6.6924 | 33.2045 | 3% | 16% | 18.1911 | 248.1075 | 3% | 16% | 28.4835 | 281.312 | 0 | 0 | 1.4305e-05 | 8.2591e-06 | 9
21 | 2015-09-08 21:00 | 12.6228 | 36.0196 | 4% | 16% | 20.5552 | 245.2924 | 4% | 16% | 36.778 | 281.312 | 0 | 0 | 1.4212e-06 | 1.6199e-06 | 9
22 | 2015-09-08 22:00 | 11.5198 | 0 | 2% | 14% | 5.0692 | 246.148 | 2% | 14% | 20.189 | 246.148 | 0 | 0 | 4.5856e-05 | 0.00039837 | 9
23 | 2015-09-08 23:00 | 21.0454 | 0 | 3% | 16% | 3.8381 | 281.312 | 3% | 16% | 28.4835 | 281.312 | 0 | 0 | 0.00018285 | 0.00047347 | 9
0 | 2015-09-09 | 12.4273 | 0 | 1% | 21% | -4.1328 | 369.222 | 1% | 21% | 11.8945 | 312.9596 | 0.001 | 0 | 0.00011096 | 0.00058222 | 9
1 | 2015-09-09 01:00 | 0 | 0 | 1% | 22% | 8.2945 | 386.804 | 1% | 22% | 11.8945 | 312.9596 | 0 | 0 | 1.979e-05 | 0.00052086 | 9
2 | 2015-09-09 02:00 | 0 | 0 | 2% | 27% | 16.589 | 474.714 | 2% | 27% | 20.189 | 312.9596 | 0 | 0 | 5.0648e-05 | 0.0010126 | 9
3 | 2015-09-09 03:00 | 0.48768 | 0 | 3% | 28% | 24.3958 | 492.296 | 3% | 28% | 28.4835 | 312.9596 | 0 | 0 | 0.00012685 | 0.00060754 | 9
4 | 2015-09-09 04:00 | 12.4358 | 0 | 3% | 31% | 12.4477 | 545.042 | 3% | 31% | 28.4835 | 312.9596 | 0 | 0 | 9.8738e-06 | 0.00086046 | 9
5 | 2015-09-09 05:00 | 29.2426 | 0 | 4% | 32% | 3.9354 | 562.624 | 4% | 32% | 36.778 | 312.9596 | 0 | 0 | 0.00045068 | 0.0012294 | 9
6 | 2015-09-09 06:00 | 27.3698 | 98.6302 | 4% | 31% | 5.8082 | 446.4118 | 4% | 31% | 36.778 | 312.9596 | 0 | 0 | 0.00035992 | 0.00071629 | 9
7 | 2015-09-09 07:00 | 0 | 154.6139 | 1% | 28% | 8.2945 | 337.6821 | 1% | 28% | 11.8945 | 312.9596 | 0 | 0 | 1.979e-05 | 0.0040057 | 9
8 | 2015-09-09 08:00 | 15.3011 | 83.9464 | 2% | 23% | 1.2879 | 320.4396 | 2% | 23% | 20.189 | 312.9596 | 0 | 0 | 0.00012838 | 0.00048621 | 9
9 | 2015-09-09 09:00 | 15.9367 | 0 | 2% | 20% | 0.65228 | 351.64 | 2% | 20% | 20.189 | 312.9596 | 0 | 0 | 0.00014633 | 0.00057635 | 9
10 | 2015-09-09 10:00 | 5.7758 | 32.3437 | 1% | 25% | 2.5187 | 407.2063 | 1% | 25% | 11.8945 | 312.9596 | 0 | 0 | 6.3243e-06 | 1.5547e-05 | 9
11 | 2015-09-09 11:00 | 5.3627 | 28.758 | 1% | 26% | 2.9318 | 428.374 | 1% | 26% | 11.8945 | 312.9596 | 0 | 0 | 4.0671e-06 | 0.00034984 | 9
12 | 2015-09-09 12:00 | 0 | 0 | 1% | 25% | 8.2945 | 439.55 | 1% | 25% | 11.8945 | 312.9596 | 0 | 0 | 1.979e-05 | 0.00049903 | 9
13 | 2015-09-09 13:00 | 0 | 24.4274 | 2% | 28% | 16.589 | 467.8686 | 2% | 28% | 20.189 | 312.9596 | 0 | 0 | 5.0648e-05 | 0.00011567 | 9
14 | 2015-09-09 14:00 | 0 | 0 | 3% | 27% | 24.8835 | 474.714 | 3% | 27% | 28.4835 | 312.9596 | 0 | 0 | 0.00014044 | 0.0010126 | 9
15 | 2015-09-09 15:00 | 0 | 39.053 | 5% | 30% | 41.4725 | 488.407 | 5% | 30% | 45.0725 | 312.9596 | 0 | 0 | 0.00019983 | 5.4177e-05 | 9
16 | 2015-09-09 16:00 | 0 | 51.0757 | 4% | 29% | 33.178 | 458.8023 | 4% | 29% | 36.778 | 312.9596 | 0 | 0 | 0.00019673 | 2.5405e-05 | 9
17 | 2015-09-09 17:00 | 0 | 90.1778 | 5% | 25% | 41.4725 | 349.3722 | 5% | 25% | 45.0725 | 312.9596 | 0 | 0 | 0.00019983 | 0.00083816 | 9
18 | 2015-09-09 18:00 | 0.31068 | 99.0481 | 5% | 21% | 41.1618 | 270.1739 | 5% | 21% | 45.0725 | 312.9596 | 0 | 0 | 0.00018938 | 0.0010372 | 9
19 | 2015-09-09 19:00 | 7.8042 | 0 | 5% | 17% | 33.6683 | 298.894 | 5% | 17% | 45.0725 | 298.894 | 0 | 0 | 2.2348e-05 | 0.00072044 | 9
20 | 2015-09-09 20:00 | 3.8093 | 0 | 4% | 15% | 29.3687 | 263.73 | 4% | 15% | 36.778 | 263.73 | 0 | 0 | 8.8992e-05 | 0.00056942 | 9
21 | 2015-09-09 21:00 | 9.201 | 0 | 4% | 17% | 23.977 | 298.894 | 4% | 17% | 36.778 | 298.894 | 0 | 0 | 8.6038e-06 | 0.00072044 | 9
22 | 2015-09-09 22:00 | 23.8122 | 0 | 5% | 18% | 17.6603 | 316.476 | 5% | 18% | 45.0725 | 312.9596 | 0 | 0 | 0.00021235 | 0.00062476 | 9
23 | 2015-09-09 23:00 | 0 | 0 | 2% | 18% | 16.589 | 316.476 | 2% | 18% | 20.189 | 312.9596 | 0 | 0 | 5.0648e-05 | 0.00062476 | 9
0 | 2015-09-10 | 0 | 0 | 3% | 15% | 24.8835 | 263.73 | 3% | 15% | 28.4835 | 263.73 | 0 | 0 | 0.00014044 | 0.00056942 | 9
1 | 2015-09-10 01:00 | 0 | 0 | 4% | 24% | 33.178 | 421.968 | 4% | 24% | 36.778 | 312.9596 | 0 | 0 | 0.00019673 | 0.00062366 | 9
2 | 2015-09-10 02:00 | 0 | 0 | 4% | 21% | 33.178 | 369.222 | 4% | 21% | 36.778 | 312.9596 | 0 | 0 | 0.00019673 | 0.00058222 | 9
3 | 2015-09-10 03:00 | 7.492 | 22.4473 | 3% | 25% | 17.3915 | 417.1027 | 3% | 25% | 28.4835 | 312.9596 | 0 | 0 | 7.9421e-06 | 9.1618e-05 | 9
4 | 2015-09-10 04:00 | 10.1588 | 130.8335 | 3% | 26% | 14.7247 | 326.2985 | 3% | 26% | 28.4835 | 312.9596 | 0 | 0 | 1.5766e-07 | 0.0015487 | 9
5 | 2015-09-10 05:00 | 12.9881 | 65.2229 | 2% | 19% | 3.6009 | 268.8351 | 2% | 19% | 20.189 | 312.9596 | 0 | 0 | 7.2964e-05 | 0.00014648 | 9
6 | 2015-09-10 06:00 | 10.1051 | 46.4602 | 2% | 17% | 6.4839 | 252.4338 | 2% | 17% | 20.189 | 298.894 | 0 | 0 | 2.5665e-05 | 1.7325e-07 | 9
7 | 2015-09-10 07:00 | 3.4072 | 14.733 | 1% | 14% | 4.8873 | 231.415 | 1% | 14% | 11.8945 | 246.148 | 0 | 0 | 1.1622e-07 | 0.00013409 | 9
8 | 2015-09-10 08:00 | 1.5629 | 26.1126 | 0% | 13% | -1.5629 | 202.4534 | 0% | 13% | 3.6 | 228.566 | 0 | 0 | 0.00058878 | 1.1859e-05 | 9
9 | 2015-09-10 09:00 | 0 | 0 | 0% | 13% | 0 | 228.566 | 0% | 13% | 3.6 | 228.566 | 0 | 0 | 0.00068377 | 0.00033473 | 9
10 | 2015-09-10 10:00 | 0 | 0 | 0% | 14% | 0 | 246.148 | 0% | 14% | 3.6 | 246.148 | 0 | 0 | 0.00068377 | 0.00039837 | 9
11 | 2015-09-10 11:00 | 0 | 0 | 1% | 15% | 8.2945 | 263.73 | 1% | 15% | 11.8945 | 263.73 | 0 | 0 | 1.979e-05 | 0.00056942 | 9
12 | 2015-09-10 12:00 | 0 | 0 | 2% | 14% | 16.589 | 246.148 | 2% | 14% | 20.189 | 246.148 | 0 | 0 | 5.0648e-05 | 0.00039837 | 9
13 | 2015-09-10 13:00 | 2.7584 | 0 | 4% | 13% | 30.4196 | 228.566 | 4% | 13% | 36.778 | 228.566 | 0 | 0 | 0.0001145 | 0.00033473 | 9
14 | 2015-09-10 14:00 | 4.2811 | 0 | 4% | 13% | 28.8969 | 228.566 | 4% | 13% | 36.778 | 228.566 | 0 | 0 | 7.8583e-05 | 0.00033473 | 9
15 | 2015-09-10 15:00 | 0 | 58.7064 | 4% | 15% | 33.178 | 205.0236 | 4% | 15% | 36.778 | 263.73 | 0 | 0 | 0.00019673 | 9.0775e-05 | 9
16 | 2015-09-10 16:00 | 0 | 23.9312 | 5% | 13% | 41.4725 | 204.6348 | 5% | 13% | 45.0725 | 228.566 | 0 | 0 | 0.00019983 | 2.1944e-05 | 9
17 | 2015-09-10 17:00 | 0 | 10.4896 | 5% | 12% | 41.4725 | 200.4944 | 5% | 12% | 45.0725 | 210.984 | 0 | 0 | 0.00019983 | 0.00017342 | 9
18 | 2015-09-10 18:00 | 7.0025 | 0 | 7% | 12% | 51.059 | 210.984 | 7% | 12% | 61.6615 | 210.984 | 0 | 0 | 0.00015447 | 0.00036614 | 9
19 | 2015-09-10 19:00 | 3.2698 | 0 | 7% | 13% | 54.7917 | 228.566 | 7% | 13% | 61.6615 | 228.566 | 0 | 0 | 0.00028659 | 0.00033473 | 9
20 | 2015-09-10 20:00 | 10.2638 | 0 | 6% | 14% | 39.5032 | 246.148 | 6% | 14% | 53.367 | 246.148 | 0 | 0 | 7.5029e-05 | 0.00039837 | 9
21 | 2015-09-10 21:00 | 23.8355 | 0 | 6% | 22% | 25.9315 | 386.804 | 6% | 22% | 53.367 | 312.9596 | 0 | 0 | 5.9295e-05 | 0.00052086 | 9
22 | 2015-09-10 22:00 | 20.3744 | 15.0953 | 4% | 24% | 12.8036 | 406.8727 | 4% | 24% | 36.778 | 312.9596 | 0 | 0 | 0.00011104 | 0.00026855 | 9
23 | 2015-09-10 23:00 | 13.1834 | 8.2542 | 3% | 21% | 11.7001 | 360.9678 | 3% | 21% | 28.4835 | 312.9596 | 0 | 0 | 1.6351e-05 | 0.0003777 | 9
0 | 2015-09-11 | 10.4117 | 4.3116 | 3% | 18% | 14.4718 | 312.1644 | 3% | 18% | 28.4835 | 312.9596 | 0 | 0 | 4.9266e-07 | 0.00050819 | 9
1 | 2015-09-11 01:00 | 14.9904 | 0 | 3% | 16% | 9.8931 | 281.312 | 3% | 16% | 28.4835 | 281.312 | 0 | 0 | 3.8714e-05 | 0.00047347 | 9
2 | 2015-09-11 02:00 | 15.384 | 0 | 2% | 17% | 1.205 | 298.894 | 2% | 17% | 20.189 | 298.894 | 0 | 0 | 0.00013066 | 0.00072044 | 9
3 | 2015-09-11 03:00 | 5.087 | 15.6395 | 1% | 16% | 3.2075 | 265.6725 | 1% | 16% | 11.8945 | 281.312 | 0 | 0 | 2.8372e-06 | 0.00016549 | 9
4 | 2015-09-11 04:00 | 3.6254 | 107.191 | 1% | 15% | 4.6691 | 156.539 | 1% | 15% | 11.8945 | 263.73 | 0 | 0 | 6.0443e-09 | 0.0013767 | 9
5 | 2015-09-11 05:00 | 4.2222 | 128.006 | 1% | 11% | 4.0723 | 65.396 | 1% | 11% | 11.8945 | 193.402 | 0 | 0 | 4.118e-07 | 0.0030721 | 9
6 | 2015-09-11 06:00 | 1.7128 | 63.156 | 1% | 5% | 6.5817 | 24.754 | 1% | 5% | 11.8945 | 87.91 | 0 | 0 | 5.6821e-06 | 0.00058918 | 9
7 | 2015-09-11 07:00 | 5.7004 | 0 | 1% | 3% | 2.5941 | 52.746 | 1% | 3% | 11.8945 | 52.746 | 0 | 0 | 5.8749e-06 | 5.3688e-05 | 9
8 | 2015-09-11 08:00 | 2.8752 | 7.2712 | 0% | 3% | -2.8752 | 45.4748 | 0% | 3% | 3.6 | 52.746 | 0 | 0 | 0.0005145 | 1.0187e-05 | 9
9 | 2015-09-11 09:00 | 1.1503 | 41.1557 | 0% | 3% | -1.1503 | 11.5903 | 0% | 3% | 3.6 | 52.746 | 0 | 0 | 0.00061316 | 0.00025859 | 9
10 | 2015-09-11 10:00 | 0.90024 | 20.1024 | 0% | 2% | -0.90024 | 15.0616 | 0% | 2% | 3.6 | 35.164 | 0 | 0 | 0.00062819 | 2.7654e-05 | 9
11 | 2015-09-11 11:00 | 0 | 6.7704 | 0% | 1% | 0 | 10.8116 | 0% | 1% | 3.6 | 17.582 | 0 | 0 | 0.00068377 | 1.4839e-07 | 9
12 | 2015-09-11 12:00 | 0 | 0 | 1% | 1% | 8.2945 | 17.582 | 1% | 1% | 11.8945 | 17.582 | 0 | 0 | 1.979e-05 | 1.201e-05 | 9
13 | 2015-09-11 13:00 | 0 | 0 | 1% | 2% | 8.2945 | 35.164 | 1% | 2% | 11.8945 | 35.164 | 0 | 0 | 1.979e-05 | 3.8128e-05 | 9
14 | 2015-09-11 14:00 | 0 | 0 | 2% | 2% | 16.589 | 35.164 | 2% | 2% | 20.189 | 35.164 | 0 | 0 | 5.0648e-05 | 3.8128e-05 | 9
15 | 2015-09-11 15:00 | 0 | 0 | 2% | 3% | 16.589 | 52.746 | 2% | 3% | 20.189 | 52.746 | 0 | 0 | 5.0648e-05 | 5.3688e-05 | 9
16 | 2015-09-11 16:00 | 0.62364 | 11.011 | 3% | 5% | 24.2599 | 76.899 | 3% | 5% | 28.4835 | 87.91 | 0 | 0 | 0.00012318 | 2.9e-05 | 9
17 | 2015-09-11 17:00 | 4.8385 | 0 | 3% | 5% | 20.045 | 87.91 | 3% | 5% | 28.4835 | 87.91 | 0 | 0 | 3.6207e-05 | 0.00013567 | 9
18 | 2015-09-11 18:00 | 7.9394 | 0 | 2% | 5% | 8.6496 | 87.91 | 2% | 5% | 20.189 | 87.91 | 0 | 0 | 6.0279e-06 | 0.00013567 | 9
19 | 2015-09-11 19:00 | 10.2712 | 0 | 2% | 6% | 6.3178 | 105.492 | 2% | 6% | 20.189 | 105.492 | 0 | 0 | 2.7734e-05 | 0.00012837 | 9
20 | 2015-09-11 20:00 | 5.1149 | 0 | 1% | 6% | 3.1796 | 105.492 | 1% | 6% | 11.8945 | 105.492 | 0 | 0 | 2.9514e-06 | 0.00012837 | 9
21 | 2015-09-11 21:00 | 9.7008 | 1.2276 | 1% | 8% | -1.4063 | 139.4284 | 1% | 8% | 11.8945 | 140.656 | 0 | 0 | 5.2516e-05 | 0.00018871 | 9
22 | 2015-09-11 22:00 | 3.2774 | 0 | 0% | 7% | -3.2774 | 123.074 | 0% | 7% | 3.6 | 123.074 | 0 | 0 | 0.00049274 | 0.00012763 | 9
23 | 2015-09-11 23:00 | 0.77172 | 16.1899 | 0% | 6% | -0.77172 | 89.3021 | 0% | 6% | 3.6 | 105.492 | 0 | 0 | 0.00063598 | 4.5022e-06 | 9
0 | 2015-09-12 | 1.2004 | 31.0838 | 0% | 5% | -1.2004 | 56.8262 | 0% | 5% | 3.6 | 87.91 | 0 | 0 | 0.00061018 | 3.6379e-05 | 9
1 | 2015-09-12 01:00 | 1.1378 | 0 | 0% | 3% | -1.1378 | 52.746 | 0% | 3% | 3.6 | 52.746 | 0 | 0 | 0.00061391 | 5.3688e-05 | 9
2 | 2015-09-12 02:00 | 1.2002 | 0 | 0% | 2% | -1.2002 | 35.164 | 0% | 2% | 3.6 | 35.164 | 0 | 0 | 0.00061019 | 3.8128e-05 | 9
3 | 2015-09-12 03:00 | 2.2002 | 0 | 0% | 3% | -2.2002 | 52.746 | 0% | 3% | 3.6 | 52.746 | 0 | 0 | 0.00055208 | 5.3688e-05 | 9
4 | 2015-09-12 04:00 | 2.1907 | 0 | 0% | 4% | -2.1907 | 70.328 | 0% | 4% | 3.6 | 70.328 | 0 | 0 | 0.00055262 | 9.0538e-05 | 9
5 | 2015-09-12 05:00 | 1.5029 | 0 | 0% | 5% | -1.5029 | 87.91 | 0% | 5% | 3.6 | 87.91 | 0 | 0 | 0.00059229 | 0.00013567 | 9
6 | 2015-09-12 06:00 | 3.9002 | 0 | 1% | 5% | 4.3943 | 87.91 | 1% | 5% | 11.8945 | 87.91 | 0 | 0 | 6.4292e-08 | 0.00013567 | 9
7 | 2015-09-12 07:00 | 3.4129 | 0 | 1% | 7% | 4.8816 | 123.074 | 1% | 7% | 11.8945 | 123.074 | 0 | 0 | 1.1153e-07 | 0.00012763 | 9
8 | 2015-09-12 08:00 | 3.3004 | 54.8311 | 1% | 9% | 4.9941 | 103.4069 | 1% | 9% | 11.8945 | 158.238 | 0 | 0 | 2.2059e-07 | 0.00027113 | 9
9 | 2015-09-12 09:00 | 1.7004 | 44.8284 | 0% | 7% | -1.7004 | 78.2456 | 0% | 7% | 3.6 | 123.074 | 0 | 0 | 0.00058076 | 0.00020162 | 9
10 | 2015-09-12 10:00 | 1.2377 | 17.2571 | 0% | 6% | -1.2377 | 88.2349 | 0% | 6% | 3.6 | 105.492 | 0 | 0 | 0.00060796 | 2.2948e-06 | 9
11 | 2015-09-12 11:00 | 1.4002 | 0 | 0% | 5% | -1.4002 | 87.91 | 0% | 5% | 3.6 | 87.91 | 0 | 0 | 0.00059834 | 0.00013567 | 9
12 | 2015-09-12 12:00 | 1.7042 | 0 | 0% | 7% | -1.7042 | 123.074 | 0% | 7% | 3.6 | 123.074 | 0 | 0 | 0.00058054 | 0.00012763 | 9
13 | 2015-09-12 13:00 | 3.5042 | 0 | 1% | 11% | 4.7903 | 193.402 | 1% | 11% | 11.8945 | 193.402 | 0 | 0 | 5.0116e-08 | 0.00030201 | 9
14 | 2015-09-12 14:00 | 1.8677 | 0 | 1% | 14% | 6.4268 | 246.148 | 1% | 14% | 11.8945 | 246.148 | 0 | 0 | 4.8265e-06 | 0.00039837 | 9
15 | 2015-09-12 15:00 | 0 | 20.5013 | 0% | 16% | 0 | 260.8107 | 0% | 16% | 3.6 | 281.312 | 0 | 0 | 0.00068377 | 0.00010199 | 9
16 | 2015-09-12 16:00 | 0.12588 | 10.216 | 1% | 13% | 8.1686 | 218.35 | 1% | 13% | 11.8945 | 228.566 | 0 | 0 | 1.8463e-05 | 0.00015588 | 9
17 | 2015-09-12 17:00 | 0 | 17.9324 | 2% | 12% | 16.589 | 193.0516 | 2% | 12% | 20.189 | 210.984 | 0 | 0 | 5.0648e-05 | 7.9845e-05 | 9
18 | 2015-09-12 18:00 | 0 | 0 | 5% | 9% | 41.4725 | 158.238 | 5% | 9% | 45.0725 | 158.238 | 0 | 0 | 0.00019983 | 0.00021667 | 9
19 | 2015-09-12 19:00 | 0 | 0 | 10% | 9% | 82.945 | 158.238 | 10% | 9% | 86.545 | 158.238 | 0 | 0 | 0.00057035 | 0.00021667 | 9
20 | 2015-09-12 20:00 | 0 | 0 | 23% | 10% | 190.7735 | 175.82 | 23% | 10% | 194.3735 | 175.82 | 0 | 0 | 0.0017877 | 0.00045381 | 9
21 | 2015-09-12 21:00 | 0 | 0 | 32% | 14% | 265.424 | 246.148 | 32% | 14% | 247.1761 | 246.148 | 0 | 0 | 0.0023953 | 0.00039837 | 9
22 | 2015-09-12 22:00 | 0 | 31.4826 | 46% | 17% | 381.547 | 267.4114 | 46% | 17% | 247.1761 | 298.894 | 0 | 0 | 0.0022377 | 7.9833e-05 | 9
23 | 2015-09-12 23:00 | 0 | 132.1804 | 44% | 18% | 364.958 | 184.2956 | 44% | 18% | 247.1761 | 312.9596 | 0 | 0 | 0.002895 | 0.0025184 | 9
0 | 2015-09-13 | 0 | 21.1015 | 51% | 11% | 423.0195 | 172.3005 | 51% | 11% | 247.1761 | 193.402 | 0 | 0 | 0.0019704 | 2.8908e-05 | 9
1 | 2015-09-13 01:00 | 0 | 0 | 54% | 10% | 447.903 | 175.82 | 54% | 10% | 247.1761 | 175.82 | 0 | 0 | 0.0020799 | 0.00045381 | 9
2 | 2015-09-13 02:00 | 0 | 0 | 53% | 12% | 439.6085 | 210.984 | 53% | 12% | 247.1761 | 210.984 | 0 | 0 | 0.0021906 | 0.00036614 | 9
3 | 2015-09-13 03:00 | 0 | 0 | 66% | 14% | 547.437 | 246.148 | 66% | 14% | 247.1761 | 246.148 | 0 | 0 | 0.0017394 | 0.00039837 | 9
4 | 2015-09-13 04:00 | 0 | 0 | 63% | 17% | 522.5535 | 298.894 | 63% | 17% | 247.1761 | 298.894 | 0 | 0 | 0.00061093 | 0.00072044 | 9
5 | 2015-09-13 05:00 | 0 | 0 | 64% | 21% | 530.848 | 369.222 | 64% | 21% | 247.1761 | 312.9596 | 0 | 0 | 0.0014193 | 0.00058222 | 9
6 | 2015-09-13 06:00 | 0 | 17.5984 | 65% | 22% | 539.1425 | 369.2056 | 65% | 22% | 247.1761 | 312.9596 | 0 | 0 | 0.0016107 | 0.00016417 | 9
7 | 2015-09-13 07:00 | 16.1254 | 0 | 64% | 23% | 514.7226 | 404.386 | 64% | 23% | 247.1761 | 312.9596 | 0 | 0 | 0.00033241 | 0.00066025 | 9
8 | 2015-09-13 08:00 | 15.5809 | 0 | 66% | 25% | 531.8561 | 439.55 | 66% | 25% | 247.1761 | 312.9596 | 0 | 0 | 0.00052539 | 0.00049903 | 9
9 | 2015-09-13 09:00 | 0 | 0 | 61% | 27% | 505.9645 | 474.714 | 61% | 27% | 247.1761 | 312.9596 | 0 | 0 | 0.001728 | 0.0010126 | 9
10 | 2015-09-13 10:00 | 0 | 78.4174 | 62% | 27% | 514.259 | 396.2966 | 62% | 27% | 247.1761 | 312.9596 | 0 | 0 | 0.0019041 | 0.00016333 | 9
11 | 2015-09-13 11:00 | 0 | 55.1544 | 58% | 24% | 481.081 | 366.8136 | 58% | 24% | 247.1761 | 312.9596 | 0 | 0 | 0.0013642 | 4.0917e-05 | 9
12 | 2015-09-13 12:00 | 0 | 0 | 63% | 26% | 522.5535 | 457.132 | 63% | 26% | 247.1761 | 312.9596 | 0 | 0 | 0.00061093 | 0.0012292 | 9
13 | 2015-09-13 13:00 | 0 | 0 | 59% | 30% | 489.3755 | 527.46 | 59% | 30% | 247.1761 | 312.9596 | 0 | 0 | 0.00068611 | 0.00087453 | 9
14 | 2015-09-13 14:00 | 0 | 0 | 62% | 33% | 514.259 | 580.206 | 62% | 33% | 247.1761 | 312.9596 | 0 | 0 | 0.0019041 | 0.00091083 | 9
15 | 2015-09-13 15:00 | 37.0578 | 0 | 64% | 38% | 493.7902 | 668.116 | 64% | 38% | 247.1761 | 312.9596 | 0 | 0 | 4.9064e-05 | 0.0012944 | 9
16 | 2015-09-13 16:00 | 39.9678 | 0 | 64% | 40% | 490.8802 | 703.28 | 64% | 40% | 247.1761 | 312.9596 | 0 | 0 | 0.00011052 | 0.0011315 | 9
17 | 2015-09-13 17:00 | 0 | 0 | 60% | 38% | 497.67 | 668.116 | 60% | 38% | 247.1761 | 312.9596 | 0 | 0 | 0.0017678 | 0.0012944 | 9
18 | 2015-09-13 18:00 | 1.1782 | 48.9197 | 61% | 38% | 504.7863 | 619.1963 | 61% | 38% | 247.1761 | 312.9596 | 0 | 0 | 0.001612 | 6.6479e-05 | 9
19 | 2015-09-13 19:00 | 25.7867 | 0 | 61% | 33% | 480.1778 | 580.206 | 61% | 33% | 247.1761 | 312.9596 | 0 | 0 | 0.00010984 | 0.00091083 | 9
20 | 2015-09-13 20:00 | 0 | 0 | 56% | 31% | 464.492 | 545.042 | 56% | 31% | 247.1761 | 312.9596 | 0 | 0 | 0.0029131 | 0.00086046 | 9
21 | 2015-09-13 21:00 | 0 | 0 | 54% | 32% | 447.903 | 562.624 | 54% | 32% | 247.1761 | 312.9596 | 0 | 0 | 0.0020799 | 0.0012294 | 9
22 | 2015-09-13 22:00 | 0 | 0 | 57% | 34% | 472.7865 | 597.788 | 57% | 34% | 247.1761 | 312.9596 | 0 | 0 | 0.0016916 | 0.0013815 | 9
23 | 2015-09-13 23:00 | 0 | 0 | 59% | 36% | 489.3755 | 632.952 | 59% | 36% | 247.1761 | 312.9596 | 0 | 0 | 0.00068611 | 0.00088734 | 9
0 | 2015-09-14 | 0 | 0 | 57% | 39% | 472.7865 | 685.698 | 57% | 39% | 247.1761 | 312.9596 | 0 | 0 | 0.0016916 | 0.0014964 | 9
1 | 2015-09-14 01:00 | 0 | 0 | 56% | 38% | 464.492 | 668.116 | 56% | 38% | 247.1761 | 312.9596 | 0 | 0 | 0.0029131 | 0.0012944 | 9
2 | 2015-09-14 02:00 | 59.2091 | 0 | 63% | 38% | 463.3444 | 668.116 | 63% | 38% | 247.1761 | 312.9596 | 0 | 0 | 0.0021778 | 0.0012944 | 9
3 | 2015-09-14 03:00 | 36.5483 | 43.1114 | 55% | 41% | 419.6492 | 677.7506 | 55% | 41% | 247.1761 | 312.9596 | 0 | 0 | 0.00015879 | 0.00017758 | 9
4 | 2015-09-14 04:00 | 0 | 19.0756 | 45% | 40% | 373.2525 | 684.2044 | 45% | 40% | 247.1761 | 312.9596 | 0 | 0 | 0.001179 | 0.00051934 | 9
5 | 2015-09-14 05:00 | 18.2689 | 0 | 44% | 38% | 346.6891 | 668.116 | 44% | 38% | 247.1761 | 312.9596 | 0 | 0 | 0.00101 | 0.0012944 | 9
6 | 2015-09-14 06:00 | 96.387 | 173.0596 | 43% | 39% | 260.2765 | 512.6384 | 43% | 39% | 247.1761 | 312.9596 | 0 | 0 | 0.003913 | 0.0035697 | 9
7 | 2015-09-14 07:00 | 34.1879 | 203.6962 | 35% | 33% | 256.1196 | 376.5098 | 35% | 33% | 247.1761 | 312.9596 | 0 | 0 | 6.6581e-06 | 0.0073402 | 9
8 | 2015-09-14 08:00 | 42.8249 | 142.1046 | 27% | 30% | 181.1266 | 385.3554 | 27% | 30% | 227.5515 | 312.9596 | 0 | 0 | 0.00011784 | 0.0026267 | 9
9 | 2015-09-14 09:00 | 14.5976 | 0 | 20% | 26% | 151.2924 | 457.132 | 20% | 26% | 169.49 | 312.9596 | 0 | 0 | 0.00083685 | 0.0012292 | 9
10 | 2015-09-14 10:00 | 0 | 0 | 17% | 30% | 141.0065 | 527.46 | 17% | 30% | 144.6065 | 312.9596 | 0 | 0 | 0.0012803 | 0.00087453 | 9
11 | 2015-09-14 11:00 | 0 | 132.18 | 10% | 32% | 82.945 | 430.444 | 10% | 32% | 86.545 | 312.9596 | 0 | 0 | 0.00057035 | 0.0016094 | 9
12 | 2015-09-14 12:00 | 78.4883 | 187.9292 | 15% | 35% | 45.9292 | 427.4408 | 15% | 35% | 128.0175 | 312.9596 | 0 | 0 | 0.0044581 | 0.0056436 | 9
13 | 2015-09-14 13:00 | 45.7108 | 0 | 10% | 32% | 37.2342 | 562.624 | 10% | 32% | 86.545 | 312.9596 | 0 | 0 | 0.00097517 | 0.0012294 | 9
14 | 2015-09-14 14:00 | 14.9148 | 0 | 6% | 36% | 34.8522 | 632.952 | 6% | 36% | 53.367 | 312.9596 | 0 | 0 | 9.3308e-06 | 0.00088734 | 9
15 | 2015-09-14 15:00 | 75.7502 | 0 | 12% | 46% | 23.7838 | 808.772 | 12% | 46% | 103.134 | 312.9596 | 0 | 0 | 0.0034427 | 0.0021141 | 9
16 | 2015-09-14 16:00 | 15.5054 | 61.3614 | 6% | 56% | 34.2616 | 923.2306 | 6% | 56% | 53.367 | 312.9596 | 0 | 0 | 5.4875e-06 | 2.651e-06 | 9
17 | 2015-09-14 17:00 | 2.4496 | 74.5231 | 7% | 50% | 55.6119 | 804.5769 | 7% | 50% | 61.6615 | 312.9596 | 0 | 0 | 0.00032105 | 6.1593e-06 | 9
18 | 2015-09-14 18:00 | 34.636 | 279.3904 | 13% | 48% | 73.1925 | 564.5456 | 13% | 48% | 111.4285 | 312.9596 | 0 | 0 | 0.00022259 | 0.013981 | 9
19 | 2015-09-14 19:00 | 16.7046 | 0 | 11% | 32% | 74.5349 | 562.624 | 11% | 32% | 94.8395 | 312.9596 | 0 | 0 | 7.3814e-05 | 0.0012294 | 9
20 | 2015-09-14 20:00 | 14.1821 | 0 | 18% | 32% | 135.1189 | 562.624 | 18% | 32% | 152.901 | 312.9596 | 0 | 0 | 0.00020525 | 0.0012294 | 9
21 | 2015-09-14 21:00 | 0 | 0 | 24% | 42% | 199.068 | 738.444 | 24% | 42% | 202.668 | 312.9596 | 0 | 0 | 0.0023597 | 0.0013025 | 9
22 | 2015-09-14 22:00 | 0 | 115.3639 | 27% | 62% | 223.9515 | 974.7201 | 27% | 62% | 227.5515 | 312.9596 | 0 | 0 | 0.0016626 | 0.00051423 | 9
23 | 2015-09-14 23:00 | 0 | 215.2543 | 33% | 54% | 273.7185 | 734.1737 | 33% | 54% | 247.1761 | 312.9596 | 0 | 0 | 0.0018132 | 0.0055073 | 9
0 | 2015-09-15 | 0 | 266.7215 | 43% | 52% | 356.6635 | 647.5425 | 43% | 52% | 247.1761 | 312.9596 | 0 | 0 | 0.0028785 | 0.012359 | 9
1 | 2015-09-15 01:00 | 0 | 4.2864 | 54% | 50% | 447.903 | 874.8136 | 54% | 50% | 247.1761 | 312.9596 | 0 | 0 | 0.0020799 | 0.0014037 | 9
2 | 2015-09-15 02:00 | 0 | 155.1706 | 59% | 54% | 489.3755 | 794.2574 | 59% | 54% | 247.1761 | 312.9596 | 0 | 0 | 0.00068611 | 0.001603 | 9
3 | 2015-09-15 03:00 | 0 | 322.2229 | 63% | 54% | 522.5535 | 627.2051 | 63% | 54% | 247.1761 | 312.9596 | 0 | 0.002 | 0.00061093 | 0.018239 | 9
4 | 2015-09-15 04:00 | 33.1393 | 274.8604 | 65% | 53% | 506.0032 | 656.9856 | 65% | 53% | 247.1761 | 312.9596 | 0 | 0 | 3.2443e-08 | 0.013306 | 9
5 | 2015-09-15 05:00 | 55.1962 | 2.071 | 61% | 50% | 450.7683 | 877.029 | 61% | 50% | 247.1761 | 312.9596 | 0 | 0 | 0.0006238 | 0.0014997 | 9
6 | 2015-09-15 06:00 | 0 | 0 | 58% | 55% | 481.081 | 967.01 | 58% | 55% | 247.1761 | 312.9596 | 0 | 0 | 0.0013642 | 0.0015668 | 9
7 | 2015-09-15 07:00 | 138.4726 | 0 | 53% | 68% | 301.1359 | 1195.576 | 53% | 68% | 247.1761 | 312.9596 | 0 | 0 | 0.014434 | 0.0014773 | 9
8 | 2015-09-15 08:00 | 128.2465 | 8.0212 | 47% | 73% | 261.595 | 1275.4648 | 47% | 73% | 247.1761 | 312.9596 | 0 | 0 | 0.010232 | 0.00034949 | 9
9 | 2015-09-15 09:00 | 0 | 8.0212 | 39% | 77% | 323.4855 | 1345.7928 | 39% | 77% | 247.1761 | 312.9596 | 0 | 0 | 0.0012092 | 0.00061007 | 9
10 | 2015-09-15 10:00 | 14.0129 | 0 | 43% | 78% | 342.6506 | 1371.396 | 43% | 78% | 247.1761 | 312.9596 | 0 | 0 | 0.0013511 | 0.00054175 | 9
11 | 2015-09-15 11:00 | 0 | 0 | 33% | 78% | 273.7185 | 1371.396 | 33% | 78% | 247.1761 | 312.9596 | 0 | 0 | 0.0018132 | 0.00054175 | 9
12 | 2015-09-15 12:00 | 0 | 61.016 | 25% | 78% | 207.3625 | 1310.38 | 25% | 78% | 210.9625 | 312.9596 | 0 | 0 | 0.0019633 | 0.0001306 | 9
13 | 2015-09-15 13:00 | 0 | 6.7216 | 30% | 77% | 248.835 | 1347.0924 | 30% | 77% | 247.1761 | 312.9596 | 0 | 0 | 0.0031859 | 0.00064713 | 9
14 | 2015-09-15 14:00 | 30.5137 | 0 | 28% | 72% | 201.7323 | 1265.904 | 28% | 72% | 235.846 | 312.9596 | 0 | 0 | 1.8629e-05 | 0.0025726 | 9
15 | 2015-09-15 15:00 | 138.7115 | 35.602 | 29% | 69% | 101.829 | 1177.556 | 29% | 69% | 244.1405 | 312.9596 | 0 | 0 | 0.013713 | 1.3579e-05 | 9
16 | 2015-09-15 16:00 | 103.6352 | 106.8365 | 20% | 67% | 62.2548 | 1071.1575 | 20% | 67% | 169.49 | 312.9596 | 0 | 0 | 0.0061492 | 0.00097761 | 9
17 | 2015-09-15 17:00 | 55.7015 | 288.2708 | 11% | 67% | 35.538 | 889.7232 | 11% | 67% | 94.8395 | 312.9596 | 0 | 0 | 0.0014764 | 0.018079 | 9
18 | 2015-09-15 18:00 | 16.2152 | 430.0398 | 6% | 59% | 33.5518 | 607.2982 | 6% | 59% | 53.367 | 312.9596 | 0 | 0.038 | 2.2106e-06 | 0.04362 | 9
19 | 2015-09-15 19:00 | 16.703 | 180.5807 | 5% | 43% | 24.7695 | 575.4453 | 5% | 43% | 45.0725 | 312.9596 | 0 | 0 | 3.6015e-05 | 0.0025033 | 9
20 | 2015-09-15 20:00 | 9.0769 | 271.6966 | 4% | 43% | 24.1011 | 484.3294 | 4% | 43% | 36.778 | 312.9596 | 0 | 0 | 9.5038e-06 | 0.010375 | 9
21 | 2015-09-15 21:00 | 3.2428 | 24.3134 | 5% | 35% | 38.2297 | 591.0566 | 5% | 35% | 45.0725 | 312.9596 | 0 | 0 | 0.00010459 | 0.00032165 | 9
22 | 2015-09-15 22:00 | 9.3764 | 0 | 7% | 34% | 48.6851 | 597.788 | 7% | 34% | 61.6615 | 312.9596 | 0 | 0 | 9.152e-05 | 0.0013815 | 9
23 | 2015-09-15 23:00 | 0 | 0 | 9% | 36% | 74.6505 | 632.952 | 9% | 36% | 78.2505 | 312.9596 | 0 | 0 | 0.00070343 | 0.00088734 | 9
0 | 2015-09-16 | 0 | 0 | 10% | 38% | 82.945 | 668.116 | 10% | 38% | 86.545 | 312.9596 | 0 | 0 | 0.00057035 | 0.0012944 | 9
1 | 2015-09-16 01:00 | 0 | 84.3727 | 12% | 48% | 99.534 | 759.5633 | 12% | 48% | 103.134 | 312.9596 | 0 | 0 | 0.0010661 | 5.3597e-05 | 9
2 | 2015-09-16 02:00 | 0 | 121.424 | 13% | 45% | 107.8285 | 669.766 | 13% | 45% | 111.4285 | 312.9596 | 0 | 0 | 0.0007203 | 0.0013592 | 9
3 | 2015-09-16 03:00 | 0 | 310.5832 | 15% | 46% | 124.4175 | 498.1888 | 15% | 46% | 128.0175 | 312.9596 | 0 | 0 | 0.00077608 | 0.017075 | 9
4 | 2015-09-16 04:00 | 26.5072 | 266.3134 | 22% | 43% | 155.9718 | 489.7126 | 22% | 43% | 186.079 | 312.9596 | 0 | 0 | 4.0564e-05 | 0.0097603 | 9
5 | 2015-09-16 05:00 | 59.2402 | 0 | 20% | 36% | 106.6498 | 632.952 | 20% | 36% | 169.49 | 312.9596 | 0 | 0 | 0.00061969 | 0.00088734 | 9
6 | 2015-09-16 06:00 | 22.2983 | 0 | 15% | 42% | 102.1192 | 738.444 | 15% | 42% | 128.0175 | 312.9596 | 0 | 0 | 9.5067e-07 | 0.0013025 | 9
7 | 2015-09-16 07:00 | 0 | 0 | 14% | 50% | 116.123 | 879.1 | 14% | 50% | 119.723 | 312.9596 | 0 | 0 | 0.00093117 | 0.0015923 | 9
8 | 2015-09-16 08:00 | 23.6221 | 0 | 10% | 61% | 59.3229 | 1072.502 | 10% | 61% | 86.545 | 312.9596 | 0 | 0 | 2.1135e-05 | 0.0011846 | 9
9 | 2015-09-16 09:00 | 52.2738 | 0 | 9% | 65% | 22.3767 | 1142.83 | 9% | 65% | 78.2505 | 312.9596 | 0 | 0 | 0.0013323 | 0.0013583 | 9
10 | 2015-09-16 10:00 | 55.0654 | 85.8928 | 7% | 78% | 2.9961 | 1285.5032 | 7% | 78% | 61.6615 | 312.9596 | 0 | 0 | 0.0020718 | 0.00065419 | 9
11 | 2015-09-16 11:00 | 39.3877 | 0 | 5% | 77% | 2.0848 | 1353.814 | 5% | 77% | 45.0725 | 312.9596 | 0 | 0 | 0.0011122 | 0.00085625 | 9
12 | 2015-09-16 12:00 | 14.2609 | 0 | 2% | 75% | 2.3281 | 1318.65 | 2% | 75% | 20.189 | 312.9596 | 0 | 0 | 0.00010154 | 0.0017181 | 9
13 | 2015-09-16 13:00 | 10.9003 | 71.8296 | 1% | 81% | -2.6058 | 1352.3124 | 1% | 81% | 11.8945 | 312.9596 | 0 | 0 | 7.5568e-05 | 3.0375e-06 | 9
14 | 2015-09-16 14:00 | 6.0307 | 165.5261 | 1% | 80% | 2.2638 | 1241.0339 | 1% | 80% | 11.8945 | 312.9596 | 0 | 0 | 7.9643e-06 | 0.0021692 | 9
15 | 2015-09-16 15:00 | 1.4152 | 143.5903 | 0% | 74% | -1.4152 | 1157.4777 | 0% | 74% | 3.6 | 312.9596 | 0 | 0 | 0.00059745 | 0.0028847 | 9
16 | 2015-09-16 16:00 | 3.5015 | 0 | 1% | 75% | 4.793 | 1318.65 | 1% | 75% | 11.8945 | 312.9596 | 0 | 0 | 5.1617e-08 | 0.0017181 | 9
17 | 2015-09-16 17:00 | 3.8761 | 20.2391 | 1% | 72% | 4.4184 | 1245.6649 | 1% | 72% | 11.8945 | 312.9596 | 0 | 0 | 5.0391e-08 | 0.0015374 | 9
18 | 2015-09-16 18:00 | 0 | 312.4564 | 1% | 72% | 8.2945 | 953.4476 | 1% | 72% | 11.8945 | 312.9596 | 0 | 0 | 1.979e-05 | 0.016127 | 9
19 | 2015-09-16 19:00 | 9.5671 | 188.2032 | 3% | 58% | 15.3164 | 831.5528 | 3% | 58% | 28.4835 | 312.9596 | 0 | 0 | 1.0006e-07 | 0.0033393 | 9
20 | 2015-09-16 20:00 | 35.6716 | 143.478 | 6% | 51% | 14.0954 | 753.204 | 6% | 51% | 53.367 | 312.9596 | 0 | 0 | 0.00048269 | 0.0022387 | 9
21 | 2015-09-16 21:00 | 36.3089 | 14.0675 | 6% | 46% | 13.4581 | 794.7045 | 6% | 46% | 53.367 | 312.9596 | 0 | 0 | 0.00051704 | 0.0014423 | 9
22 | 2015-09-16 22:00 | 35.0686 | 12.3598 | 7% | 48% | 22.9929 | 831.5762 | 7% | 48% | 61.6615 | 312.9596 | 0 | 0 | 0.00045831 | 0.0011315 | 9
23 | 2015-09-16 23:00 | 6.1352 | 89.7256 | 6% | 47% | 43.6318 | 736.6284 | 6% | 47% | 53.367 | 312.9596 | 0 | 0 | 0.00018603 | 0.00016912 | 9
0 | 2015-09-17 | 0 | 0 | 9% | 40% | 74.6505 | 703.28 | 9% | 40% | 78.2505 | 312.9596 | 0 | 0 | 0.00070343 | 0.0011315 | 9
1 | 2015-09-17 01:00 | 0 | 0 | 16% | 41% | 132.712 | 720.862 | 16% | 41% | 136.312 | 312.9596 | 0 | 0 | 0.0015393 | 0.0014323 | 9
2 | 2015-09-17 02:00 | 0 | 0 | 25% | 38% | 207.3625 | 668.116 | 25% | 38% | 210.9625 | 312.9596 | 0 | 0 | 0.0019633 | 0.0012944 | 9
3 | 2015-09-17 03:00 | 0 | 131.311 | 24% | 36% | 199.068 | 501.641 | 24% | 36% | 202.668 | 312.9596 | 0 | 0 | 0.0023597 | 0.0020157 | 9
4 | 2015-09-17 04:00 | 0 | 0 | 22% | 27% | 182.479 | 474.714 | 22% | 27% | 186.079 | 312.9596 | 0 | 0 | 0.0014689 | 0.0010126 | 9
5 | 2015-09-17 05:00 | 45.6354 | 0 | 21% | 24% | 128.5491 | 421.968 | 21% | 24% | 177.7845 | 312.9596 | 0 | 0 | 9.7009e-06 | 0.00062366 | 9
6 | 2015-09-17 06:00 | 33.8833 | 4.6538 | 19% | 23% | 123.7122 | 399.7322 | 19% | 23% | 161.1955 | 312.9596 | 0 | 0 | 3.3224e-05 | 0.00053123 | 9
7 | 2015-09-17 07:00 | 14.5747 | 56.3405 | 17% | 24% | 126.4318 | 365.6275 | 17% | 24% | 144.6065 | 312.9596 | 0 | 0 | 0.00033158 | 5.0002e-05 | 9
8 | 2015-09-17 08:00 | 83.9548 | 0 | 22% | 22% | 98.5242 | 386.804 | 22% | 22% | 186.079 | 312.9596 | 0 | 0 | 0.0039553 | 0.00052086 | 9
9 | 2015-09-17 09:00 | 133.1045 | 0 | 22% | 25% | 49.3745 | 439.55 | 22% | 25% | 186.079 | 312.9596 | 0 | 0 | 0.01492 | 0.00049903 | 9
10 | 2015-09-17 10:00 | 140.2417 | 109.9706 | 25% | 35% | 67.1208 | 505.3994 | 25% | 35% | 210.9625 | 312.9596 | 0 | 0 | 0.015567 | 0.00094766 | 9
11 | 2015-09-17 11:00 | 36.1434 | 126.6074 | 18% | 33% | 113.1576 | 453.5986 | 18% | 33% | 152.901 | 312.9596 | 0 | 0 | 0.00014763 | 0.0017497 | 9
12 | 2015-09-17 12:00 | 0 | 112.3164 | 17% | 32% | 141.0065 | 450.3076 | 17% | 32% | 144.6065 | 312.9596 | 0 | 0 | 0.0012803 | 0.00083055 | 9
13 | 2015-09-17 13:00 | 0 | 30.4006 | 25% | 33% | 207.3625 | 549.8054 | 25% | 33% | 210.9625 | 312.9596 | 0 | 0 | 0.0019633 | 0.00016613 | 9
14 | 2015-09-17 14:00 | 0 | 0 | 31% | 35% | 257.1295 | 615.37 | 31% | 35% | 247.1761 | 312.9596 | 0 | 0 | 0.0011007 | 0.0010089 | 9
15 | 2015-09-17 15:00 | 54.7217 | 0 | 38% | 37% | 260.4693 | 650.534 | 38% | 37% | 247.1761 | 312.9596 | 0 | 0 | 0.00048378 | 0.0012424 | 9
16 | 2015-09-17 16:00 | 0 | 0 | 41% | 43% | 340.0745 | 756.026 | 41% | 43% | 247.1761 | 312.9596 | 0 | 0 | 0.0021365 | 0.0027747 | 9
17 | 2015-09-17 17:00 | 0 | Data Error | 44% | Data Error | 364.958 | Data Error | 44% | Data Error | 247.1761 | Data Error | 0 | Data Error | 0.002895 | Data Error | 9
18 | 2015-09-17 18:00 | 57.909 | Data Error | 48% | Data Error | 340.227 | Data Error | 48% | Data Error | 247.1761 | Data Error | 0 | Data Error | 0.00083592 | Data Error | 9
19 | 2015-09-17 19:00 | 52.08 | Data Error | 51% | Data Error | 370.9395 | Data Error | 51% | Data Error | 247.1761 | Data Error | 0 | Data Error | 0.00033853 | Data Error | 9
20 | 2015-09-17 20:00 | 0 | 67.5692 | 52% | 23% | 431.314 | 336.8168 | 52% | 23% | 247.1761 | 312.9596 | 0 | 0 | 0.002146 | 0.00016219 | 9
21 | 2015-09-17 21:00 | 0 | 218.8712 | 55% | 31% | 456.1975 | 326.1708 | 55% | 31% | 247.1761 | 312.9596 | 0 | 0 | 0.0032109 | 0.009054 | 9
22 | 2015-09-17 22:00 | 0 | 0 | 54% | 20% | 447.903 | 351.64 | 54% | 20% | 247.1761 | 312.9596 | 0 | 0 | 0.0020799 | 0.00057635 | 9
23 | 2015-09-17 23:00 | 0 | 0 | 56% | 24% | 464.492 | 421.968 | 56% | 24% | 247.1761 | 312.9596 | 0 | 0 | 0.0029131 | 0.00062366 | 9
0 | 2015-09-18 | 0 | 0 | 55% | 39% | 456.1975 | 685.698 | 55% | 39% | 247.1761 | 312.9596 | 0 | 0 | 0.0032109 | 0.0014964 | 9
1 | 2015-09-18 01:00 | 0 | 238.4461 | 52% | 46% | 431.314 | 570.3259 | 52% | 46% | 247.1761 | 312.9596 | 0 | 0 | 0.002146 | 0.0080354 | 9
2 | 2015-09-18 02:00 | 16.0188 | 104.2148 | 48% | 39% | 382.1172 | 581.4832 | 48% | 39% | 247.1761 | 312.9596 | 0 | 0 | 0.00046619 | 0.00042398 | 9
3 | 2015-09-18 03:00 | 67.1952 | 97.2992 | 47% | 35% | 322.6463 | 518.0708 | 47% | 35% | 247.1761 | 312.9596 | 0 | 0 | 0.000759 | 0.00055588 | 9
4 | 2015-09-18 04:00 | 5.6063 | 1.0798 | 37% | 37% | 301.2902 | 649.4542 | 37% | 37% | 247.1761 | 312.9596 | 0 | 0 | 0.0021365 | 0.0011995 | 9
5 | 2015-09-18 05:00 | 43.8601 | 12.3815 | 35% | 39% | 246.4474 | 673.3165 | 35% | 39% | 247.1761 | 312.9596 | 0 | 0 | 8.2459e-05 | 0.0010011 | 9
6 | 2015-09-18 06:00 | 62.2139 | 10.4357 | 31% | 36% | 194.9156 | 622.5163 | 31% | 36% | 247.1761 | 312.9596 | 0 | 0 | 0.0017497 | 0.00056896 | 9
7 | 2015-09-18 07:00 | 68.1936 | 100.1029 | 23% | 35% | 122.5799 | 515.2671 | 23% | 35% | 194.3735 | 312.9596 | 0 | 0 | 0.0015947 | 0.00063361 | 9
8 | 2015-09-18 08:00 | 68.7049 | 104.7802 | 19% | 31% | 88.8906 | 440.2618 | 19% | 31% | 161.1955 | 312.9596 | 0 | 0 | 0.0022796 | 0.00091576 | 9
9 | 2015-09-18 09:00 | 49.2169 | 80.3807 | 12% | 24% | 50.3171 | 341.5873 | 12% | 24% | 103.134 | 312.9596 | 0 | 0 | 0.0007121 | 0.00043033 | 9
10 | 2015-09-18 10:00 | 76.0368 | 97.0679 | 10% | 20% | 6.9082 | 254.5721 | 10% | 20% | 86.545 | 312.9596 | 0 | 0 | 0.0045954 | 0.00097353 | 9
11 | 2015-09-18 11:00 | 49.6531 | 79.8391 | 6% | 15% | 0.11388 | 183.8909 | 6% | 15% | 53.367 | 263.73 | 0 | 0 | 0.0015075 | 0.00046428 | 9
12 | 2015-09-18 12:00 | 23.9562 | 52.3038 | 3% | 12% | 0.9273 | 158.6802 | 3% | 12% | 28.4835 | 210.984 | 0 | 0 | 0.00029007 | 0.00011265 | 9
13 | 2015-09-18 13:00 | 10.4165 | 18.2626 | 2% | 9% | 6.1725 | 139.9754 | 2% | 9% | 20.189 | 158.238 | 0 | 0 | 2.961e-05 | 1.8773e-05 | 9
14 | 2015-09-18 14:00 | 0.4092 | 46.515 | 1% | 7% | 7.8853 | 76.559 | 1% | 7% | 11.8945 | 123.074 | 0 | 0 | 1.5644e-05 | 0.00022979 | 9
15 | 2015-09-18 15:00 | 0.4482 | 46.515 | 2% | 6% | 16.1408 | 58.977 | 2% | 6% | 20.189 | 105.492 | 0 | 0 | 4.3249e-05 | 0.00022879 | 9
16 | 2015-09-18 16:00 | 0 | 29.769 | 2% | 3% | 16.589 | 22.977 | 2% | 3% | 20.189 | 52.746 | 0 | 0 | 5.0648e-05 | 9.2242e-05 | 9
17 | 2015-09-18 17:00 | 0 | 27.4686 | 2% | 3% | 16.589 | 25.2774 | 2% | 3% | 20.189 | 52.746 | 0 | 0 | 5.0648e-05 | 6.8822e-05 | 9
18 | 2015-09-18 18:00 | 4.8288 | 21.1103 | 2% | 2% | 11.7602 | 14.0537 | 2% | 2% | 20.189 | 35.164 | 0 | 0 | 1.6772e-06 | 3.4012e-05 | 9
19 | 2015-09-18 19:00 | 10.9219 | 0 | 2% | 1% | 5.6671 | 17.582 | 2% | 1% | 20.189 | 17.582 | 0 | 0 | 3.6614e-05 | 1.201e-05 | 9
20 | 2015-09-18 20:00 | 9.1418 | 0 | 2% | 3% | 7.4472 | 52.746 | 2% | 3% | 20.189 | 52.746 | 0 | 0 | 1.5248e-05 | 5.3688e-05 | 9
21 | 2015-09-18 21:00 | 10.4916 | 0 | 3% | 6% | 14.3919 | 105.492 | 3% | 6% | 28.4835 | 105.492 | 0 | 0 | 6.372e-07 | 0.00012837 | 9
22 | 2015-09-18 22:00 | 6.6722 | 0 | 3% | 12% | 18.2113 | 210.984 | 3% | 12% | 28.4835 | 210.984 | 0 | 0 | 1.4489e-05 | 0.00036614 | 9
23 | 2015-09-18 23:00 | 27.2365 | 0 | 4% | 16% | 5.9415 | 281.312 | 4% | 16% | 36.778 | 281.312 | 0 | 0 | 0.00035384 | 0.00047347 | 9
0 | 2015-09-19 | 25.9381 | 131.8334 | 4% | 17% | 7.2399 | 167.0606 | 4% | 17% | 36.778 | 298.894 | 0 | 0 | 0.0002974 | 0.0023176 | 9
1 | 2015-09-19 01:00 | 13.0529 | 147.2516 | 4% | 16% | 20.1251 | 134.0604 | 4% | 16% | 36.778 | 281.312 | 0 | 0 | 2.9264e-06 | 0.003843 | 9
2 | 2015-09-19 02:00 | 0.51876 | 95.0945 | 3% | 11% | 24.3647 | 98.3075 | 3% | 11% | 28.4835 | 193.402 | 0 | 0 | 0.000126 | 0.0013475 | 9
3 | 2015-09-19 03:00 | 18.3109 | 52.1183 | 7% | 9% | 39.7506 | 106.1197 | 7% | 9% | 61.6615 | 158.238 | 0 | 0 | 1.4519e-06 | 0.0002227 | 9
4 | 2015-09-19 04:00 | 0 | 3.8365 | 5% | 9% | 41.4725 | 154.4015 | 5% | 9% | 45.0725 | 158.238 | 0 | 0 | 0.00019983 | 0.00015719 | 9
5 | 2015-09-19 05:00 | 0 | 10.4038 | 6% | 9% | 49.767 | 147.8342 | 6% | 9% | 53.367 | 158.238 | 0 | 0 | 0.00044252 | 7.7484e-05 | 9
6 | 2015-09-19 06:00 | 38.8946 | 0 | 11% | 7% | 52.3449 | 123.074 | 11% | 7% | 94.8395 | 123.074 | 0 | 0 | 0.00032983 | 0.00012763 | 9
7 | 2015-09-19 07:00 | 23.8591 | 13.5736 | 10% | 9% | 59.0859 | 144.6644 | 10% | 9% | 86.545 | 158.238 | 0 | 0 | 2.3844e-05 | 4.8995e-05 | 9
8 | 2015-09-19 08:00 | 0 | 13.5736 | 8% | 12% | 66.356 | 197.4104 | 8% | 12% | 69.956 | 210.984 | 0 | 0 | 0.00043663 | 0.0001303 | 9
9 | 2015-09-19 09:00 | 3.3218 | 0 | 10% | 16% | 79.6232 | 281.312 | 10% | 16% | 86.545 | 281.312 | 0 | 0 | 0.0003951 | 0.00047347 | 9
10 | 2015-09-19 10:00 | 30.0187 | 0 | 11% | 24% | 61.2208 | 421.968 | 11% | 24% | 94.8395 | 312.9596 | 0 | 0 | 5.5655e-05 | 0.00062366 | 9
11 | 2015-09-19 11:00 | 30.0187 | 0 | 11% | 35% | 61.2208 | 615.37 | 11% | 35% | 94.8395 | 312.9596 | 0 | 0 | 5.5655e-05 | 0.0010089 | 9
12 | 2015-09-19 12:00 | 0 | 0 | 11% | 41% | 91.2395 | 720.862 | 11% | 41% | 94.8395 | 312.9596 | 0 | 0 | 0.00082546 | 0.0014323 | 9
13 | 2015-09-19 13:00 | 0 | 30.1525 | 12% | 44% | 99.534 | 743.4555 | 12% | 44% | 103.134 | 312.9596 | 0 | 0 | 0.0010661 | 0.0003996 | 9
14 | 2015-09-19 14:00 | 0 | 0 | 15% | 42% | 124.4175 | 738.444 | 15% | 42% | 128.0175 | 312.9596 | 0 | 0 | 0.00077608 | 0.0013025 | 9
15 | 2015-09-19 15:00 | 0 | 0 | 23% | 41% | 190.7735 | 720.862 | 23% | 41% | 194.3735 | 312.9596 | 0 | 0 | 0.0017877 | 0.0014323 | 9
16 | 2015-09-19 16:00 | 6.436 | 0 | 27% | 42% | 217.5155 | 738.444 | 27% | 42% | 227.5515 | 312.9596 | 0 | 0 | 0.0010901 | 0.0013025 | 9
17 | 2015-09-19 17:00 | 33.9326 | 52.1488 | 26% | 41% | 181.7244 | 668.7132 | 26% | 41% | 219.257 | 312.9596 | 0 | 0 | 7.7102e-05 | 6.7005e-05 | 9
18 | 2015-09-19 18:00 | 38.0306 | 291.6229 | 26% | 42% | 177.6264 | 446.8211 | 26% | 42% | 219.257 | 312.9596 | 0 | 0 | 1.4747e-05 | 0.016841 | 9
19 | 2015-09-19 19:00 | 33.552 | 27.8892 | 26% | 26% | 182.105 | 429.2428 | 26% | 26% | 219.257 | 312.9596 | 0 | 0 | 8.5372e-05 | 0.00036856 | 9
20 | 2015-09-19 20:00 | 14.9196 | 0 | 27% | 22% | 209.0319 | 386.804 | 27% | 22% | 227.5515 | 312.9596 | 0 | 0 | 0.00051929 | 0.00052086 | 9
21 | 2015-09-19 21:00 | 19.1556 | 11.7173 | 31% | 22% | 237.9739 | 375.0867 | 31% | 22% | 247.1761 | 312.9596 | 0 | 0 | 0.00010166 | 0.00026108 | 9
22 | 2015-09-19 22:00 | 0 | 29.0069 | 29% | 20% | 240.5405 | 322.6331 | 29% | 20% | 244.1405 | 312.9596 | 0 | 0 | 0.002513 | 5.6388e-05 | 9
23 | 2015-09-19 23:00 | 0 | 0 | 33% | 18% | 273.7185 | 316.476 | 33% | 18% | 247.1761 | 312.9596 | 0 | 0 | 0.0018132 | 0.00062476 | 9
0 | 2015-09-20 | 0 | 0 | 38% | 20% | 315.191 | 351.64 | 38% | 20% | 247.1761 | 312.9596 | 0 | 0 | 0.0019341 | 0.00057635 | 9
1 | 2015-09-20 01:00 | 0 | 0 | 39% | 20% | 323.4855 | 351.64 | 39% | 20% | 247.1761 | 312.9596 | 0 | 0 | 0.0012092 | 0.00057635 | 9
2 | 2015-09-20 02:00 | 0 | 0 | 44% | 24% | 364.958 | 421.968 | 44% | 24% | 247.1761 | 312.9596 | 0 | 0 | 0.002895 | 0.00062366 | 9
3 | 2015-09-20 03:00 | 0 | 0 | 41% | 28% | 340.0745 | 492.296 | 41% | 28% | 247.1761 | 312.9596 | 0 | 0 | 0.0021365 | 0.00060754 | 9
4 | 2015-09-20 04:00 | 0 | 0 | 40% | 32% | 331.78 | 562.624 | 40% | 32% | 247.1761 | 312.9596 | 0 | 0 | 0.0016112 | 0.0012294 | 9
5 | 2015-09-20 05:00 | 0 | 30.4008 | 41% | 34% | 340.0745 | 567.3872 | 41% | 34% | 247.1761 | 312.9596 | 0 | 0 | 0.0021365 | 0.00039511 | 9
6 | 2015-09-20 06:00 | 25.4756 | 85.5403 | 48% | 33% | 372.6604 | 494.6657 | 48% | 33% | 247.1761 | 312.9596 | 0 | 0 | 0.00010384 | 0.00034122 | 9
7 | 2015-09-20 07:00 | 23.5607 | 22.0765 | 44% | 29% | 341.3973 | 487.8015 | 44% | 29% | 247.1761 | 312.9596 | 0 | 0 | 0.00064515 | 0.00046371 | 9
8 | 2015-09-20 08:00 | 0 | 0 | 40% | 28% | 331.78 | 492.296 | 40% | 28% | 247.1761 | 312.9596 | 0 | 0 | 0.0016112 | 0.00060754 | 9
9 | 2015-09-20 09:00 | 0 | 0 | 41% | 32% | 340.0745 | 562.624 | 41% | 32% | 247.1761 | 312.9596 | 0 | 0 | 0.0021365 | 0.0012294 | 9
10 | 2015-09-20 10:00 | 0 | 48.7212 | 40% | 32% | 331.78 | 513.9028 | 40% | 32% | 247.1761 | 312.9596 | 0 | 0 | 0.0016112 | 5.4042e-05 | 9
11 | 2015-09-20 11:00 | 38.874 | 21.2069 | 49% | 34% | 367.5565 | 576.5811 | 49% | 34% | 247.1761 | 312.9596 | 0 | 0 | 8.0798e-06 | 0.00063034 | 9
12 | 2015-09-20 12:00 | 75.0202 | 0 | 52% | 34% | 356.2938 | 597.788 | 52% | 34% | 247.1761 | 312.9596 | 0 | 0 | 0.0019466 | 0.0013815 | 9
13 | 2015-09-20 13:00 | 20.1368 | 0 | 55% | 36% | 436.0607 | 632.952 | 55% | 36% | 247.1761 | 312.9596 | 0 | 0 | 0.0010489 | 0.00088734 | 9
14 | 2015-09-20 14:00 | 8.8703 | 0 | 57% | 41% | 463.9162 | 720.862 | 57% | 41% | 247.1761 | 312.9596 | 0 | 0 | 0.00092626 | 0.0014323 | 9
15 | 2015-09-20 15:00 | 1.783 | 0 | 57% | 47% | 471.0035 | 826.354 | 57% | 47% | 247.1761 | 312.9596 | 0 | 0 | 0.0015194 | 0.0014461 | 9
16 | 2015-09-20 16:00 | 0 | 0 | 60% | 45% | 497.67 | 791.19 | 60% | 45% | 247.1761 | 312.9596 | 0 | 0 | 0.0017678 | 0.0010364 | 9
17 | 2015-09-20 17:00 | 0 | 102.0518 | 63% | 47% | 522.5535 | 724.3022 | 63% | 47% | 247.1761 | 312.9596 | 0 | 0 | 0.00061093 | 0.00040061 | 9
18 | 2015-09-20 18:00 | 0 | 119.5328 | 69% | 40% | 572.3205 | 583.7472 | 69% | 40% | 247.1761 | 312.9596 | 0 | 0 | 0.0036564 | 0.0011798 | 9
19 | 2015-09-20 19:00 | 0 | 140.9444 | 72% | 38% | 597.204 | 527.1716 | 72% | 38% | 247.1761 | 312.9596 | 0 | 0 | 0.0018516 | 0.0019525 | 9
20 | 2015-09-20 20:00 | 24.8083 | 117.503 | 74% | 32% | 588.9847 | 445.121 | 74% | 32% | 247.1761 | 312.9596 | 0 | 0 | 0.0011663 | 0.0010093 | 9
21 | 2015-09-20 21:00 | 10.6932 | 0 | 74% | 31% | 603.0998 | 545.042 | 74% | 31% | 247.1761 | 312.9596 | 0 | 0 | 0.0026182 | 0.00086046 | 9
22 | 2015-09-20 22:00 | 2.3137 | 0 | 71% | 38% | 586.5958 | 668.116 | 71% | 38% | 247.1761 | 312.9596 | 0 | 0 | 0.0009308 | 0.0012944 | 9
23 | 2015-09-20 23:00 | 3.5731 | 0 | 70% | 43% | 577.0419 | 756.026 | 70% | 43% | 247.1761 | 312.9596 | 0 | 0 | 0.0012625 | 0.0027747 | 9
0 | 2015-09-21 | 2.1852 | 0 | 69% | 50% | 570.1353 | 879.1 | 69% | 50% | 247.1761 | 312.9596 | 0 | 0 | 0.0033448 | 0.0015923 | 9
1 | 2015-09-21 01:00 | 79.4862 | 0 | 71% | 57% | 509.4233 | 1002.174 | 71% | 57% | 247.1761 | 312.9596 | 0 | 0 | 0.0039102 | 0.0010699 | 9
2 | 2015-09-21 02:00 | 65.0094 | 113.2874 | 68% | 60% | 499.0166 | 941.6326 | 68% | 60% | 247.1761 | 312.9596 | 0 | 0 | 0.00070364 | 0.0011832 | 9
3 | 2015-09-21 03:00 | 10.5589 | 90.7772 | 62% | 56% | 503.7001 | 893.8148 | 62% | 56% | 247.1761 | 312.9596 | 0 | 0 | 0.00095518 | 0.00033705 | 9
4 | 2015-09-21 04:00 | 21.5694 | 59.8746 | 60% | 53% | 476.1006 | 871.9714 | 60% | 53% | 247.1761 | 312.9596 | 0 | 0 | 0.00025731 | 4.7965e-05 | 9
5 | 2015-09-21 05:00 | 0 | 0 | 59% | 45% | 489.3755 | 791.19 | 59% | 45% | 247.1761 | 312.9596 | 0 | 0 | 0.00068611 | 0.0010364 | 9
6 | 2015-09-21 06:00 | 46.5624 | 0 | 56% | 43% | 417.9296 | 756.026 | 56% | 43% | 247.1761 | 312.9596 | 0 | 0 | 4.6798e-06 | 0.0027747 | 9
7 | 2015-09-21 07:00 | 71.5661 | 170.562 | 52% | 41% | 359.7479 | 550.3 | 52% | 41% | 247.1761 | 312.9596 | 0 | 0 | 0.0015965 | 0.0035003 | 9
8 | 2015-09-21 08:00 | 5.6267 | 276.6908 | 39% | 36% | 317.8588 | 356.2612 | 39% | 36% | 247.1761 | 312.9596 | 0 | 0 | 0.00078344 | 0.016278 | 9
9 | 2015-09-21 09:00 | 52.7286 | 173.2184 | 36% | 27% | 245.8734 | 301.4956 | 36% | 27% | 247.1761 | 312.9596 | 0 | 0 | 0.00046723 | 0.0044488 | 9
10 | 2015-09-21 10:00 | 38.8531 | 0 | 28% | 20% | 193.3929 | 351.64 | 28% | 20% | 235.846 | 312.9596 | 0 | 0 | 0.0002065 | 0.00057635 | 9
11 | 2015-09-21 11:00 | 58.0723 | 0 | 25% | 22% | 149.2902 | 386.804 | 25% | 22% | 210.9625 | 312.9596 | 0 | 0 | 0.00066068 | 0.00052086 | 9
12 | 2015-09-21 12:00 | 48.6575 | 0 | 18% | 23% | 100.6435 | 404.386 | 18% | 23% | 152.901 | 312.9596 | 0 | 0 | 0.00074188 | 0.00066025 | 9
13 | 2015-09-21 13:00 | 23.9579 | 0 | 12% | 25% | 75.5761 | 439.55 | 12% | 25% | 103.134 | 312.9596 | 0 | 0 | 1.4195e-05 | 0.00049903 | 9
14 | 2015-09-21 14:00 | 11.8038 | 0 | 9% | 28% | 62.8467 | 492.296 | 9% | 28% | 78.2505 | 312.9596 | 0 | 0 | 0.00015108 | 0.00060754 | 9
15 | 2015-09-21 15:00 | 15.8339 | 0 | 6% | 30% | 33.9331 | 527.46 | 6% | 30% | 53.367 | 312.9596 | 0 | 0 | 3.7891e-06 | 0.00087453 | 9
16 | 2015-09-21 16:00 | 29.932 | 71.684 | 5% | 31% | 11.5405 | 473.358 | 5% | 31% | 45.0725 | 312.9596 | 0 | 0 | 0.00048182 | 0.00013082 | 9
17 | 2015-09-21 17:00 | 12.4207 | 258.7338 | 2% | 32% | 4.1683 | 303.8902 | 2% | 32% | 20.189 | 312.9596 | 0 | 0 | 6.1746e-05 | 0.012566 | 9
18 | 2015-09-21 18:00 | 3.458 | 129.547 | 1% | 19% | 4.8365 | 204.511 | 1% | 19% | 11.8945 | 312.9596 | 0 | 0 | 7.8157e-08 | 0.0023705 | 9
19 | 2015-09-21 19:00 | 0 | 0 | 1% | 10% | 8.2945 | 175.82 | 1% | 10% | 11.8945 | 175.82 | 0 | 0 | 1.979e-05 | 0.00045381 | 9
20 | 2015-09-21 20:00 | 0 | 37.6366 | 1% | 10% | 8.2945 | 138.1834 | 1% | 10% | 11.8945 | 175.82 | 0 | 0 | 1.979e-05 | 1.0729e-08 | 9
21 | 2015-09-21 21:00 | 0 | 33.6943 | 1% | 9% | 8.2945 | 124.5437 | 1% | 9% | 11.8945 | 158.238 | 0 | 0 | 1.979e-05 | 1.9752e-05 | 9
22 | 2015-09-21 22:00 | 0 | 2.8646 | 1% | 8% | 8.2945 | 137.7914 | 1% | 8% | 11.8945 | 140.656 | 0 | 0 | 1.979e-05 | 0.00016399 | 9
23 | 2015-09-21 23:00 | 0 | 0 | 1% | 8% | 8.2945 | 140.656 | 1% | 8% | 11.8945 | 140.656 | 0 | 0 | 1.979e-05 | 0.00020838 | 9
0 | 2015-09-22 | 0 | 0 | 1% | 6% | 8.2945 | 105.492 | 1% | 6% | 11.8945 | 105.492 | 0 | 0 | 1.979e-05 | 0.00012837 | 9
1 | 2015-09-22 01:00 | 0 | 0 | 2% | 6% | 16.589 | 105.492 | 2% | 6% | 20.189 | 105.492 | 0 | 0 | 5.0648e-05 | 0.00012837 | 9
2 | 2015-09-22 02:00 | 0 | 23.4641 | 2% | 8% | 16.589 | 117.1919 | 2% | 8% | 20.189 | 140.656 | 0 | 0 | 5.0648e-05 | 1.1875e-06 | 9
3 | 2015-09-22 03:00 | 0 | 22.7375 | 5% | 7% | 41.4725 | 100.3365 | 5% | 7% | 45.0725 | 123.074 | 0 | 0 | 0.00019983 | 2.673e-06 | 9
4 | 2015-09-22 04:00 | 0 | 26.4095 | 6% | 8% | 49.767 | 114.2465 | 6% | 8% | 53.367 | 140.656 | 0 | 0 | 0.00044252 | 3.4283e-07 | 9
5 | 2015-09-22 05:00 | 0 | 0 | 12% | 6% | 99.534 | 105.492 | 12% | 6% | 103.134 | 105.492 | 0 | 0 | 0.0010661 | 0.00012837 | 9
6 | 2015-09-22 06:00 | 0 | 0 | 13% | 7% | 107.8285 | 123.074 | 13% | 7% | 111.4285 | 123.074 | 0 | 0 | 0.0007203 | 0.00012763 | 9
7 | 2015-09-22 07:00 | 0 | 0 | 16% | 9% | 132.712 | 158.238 | 16% | 9% | 136.312 | 158.238 | 0 | 0 | 0.0015393 | 0.00021667 | 9
8 | 2015-09-22 08:00 | 0 | 30.5231 | 20% | 9% | 165.89 | 127.7149 | 20% | 9% | 169.49 | 158.238 | 0 | 0 | 0.0021648 | 6.9728e-06 | 9
9 | 2015-09-22 09:00 | 0 | 100.619 | 23% | 10% | 190.7735 | 75.201 | 23% | 10% | 194.3735 | 175.82 | 0 | 0 | 0.0017877 | 0.0012907 | 9
10 | 2015-09-22 10:00 | 43.9042 | 34.0844 | 22% | 6% | 138.5748 | 71.4076 | 22% | 6% | 186.079 | 105.492 | 0 | 0 | 0.00021331 | 6.4898e-05 | 9
11 | 2015-09-22 11:00 | 42.1589 | 35.7282 | 15% | 7% | 82.2586 | 87.3458 | 15% | 7% | 128.0175 | 123.074 | 0 | 0 | 0.00052759 | 8.1425e-05 | 9
12 | 2015-09-22 12:00 | 44.4593 | 0 | 14% | 7% | 71.6637 | 123.074 | 14% | 7% | 119.723 | 123.074 | 0 | 0 | 0.00053296 | 0.00012763 | 9
13 | 2015-09-22 13:00 | 35.7383 | 0 | 10% | 11% | 47.2067 | 193.402 | 10% | 11% | 86.545 | 193.402 | 0 | 0 | 0.00036882 | 0.00030201 | 9
14 | 2015-09-22 14:00 | 6.9517 | 23.7331 | 9% | 16% | 67.6988 | 257.5789 | 9% | 16% | 78.2505 | 281.312 | 0 | 0 | 0.0003291 | 6.8241e-05 | 9
15 | 2015-09-22 15:00 | 9.0828 | 0 | 8% | 17% | 57.2732 | 298.894 | 8% | 17% | 69.956 | 298.894 | 0 | 0 | 9.8909e-05 | 0.00072044 | 9
16 | 2015-09-22 16:00 | 4.6031 | 0 | 7% | 20% | 53.4584 | 351.64 | 7% | 20% | 61.6615 | 312.9596 | 0 | 0 | 0.00023475 | 0.00057635 | 9
17 | 2015-09-22 17:00 | 4.6993 | 0 | 7% | 28% | 53.3622 | 492.296 | 7% | 28% | 61.6615 | 312.9596 | 0 | 0 | 0.00023121 | 0.00060754 | 9
18 | 2015-09-22 18:00 | 0 | 22.6868 | 7% | 31% | 58.0615 | 522.3552 | 7% | 31% | 61.6615 | 312.9596 | 0 | 0 | 0.0004356 | 0.00026995 | 9
19 | 2015-09-22 19:00 | 8.065 | 7.3462 | 8% | 29% | 58.291 | 502.5318 | 8% | 29% | 69.956 | 312.9596 | 0 | 0 | 0.00012482 | 0.00089474 | 9
20 | 2015-09-22 20:00 | 20.4306 | 0 | 8% | 27% | 45.9254 | 474.714 | 8% | 27% | 69.956 | 312.9596 | 0 | 0 | 1.3956e-05 | 0.0010126 | 9
21 | 2015-09-22 21:00 | 31.6218 | 0 | 11% | 26% | 59.6177 | 457.132 | 11% | 26% | 94.8395 | 312.9596 | 0 | 0 | 8.8227e-05 | 0.0012292 | 9
22 | 2015-09-22 22:00 | 59.5932 | 59.9242 | 16% | 28% | 73.1188 | 432.3718 | 16% | 28% | 136.312 | 312.9596 | 0 | 0 | 0.0010636 | 8.9006e-05 | 9
23 | 2015-09-22 23:00 | 54.0242 | 61.5685 | 18% | 23% | 95.2768 | 342.8175 | 18% | 23% | 152.901 | 312.9596 | 0 | 0 | 0.0011362 | 8.691e-05 | 9
0 | 2015-09-23 | 41.9932 | 136.5697 | 21% | 19% | 132.1913 | 197.4883 | 21% | 19% | 177.7845 | 312.9596 | 0 | 0 | 1.6295e-06 | 0.0027754 | 9
1 | 2015-09-23 01:00 | 6.841 | 200.5165 | 23% | 18% | 183.9325 | 115.9595 | 23% | 18% | 194.3735 | 312.9596 | 0 | 0 | 0.0011583 | 0.0079301 | 9
2 | 2015-09-23 02:00 | 0 | 112.5262 | 19% | 9% | 157.5955 | 45.7118 | 19% | 9% | 161.1955 | 158.238 | 0 | 0 | 0.001231 | 0.0024286 | 9
3 | 2015-09-23 03:00 | 0 | 53.461 | 33% | 6% | 273.7185 | 52.031 | 33% | 6% | 247.1761 | 105.492 | 0 | 0 | 0.0018132 | 0.00036392 | 9
4 | 2015-09-23 04:00 | 0 | 22.5277 | 32% | 5% | 265.424 | 65.3823 | 32% | 5% | 247.1761 | 87.91 | 0 | 0 | 0.0023953 | 1.3575e-06 | 9
5 | 2015-09-23 05:00 | 0 | 0.71256 | 37% | 6% | 306.8965 | 104.7794 | 37% | 6% | 247.1761 | 105.492 | 0 | 0 | 0.002807 | 0.00011935 | 9
6 | 2015-09-23 06:00 | 0 | 0 | 39% | 6% | 323.4855 | 105.492 | 39% | 6% | 247.1761 | 105.492 | 0 | 0 | 0.0012092 | 0.00012837 | 9
7 | 2015-09-23 07:00 | 12.3637 | 24.3305 | 39% | 7% | 311.1218 | 98.7435 | 39% | 7% | 247.1761 | 123.074 | 0 | 0 | 0.00039472 | 6.4566e-06 | 9
8 | 2015-09-23 08:00 | 51.5038 | 51.8455 | 37% | 7% | 255.3927 | 71.2285 | 37% | 7% | 247.1761 | 123.074 | 0 | 0 | 8.3041e-05 | 0.0003309 | 9
9 | 2015-09-23 09:00 | 68.059 | 35.3783 | 31% | 6% | 189.0705 | 70.1137 | 31% | 6% | 247.1761 | 105.492 | 0 | 0 | 0.0023889 | 7.7296e-05 | 9
10 | 2015-09-23 10:00 | 88.9082 | 24.3812 | 27% | 6% | 135.0433 | 81.1108 | 27% | 6% | 227.5515 | 105.492 | 0 | 0 | 0.0044108 | 6.4368e-06 | 9
11 | 2015-09-23 11:00 | 86.8357 | 19.894 | 21% | 7% | 87.3488 | 103.18 | 21% | 7% | 177.7845 | 123.074 | 0 | 0 | 0.0027864 | 3.1153e-10 | 9
12 | 2015-09-23 12:00 | 61.0354 | 29.5669 | 15% | 8% | 63.3821 | 111.0891 | 15% | 8% | 128.0175 | 140.656 | 0 | 0 | 0.002091 | 5.6709e-06 | 9
13 | 2015-09-23 13:00 | 54.8467 | 0 | 12% | 9% | 44.6873 | 158.238 | 12% | 9% | 103.134 | 158.238 | 0 | 0 | 0.0011204 | 0.00021667 | 9
14 | 2015-09-23 14:00 | 43.7326 | 0 | 8% | 12% | 22.6234 | 210.984 | 8% | 12% | 69.956 | 210.984 | 0 | 0 | 0.0010131 | 0.00036614 | 9
15 | 2015-09-23 15:00 | 30.814 | 0 | 6% | 15% | 18.953 | 263.73 | 6% | 15% | 53.367 | 263.73 | 0 | 0 | 0.00025965 | 0.00056942 | 9
16 | 2015-09-23 16:00 | 12.7277 | 0 | 4% | 16% | 20.4503 | 281.312 | 4% | 16% | 36.778 | 281.312 | 0 | 0 | 1.7387e-06 | 0.00047347 | 9
17 | 2015-09-23 17:00 | 0 | 0 | 3% | 16% | 24.8835 | 281.312 | 3% | 16% | 28.4835 | 281.312 | 0 | 0 | 0.00014044 | 0.00047347 | 9
18 | 2015-09-23 18:00 | 0 | 0 | 4% | 19% | 33.178 | 334.058 | 4% | 19% | 36.778 | 312.9596 | 0 | 0 | 0.00019673 | 0.00062468 | 9
19 | 2015-09-23 19:00 | 0 | 0 | 6% | 18% | 49.767 | 316.476 | 6% | 18% | 53.367 | 312.9596 | 0 | 0 | 0.00044252 | 0.00062476 | 9
20 | 2015-09-23 20:00 | 20.9184 | 0 | 9% | 18% | 53.7321 | 316.476 | 9% | 18% | 78.2505 | 312.9596 | 0 | 0 | 1.6967e-06 | 0.00062476 | 9
21 | 2015-09-23 21:00 | 33.9258 | 123.314 | 10% | 18% | 49.0192 | 193.162 | 10% | 18% | 86.545 | 312.9596 | 0 | 0 | 0.00028967 | 0.0020377 | 9
22 | 2015-09-23 22:00 | 24.0984 | 74.1388 | 9% | 11% | 50.5521 | 119.2632 | 9% | 11% | 78.2505 | 193.402 | 0 | 0 | 6.4074e-06 | 0.00061449 | 9
23 | 2015-09-23 23:00 | 25.8833 | 24.4616 | 8% | 7% | 40.4727 | 98.6124 | 8% | 7% | 69.956 | 123.074 | 0 | 0 | 0.00010629 | 6.8413e-06 | 9
0 | 2015-09-24 | 2.7356 | 14.7931 | 7% | 6% | 55.3259 | 90.6989 | 7% | 6% | 61.6615 | 105.492 | 0 | 0 | 0.00030881 | 8.5047e-06 | 9
1 | 2015-09-24 01:00 | 34.5478 | 0.4494 | 7% | 5% | 23.5137 | 87.4606 | 7% | 5% | 61.6615 | 87.91 | 0 | 0 | 0.00043182 | 0.00012978 | 9
2 | 2015-09-24 02:00 | 28.6697 | 11.3705 | 4% | 5% | 4.5083 | 76.5395 | 4% | 5% | 36.778 | 87.91 | 0 | 0 | 0.00042183 | 2.684e-05 | 9
3 | 2015-09-24 03:00 | 19.8647 | 32.0048 | 3% | 5% | 5.0188 | 55.9052 | 3% | 5% | 28.4835 | 87.91 | 0 | 0 | 0.00014638 | 4.2973e-05 | 9
4 | 2015-09-24 04:00 | 4.8191 | 5.5381 | 1% | 4% | 3.4754 | 64.7899 | 1% | 4% | 11.8945 | 70.328 | 0 | 0 | 1.8532e-06 | 4.0516e-05 | 9
5 | 2015-09-24 05:00 | 2.7628 | 9.0514 | 0% | 5% | -2.7628 | 78.8586 | 0% | 5% | 3.6 | 87.91 | 0 | 0 | 0.00052067 | 4.2247e-05 | 9
6 | 2015-09-24 06:00 | 1.8253 | 0 | 0% | 4% | -1.8253 | 70.328 | 0% | 4% | 3.6 | 70.328 | 0 | 0 | 0.00057352 | 9.0538e-05 | 9
7 | 2015-09-24 07:00 | 0.80028 | 0 | 0% | 5% | -0.80028 | 87.91 | 0% | 5% | 3.6 | 87.91 | 0 | 0 | 0.00063424 | 0.00013567 | 9
8 | 2015-09-24 08:00 | 1.1311 | 4.7272 | 0% | 5% | -1.1311 | 83.1828 | 0% | 5% | 3.6 | 87.91 | 0 | 0 | 0.00061431 | 8.0267e-05 | 9
9 | 2015-09-24 09:00 | 0.86112 | 19.2823 | 0% | 4% | -0.86112 | 51.0457 | 0% | 4% | 3.6 | 70.328 | 0 | 0 | 0.00063055 | 2.1082e-06 | 9
10 | 2015-09-24 10:00 | 0.50244 | 15.7334 | 0% | 3% | -0.50244 | 37.0126 | 0% | 3% | 3.6 | 52.746 | 0 | 0 | 0.00065246 | 2.6289e-06 | 9
11 | 2015-09-24 11:00 | 0.80232 | 7.085 | 0% | 1% | -0.80232 | 10.497 | 0% | 1% | 3.6 | 17.582 | 0 | 0 | 0.00063412 | 3.1828e-07 | 9
12 | 2015-09-24 12:00 | 1.2769 | 7.6798 | 0% | 2% | -1.2769 | 27.4842 | 0% | 2% | 3.6 | 35.164 | 0 | 0 | 0.00060563 | 3.2645e-06 | 9
13 | 2015-09-24 13:00 | 2.0012 | 14.0338 | 0% | 2% | -2.0012 | 21.1302 | 0% | 2% | 3.6 | 35.164 | 0 | 0 | 0.00056341 | 3.2657e-06 | 9
14 | 2015-09-24 14:00 | 4.1003 | 20.0802 | 1% | 2% | 4.1942 | 15.0838 | 1% | 2% | 11.8945 | 35.164 | 0 | 0 | 2.4476e-07 | 2.7522e-05 | 9
15 | 2015-09-24 15:00 | 2.0065 | 26.4924 | 1% | 2% | 6.288 | 8.6716 | 1% | 2% | 11.8945 | 35.164 | 0 | 0 | 4.1191e-06 | 7.9088e-05 | 9
16 | 2015-09-24 16:00 | 0.51144 | 28.9582 | 0% | 3% | -0.51144 | 23.7878 | 0% | 3% | 3.6 | 52.746 | 0 | 0 | 0.0006519 | 8.3597e-05 | 9
17 | 2015-09-24 17:00 | 5.1238 | 11.748 | 1% | 4% | 3.1707 | 58.58 | 1% | 4% | 11.8945 | 70.328 | 0 | 0 | 2.9883e-06 | 8.0275e-06 | 9
18 | 2015-09-24 18:00 | 7.5271 | 0 | 2% | 6% | 9.0619 | 105.492 | 2% | 6% | 20.189 | 105.492 | 0 | 0 | 3.8341e-06 | 0.00012837 | 9
19 | 2015-09-24 19:00 | 3.4897 | 0 | 3% | 12% | 21.3938 | 210.984 | 3% | 12% | 28.4835 | 210.984 | 0 | 0 | 5.8421e-05 | 0.00036614 | 9
20 | 2015-09-24 20:00 | 0.60168 | 0 | 3% | 25% | 24.2818 | 439.55 | 3% | 25% | 28.4835 | 312.9596 | 0 | 0 | 0.00012377 | 0.00049903 | 9
21 | 2015-09-24 21:00 | 24.1739 | 28.7488 | 5% | 34% | 17.2986 | 569.0392 | 5% | 34% | 45.0725 | 312.9596 | 0 | 0 | 0.00022525 | 0.00043335 | 9
22 | 2015-09-24 22:00 | 33.2124 | 0 | 7% | 33% | 24.8491 | 580.206 | 7% | 33% | 61.6615 | 312.9596 | 0 | 0 | 0.00036751 | 0.00091083 | 9
23 | 2015-09-24 23:00 | 9.379 | 0 | 5% | 30% | 32.0935 | 527.46 | 5% | 30% | 45.0725 | 312.9596 | 0 | 0 | 8.002e-06 | 0.00087453 | 9
0 | 2015-09-25 | 23.722 | 0 | 8% | 36% | 42.634 | 632.952 | 8% | 36% | 69.956 | 312.9596 | 0 | 0 | 5.935e-05 | 0.00088734 | 9
1 | 2015-09-25 01:00 | 46.3711 | 12.0652 | 9% | 35% | 28.2794 | 603.3048 | 9% | 35% | 78.2505 | 312.9596 | 0 | 0 | 0.0008634 | 0.00062006 | 9
2 | 2015-09-25 02:00 | 15.5204 | 36.0346 | 7% | 33% | 42.5411 | 544.1714 | 7% | 33% | 61.6615 | 312.9596 | 0 | 0 | 4.6626e-06 | 9.3796e-05 | 9
3 | 2015-09-25 03:00 | 40.9768 | 82.4719 | 9% | 27% | 33.6737 | 392.2421 | 9% | 27% | 78.2505 | 312.9596 | 0 | 0 | 0.0005235 | 0.00022759 | 9
4 | 2015-09-25 04:00 | 8.4851 | 104.22 | 6% | 24% | 41.2819 | 317.748 | 6% | 24% | 53.367 | 312.9596 | 0 | 0 | 0.00011678 | 0.0011767 | 9
5 | 2015-09-25 05:00 | 4.0943 | 82.0823 | 5% | 20% | 37.3782 | 269.5577 | 5% | 20% | 45.0725 | 312.9596 | 0 | 0 | 8.4642e-05 | 0.0005143 | 9
6 | 2015-09-25 06:00 | 6.8578 | 4.6351 | 7% | 17% | 51.2037 | 294.2589 | 7% | 17% | 61.6615 | 298.894 | 0 | 0 | 0.00015884 | 0.00058587 | 9
7 | 2015-09-25 07:00 | 18.0845 | 0 | 7% | 16% | 39.977 | 281.312 | 7% | 16% | 61.6615 | 281.312 | 0 | 0 | 8.6853e-07 | 0.00047347 | 9
8 | 2015-09-25 08:00 | 32.1131 | 0 | 9% | 13% | 42.5374 | 228.566 | 9% | 13% | 78.2505 | 228.566 | 0 | 0 | 0.00014869 | 0.00033473 | 9
9 | 2015-09-25 09:00 | 0.8772 | 0 | 4% | 12% | 32.3008 | 210.984 | 4% | 12% | 36.778 | 210.984 | 0 | 0 | 0.00016818 | 0.00036614 | 9
10 | 2015-09-25 10:00 | 0 | 89.4932 | 3% | 14% | 24.8835 | 156.6548 | 3% | 14% | 28.4835 | 246.148 | 0 | 0 | 0.00014044 | 0.00095737 | 9
11 | 2015-09-25 11:00 | 9.0102 | 123.3125 | 2% | 13% | 7.5788 | 105.2535 | 2% | 13% | 20.189 | 228.566 | 0 | 0 | 1.4033e-05 | 0.0026874 | 9
12 | 2015-09-25 12:00 | 22.3109 | 69.468 | 3% | 10% | 2.5726 | 106.352 | 3% | 10% | 28.4835 | 175.82 | 0 | 0 | 0.00022644 | 0.00033154 | 9
13 | 2015-09-25 13:00 | 12.6978 | 61.7334 | 2% | 10% | 3.8912 | 114.0866 | 2% | 10% | 20.189 | 175.82 | 0 | 0 | 6.7108e-05 | 0.00019069 | 9
14 | 2015-09-25 14:00 | 6.1486 | 0 | 1% | 11% | 2.1459 | 193.402 | 1% | 11% | 11.8945 | 193.402 | 0 | 0 | 8.7863e-06 | 0.00030201 | 9
15 | 2015-09-25 15:00 | 0.7764 | 0 | 1% | 12% | 7.5181 | 210.984 | 1% | 12% | 11.8945 | 210.984 | 0 | 0 | 1.2338e-05 | 0.00036614 | 9
16 | 2015-09-25 16:00 | 0 | 0 | 2% | 13% | 16.589 | 228.566 | 2% | 13% | 20.189 | 228.566 | 0 | 0 | 5.0648e-05 | 0.00033473 | 9
17 | 2015-09-25 17:00 | 0 | 0 | 4% | 14% | 33.178 | 246.148 | 4% | 14% | 36.778 | 246.148 | 0 | 0 | 0.00019673 | 0.00039837 | 9
18 | 2015-09-25 18:00 | 0 | 0 | 6% | 21% | 49.767 | 369.222 | 6% | 21% | 53.367 | 312.9596 | 0 | 0 | 0.00044252 | 0.00058222 | 9
19 | 2015-09-25 19:00 | 30.058 | 0 | 11% | 29% | 61.1815 | 509.878 | 11% | 29% | 94.8395 | 312.9596 | 0 | 0 | 5.6363e-05 | 0.0011622 | 9
20 | 2015-09-25 20:00 | 18.3194 | 0 | 10% | 34% | 64.6256 | 597.788 | 10% | 34% | 86.545 | 312.9596 | 0 | 0 | 3.2245e-06 | 0.0013815 | 9
21 | 2015-09-25 21:00 | 46.7034 | 48.8074 | 14% | 38% | 69.4196 | 619.3086 | 14% | 38% | 119.723 | 312.9596 | 0 | 0 | 0.0006652 | 6.7525e-05 | 9
22 | 2015-09-25 22:00 | 40.9384 | 79.8884 | 17% | 32% | 100.0681 | 482.7356 | 17% | 32% | 144.6065 | 312.9596 | 0 | 0 | 0.00018428 | 0.00010765 | 9
23 | 2015-09-25 23:00 | 40.94 | 200.0297 | 21% | 29% | 133.2445 | 309.8483 | 21% | 29% | 177.7845 | 312.9596 | 0 | 0 | 6.483e-06 | 0.0063488 | 9
0 | 2015-09-26 | 38.3695 | 189.1052 | 31% | 24% | 218.76 | 232.8628 | 31% | 24% | 247.1761 | 312.9596 | 0 | 0 | 0.00017113 | 0.0068199 | 9
1 | 2015-09-26 01:00 | 0 | 68.6705 | 33% | 19% | 273.7185 | 265.3875 | 33% | 19% | 247.1761 | 312.9596 | 0 | 0 | 0.0018132 | 0.00019779 | 9
2 | 2015-09-26 02:00 | 0 | 0 | 33% | 18% | 273.7185 | 316.476 | 33% | 18% | 247.1761 | 312.9596 | 0 | 0 | 0.0018132 | 0.00062476 | 9
3 | 2015-09-26 03:00 | 0 | 0 | 41% | 20% | 340.0745 | 351.64 | 41% | 20% | 247.1761 | 312.9596 | 0 | 0 | 0.0021365 | 0.00057635 | 9
4 | 2015-09-26 04:00 | 0 | 0 | 55% | 23% | 456.1975 | 404.386 | 55% | 23% | 247.1761 | 312.9596 | 0 | 0 | 0.0032109 | 0.00066025 | 9
5 | 2015-09-26 05:00 | 0 | 0 | 56% | 25% | 464.492 | 439.55 | 56% | 25% | 247.1761 | 312.9596 | 0 | 0 | 0.0029131 | 0.00049903 | 9
6 | 2015-09-26 06:00 | 0 | 0 | 58% | 24% | 481.081 | 421.968 | 58% | 24% | 247.1761 | 312.9596 | 0 | 0 | 0.0013642 | 0.00062366 | 9
7 | 2015-09-26 07:00 | 0 | 0 | 57% | 26% | 472.7865 | 457.132 | 57% | 26% | 247.1761 | 312.9596 | 0 | 0 | 0.0016916 | 0.0012292 | 9
8 | 2015-09-26 08:00 | 0 | 167.4601 | 58% | 31% | 481.081 | 377.5819 | 58% | 31% | 247.1761 | 312.9596 | 0 | 0 | 0.0013642 | 0.0043443 | 9
9 | 2015-09-26 09:00 | 37.5732 | 133.115 | 57% | 28% | 435.2133 | 359.181 | 57% | 28% | 247.1761 | 312.9596 | 0 | 0 | 1.7391e-05 | 0.0026074 | 9
10 | 2015-09-26 10:00 | 40.062 | 0 | 52% | 27% | 391.252 | 474.714 | 52% | 27% | 247.1761 | 312.9596 | 0 | 0 | 3.8987e-06 | 0.0010126 | 9
11 | 2015-09-26 11:00 | 47.3923 | 0 | 46% | 33% | 334.1547 | 580.206 | 46% | 33% | 247.1761 | 312.9596 | 0 | 0 | 9.6674e-05 | 0.00091083 | 9
12 | 2015-09-26 12:00 | 72.2142 | 0 | 41% | 36% | 267.8603 | 632.952 | 41% | 36% | 247.1761 | 312.9596 | 0 | 0 | 0.0016679 | 0.00088734 | 9
13 | 2015-09-26 13:00 | 28.0024 | 0 | 36% | 36% | 270.5996 | 632.952 | 36% | 36% | 247.1761 | 312.9596 | 0 | 0 | 6.7155e-05 | 0.00088734 | 9
14 | 2015-09-26 14:00 | 0 | 0 | 31% | 34% | 257.1295 | 597.788 | 31% | 34% | 247.1761 | 312.9596 | 0 | 0 | 0.0011007 | 0.0013815 | 9
15 | 2015-09-26 15:00 | 72.6142 | 0 | 29% | 34% | 167.9263 | 597.788 | 29% | 34% | 244.1405 | 312.9596 | 0 | 0 | 0.0013999 | 0.0013815 | 9
16 | 2015-09-26 16:00 | 44.5258 | 0 | 23% | 29% | 146.2477 | 509.878 | 23% | 29% | 194.3735 | 312.9596 | 0 | 0 | 0.00012995 | 0.0011622 | 9
17 | 2015-09-26 17:00 | 33.8414 | 0 | 19% | 33% | 123.7541 | 580.206 | 19% | 33% | 161.1955 | 312.9596 | 0 | 0 | 3.2645e-05 | 0.00091083 | 9
18 | 2015-09-26 18:00 | 38.8748 | 193.9072 | 17% | 36% | 102.1317 | 439.0448 | 17% | 36% | 144.6065 | 312.9596 | 0 | 0 | 0.00012293 | 0.0064801 | 9
19 | 2015-09-26 19:00 | 27.0832 | 198.0836 | 18% | 30% | 122.2178 | 329.3764 | 18% | 30% | 152.901 | 312.9596 | 0 | 0 | 1.5057e-06 | 0.006904 | 9
20 | 2015-09-26 20:00 | 0.858 | 104.1172 | 20% | 23% | 165.032 | 300.2688 | 20% | 23% | 169.49 | 312.9596 | 0 | 0 | 0.0020696 | 0.0011238 | 9
21 | 2015-09-26 21:00 | 41.1589 | 30.1128 | 20% | 20% | 124.7311 | 321.5272 | 20% | 20% | 169.49 | 312.9596 | 0 | 0 | 9.5757e-06 | 4.7337e-05 | 9
22 | 2015-09-26 22:00 | 34.3798 | 18.4985 | 17% | 24% | 106.6267 | 403.4695 | 17% | 24% | 144.6065 | 312.9596 | 0 | 0 | 3.2126e-05 | 0.00020886 | 9
23 | 2015-09-26 23:00 | 56.9864 | 0 | 11% | 23% | 34.2531 | 404.386 | 11% | 23% | 94.8395 | 312.9596 | 0 | 0 | 0.0015978 | 0.00066025 | 9
0 | 2015-09-27 | 75.1234 | 0 | 10% | 25% | 7.8216 | 439.55 | 10% | 25% | 86.545 | 312.9596 | 0 | 0 | 0.0044473 | 0.00049903 | 9
1 | 2015-09-27 01:00 | 52.703 | 0 | 7% | 26% | 5.3585 | 457.132 | 7% | 26% | 61.6615 | 312.9596 | 0 | 0 | 0.0018206 | 0.0012292 | 9
2 | 2015-09-27 02:00 | 15.789 | 0 | 2% | 27% | 0.8 | 474.714 | 2% | 27% | 20.189 | 312.9596 | 0 | 0 | 0.00014206 | 0.0010126 | 9
3 | 2015-09-27 03:00 | 20.2252 | 110.2666 | 4% | 28% | 12.9528 | 382.0294 | 4% | 28% | 36.778 | 312.9596 | 0 | 0 | 0.00010728 | 0.0014491 | 9
4 | 2015-09-27 04:00 | 3.6266 | 92.2873 | 2% | 23% | 12.9624 | 312.0987 | 2% | 23% | 20.189 | 312.9596 | 0 | 0 | 7.5318e-06 | 0.00071793 | 9
5 | 2015-09-27 05:00 | 0 | 0 | 4% | 19% | 33.178 | 334.058 | 4% | 19% | 36.778 | 312.9596 | 0 | 0 | 0.00019673 | 0.00062468 | 9
6 | 2015-09-27 06:00 | 2.7704 | 52.6559 | 4% | 21% | 30.4076 | 316.5661 | 4% | 21% | 36.778 | 312.9596 | 0 | 0 | 0.00011419 | 3.3866e-05 | 9
7 | 2015-09-27 07:00 | 24.3665 | 40.3519 | 5% | 20% | 17.106 | 311.2881 | 5% | 20% | 45.0725 | 312.9596 | 0 | 0 | 0.00023227 | 1.1163e-06 | 9
8 | 2015-09-27 08:00 | 7.674 | 18.1529 | 3% | 14% | 17.2095 | 227.9951 | 3% | 14% | 28.4835 | 246.148 | 0 | 0 | 6.7532e-06 | 9.2822e-05 | 9
9 | 2015-09-27 09:00 | 16.5776 | 25.7495 | 2% | 13% | 0.01136 | 202.8165 | 2% | 13% | 20.189 | 228.566 | 0 | 0 | 0.00016563 | 1.3325e-05 | 9
10 | 2015-09-27 10:00 | 6.7004 | 0 | 1% | 11% | 1.5941 | 193.402 | 1% | 11% | 11.8945 | 193.402 | 0 | 0 | 1.3173e-05 | 0.00030201 | 9
11 | 2015-09-27 11:00 | 2.6003 | 0 | 0% | 9% | -2.6003 | 158.238 | 0% | 9% | 3.6 | 158.238 | 0 | 0 | 0.00052965 | 0.00021667 | 9
12 | 2015-09-27 12:00 | 3.2028 | 0 | 1% | 11% | 5.0917 | 193.402 | 1% | 11% | 11.8945 | 193.402 | 0 | 0 | 3.4491e-07 | 0.00030201 | 9
13 | 2015-09-27 13:00 | 2.3078 | 0 | 1% | 14% | 5.9867 | 246.148 | 1% | 14% | 11.8945 | 246.148 | 0 | 0 | 2.7764e-06 | 0.00039837 | 9
14 | 2015-09-27 14:00 | 2.1086 | 0 | 1% | 15% | 6.1859 | 263.73 | 1% | 15% | 11.8945 | 263.73 | 0 | 0 | 3.6345e-06 | 0.00056942 | 9
15 | 2015-09-27 15:00 | 0 | 0 | 1% | 19% | 8.2945 | 334.058 | 1% | 19% | 11.8945 | 312.9596 | 0 | 0 | 1.979e-05 | 0.00062468 | 9
16 | 2015-09-27 16:00 | 0 | 0 | 1% | 19% | 8.2945 | 334.058 | 1% | 19% | 11.8945 | 312.9596 | 0 | 0 | 1.979e-05 | 0.00062468 | 9
17 | 2015-09-27 17:00 | 1.3126 | 23.2812 | 2% | 20% | 15.2764 | 328.3588 | 2% | 20% | 20.189 | 312.9596 | 0 | 0 | 3.0629e-05 | 0.0001159 | 9
18 | 2015-09-27 18:00 | 3.81 | 25.3584 | 2% | 17% | 12.779 | 273.5356 | 2% | 17% | 20.189 | 298.894 | 0 | 0 | 6.3673e-06 | 0.00015421 | 9
19 | 2015-09-27 19:00 | 2.3531 | 0 | 2% | 16% | 14.2359 | 281.312 | 2% | 16% | 20.189 | 281.312 | 0 | 0 | 1.8317e-05 | 0.00047347 | 9
20 | 2015-09-27 20:00 | 2.3429 | 0 | 2% | 21% | 14.2461 | 369.222 | 2% | 21% | 20.189 | 312.9596 | 0 | 0 | 1.8422e-05 | 0.00058222 | 9
21 | 2015-09-27 21:00 | 4.465 | 0 | 2% | 25% | 12.124 | 439.55 | 2% | 25% | 20.189 | 312.9596 | 0 | 0 | 3.0058e-06 | 0.00049903 | 9
22 | 2015-09-27 22:00 | 11.1752 | 0 | 2% | 31% | 5.4138 | 545.042 | 2% | 31% | 20.189 | 312.9596 | 0 | 0 | 4.0403e-05 | 0.00086046 | 9
23 | 2015-09-27 23:00 | 11.3003 | 0 | 1% | 32% | -3.0058 | 562.624 | 1% | 32% | 11.8945 | 312.9596 | 0 | 0 | 8.4184e-05 | 0.0012294 | 9
0 | 2015-09-28 | 9.4003 | 82.4966 | 1% | 40% | -1.1058 | 620.7834 | 1% | 40% | 11.8945 | 312.9596 | 0 | 0 | 4.7397e-05 | 0.00017643 | 9
1 | 2015-09-28 01:00 | 10.2004 | 265.4594 | 1% | 38% | -1.9059 | 402.6566 | 1% | 38% | 11.8945 | 312.9596 | 0 | 0 | 6.1608e-05 | 0.013226 | 9
2 | 2015-09-28 02:00 | 10.8187 | 193.1582 | 1% | 28% | -2.5242 | 299.1378 | 1% | 28% | 11.8945 | 312.9596 | 0 | 0 | 7.3867e-05 | 0.0072612 | 9
3 | 2015-09-28 03:00 | 10.0134 | 0 | 1% | 18% | -1.7189 | 316.476 | 1% | 18% | 11.8945 | 312.9596 | 0 | 0 | 5.8121e-05 | 0.00062476 | 9
4 | 2015-09-28 04:00 | 7.4713 | 0 | 1% | 14% | 0.82318 | 246.148 | 1% | 14% | 11.8945 | 246.148 | 0 | 0 | 2.0784e-05 | 0.00039837 | 9
5 | 2015-09-28 05:00 | 7.9026 | 0 | 1% | 15% | 0.3919 | 263.73 | 1% | 15% | 11.8945 | 263.73 | 0 | 0 | 2.5795e-05 | 0.00056942 | 9
6 | 2015-09-28 06:00 | 6.4774 | 109.7386 | 1% | 15% | 1.8171 | 153.9914 | 1% | 15% | 11.8945 | 263.73 | 0 | 0 | 1.1294e-05 | 0.0014863 | 9
7 | 2015-09-28 07:00 | 3.0002 | 92.2344 | 0% | 12% | -3.0002 | 118.7496 | 0% | 12% | 3.6 | 210.984 | 0 | 0 | 0.00050768 | 0.0011105 | 9
8 | 2015-09-28 08:00 | 2.7752 | 108.8328 | 1% | 7% | 5.5193 | 14.2412 | 1% | 7% | 11.8945 | 123.074 | 0 | 0 | 1.2161e-06 | 0.0025606 | 9
9 | 2015-09-28 09:00 | 0.09984 | 0 | 0% | 4% | -0.09984 | 70.328 | 0% | 4% | 3.6 | 70.328 | 0 | 0 | 0.00067749 | 9.0538e-05 | 9
10 | 2015-09-28 10:00 | 2.501 | 0 | 0% | 6% | -2.501 | 105.492 | 0% | 6% | 3.6 | 105.492 | 0 | 0 | 0.00053517 | 0.00012837 | 9
11 | 2015-09-28 11:00 | 6.3122 | 0 | 1% | 8% | 1.9823 | 140.656 | 1% | 8% | 11.8945 | 140.656 | 0 | 0 | 9.9951e-06 | 0.00020838 | 9
12 | 2015-09-28 12:00 | 128.4774 | 0 | 17% | 8% | 12.5291 | 140.656 | 17% | 8% | 144.6065 | 140.656 | 0 | 0 | 0.014188 | 0.00020838 | 9
13 | 2015-09-28 13:00 | 127.8721 | 1.9399 | 17% | 10% | 13.1344 | 173.8801 | 17% | 10% | 144.6065 | 175.82 | 0 | 0 | 0.014015 | 0.00040801 | 9
14 | 2015-09-28 14:00 | 0.77256 | 21.6053 | 2% | 10% | 15.8164 | 154.2147 | 2% | 10% | 20.189 | 175.82 | 0 | 0 | 3.8258e-05 | 8.126e-05 | 9
15 | 2015-09-28 15:00 | 0 | 0 | 2% | 9% | 16.589 | 158.238 | 2% | 9% | 20.189 | 158.238 | 0 | 0 | 5.0648e-05 | 0.00021667 | 9
16 | 2015-09-28 16:00 | 0 | 0 | 2% | 11% | 16.589 | 193.402 | 2% | 11% | 20.189 | 193.402 | 0 | 0 | 5.0648e-05 | 0.00030201 | 9
17 | 2015-09-28 17:00 | 0 | 25.3786 | 5% | 12% | 41.4725 | 185.6054 | 5% | 12% | 45.0725 | 210.984 | 0 | 0 | 0.00019983 | 2.2095e-05 | 9
18 | 2015-09-28 18:00 | 6.0475 | 45.3769 | 5% | 13% | 35.425 | 183.1891 | 5% | 13% | 45.0725 | 228.566 | 0 | 0 | 4.6857e-05 | 5.6446e-05 | 9
19 | 2015-09-28 19:00 | 9.1243 | 0 | 4% | 12% | 24.0537 | 210.984 | 4% | 12% | 36.778 | 210.984 | 0 | 0 | 9.1547e-06 | 0.00036614 | 9
20 | 2015-09-28 20:00 | 20.0345 | 0 | 3% | 13% | 4.849 | 228.566 | 3% | 13% | 28.4835 | 228.566 | 0 | 0 | 0.00015137 | 0.00033473 | 9
21 | 2015-09-28 21:00 | 15.5152 | 0 | 2% | 18% | 1.0738 | 316.476 | 2% | 18% | 20.189 | 312.9596 | 0 | 0 | 0.0001343 | 0.00062476 | 9
22 | 2015-09-28 22:00 | 3.1902 | 0 | 1% | 16% | 5.1043 | 281.312 | 1% | 16% | 11.8945 | 281.312 | 0 | 0 | 3.6298e-07 | 0.00047347 | 9
23 | 2015-09-28 23:00 | 2.2134 | 121.0654 | 1% | 20% | 6.0811 | 230.5746 | 1% | 20% | 11.8945 | 312.9596 | 0 | 0 | 3.1688e-06 | 0.0020116 | 9
0 | 2015-09-29 | 2.5974 | 90.098 | 1% | 17% | 5.6971 | 208.796 | 1% | 17% | 11.8945 | 298.894 | 0 | 0 | 1.7349e-06 | 0.00059553 | 9
1 | 2015-09-29 01:00 | 0.34752 | 105.881 | 1% | 13% | 7.947 | 122.685 | 1% | 13% | 11.8945 | 228.566 | 0 | 0 | 1.6238e-05 | 0.0017578 | 9
2 | 2015-09-29 02:00 | 0.47556 | 98.0572 | 1% | 11% | 7.8189 | 95.3448 | 1% | 11% | 11.8945 | 193.402 | 0 | 0 | 1.5018e-05 | 0.001474 | 9
3 | 2015-09-29 03:00 | 0 | 118.47 | 1% | 8% | 8.2945 | 22.186 | 1% | 8% | 11.8945 | 140.656 | 0 | 0 | 1.979e-05 | 0.0028033 | 9
4 | 2015-09-29 04:00 | 1.349 | 93.7224 | 1% | 6% | 6.9455 | 11.7696 | 1% | 6% | 11.8945 | 105.492 | 0 | 0 | 7.9649e-06 | 0.001762 | 9
5 | 2015-09-29 05:00 | 5.0004 | 26.4442 | 1% | 4% | 3.2941 | 43.8838 | 1% | 4% | 11.8945 | 70.328 | 0 | 0 | 2.4962e-06 | 3.053e-05 | 9
6 | 2015-09-29 06:00 | 3 | 22.47 | 0% | 4% | -3 | 47.858 | 0% | 4% | 3.6 | 70.328 | 0 | 0 | 0.0005077 | 1.066e-05 | 9
7 | 2015-09-29 07:00 | 2.2999 | 16.467 | 0% | 4% | -2.2999 | 53.861 | 0% | 4% | 3.6 | 70.328 | 0 | 0 | 0.00054644 | 2.2288e-08 | 9
8 | 2015-09-29 08:00 | 0.69996 | 43.0012 | 0% | 4% | -0.69996 | 27.3268 | 0% | 4% | 3.6 | 70.328 | 0 | 0 | 0.00064035 | 0.00022327 | 9
9 | 2015-09-29 09:00 | 0.63744 | 53.3651 | 0% | 4% | -0.63744 | 16.9629 | 0% | 4% | 3.6 | 70.328 | 0 | 0 | 0.00064417 | 0.00043418 | 9
10 | 2015-09-29 10:00 | Data Error | 45.8466 | Data Error | 4% | Data Error | 24.4814 | Data Error | 4% | Data Error | 70.328 | Data Error | 0 | Data Error | 0.00027426 | 9
11 | 2015-09-29 11:00 | Data Error | 18.5357 | Data Error | 5% | Data Error | 69.3743 | Data Error | 5% | Data Error | 87.91 | Data Error | 0 | Data Error | 1.2219e-06 | 9
12 | 2015-09-29 12:00 | 0 | 0 | 0% | 8% | 0 | 140.656 | 0% | 8% | 3.6 | 140.656 | 0 | 0 | 0.00068377 | 0.00020838 | 9
13 | 2015-09-29 13:00 | 0 | 0 | 0% | 12% | 0 | 210.984 | 0% | 12% | 3.6 | 210.984 | 0 | 0 | 0.00068377 | 0.00036614 | 9
14 | 2015-09-29 14:00 | 0 | 0 | 0% | 15% | 0 | 263.73 | 0% | 15% | 3.6 | 263.73 | 0 | 0 | 0.00068377 | 0.00056942 | 9
15 | 2015-09-29 15:00 | 0 | 0 | 1% | 15% | 8.2945 | 263.73 | 1% | 15% | 11.8945 | 263.73 | 0 | 0 | 1.979e-05 | 0.00056942 | 9
16 | 2015-09-29 16:00 | 1.1212 | 0 | 1% | 19% | 7.1733 | 334.058 | 1% | 19% | 11.8945 | 312.9596 | 0 | 0 | 9.5911e-06 | 0.00062468 | 9
17 | 2015-09-29 17:00 | 5.9076 | 13.8473 | 1% | 22% | 2.3869 | 372.9567 | 1% | 22% | 11.8945 | 312.9596 | 0 | 0 | 7.1485e-06 | 0.0002234 | 9
18 | 2015-09-29 18:00 | 5.9076 | 91.5215 | 1% | 23% | 2.3869 | 312.8645 | 1% | 23% | 11.8945 | 312.9596 | 0 | 0 | 7.1485e-06 | 0.00069478 | 9
19 | 2015-09-29 19:00 | 2.7374 | 28.248 | 0% | 15% | -2.7374 | 235.482 | 0% | 15% | 3.6 | 263.73 | 0 | 0 | 0.00052206 | 6.0778e-05 | 9
20 | 2015-09-29 20:00 | 0.675 | 18.2299 | 0% | 13% | -0.675 | 210.3361 | 0% | 13% | 3.6 | 228.566 | 0 | 0 | 0.00064187 | 6.284e-05 | 9
21 | 2015-09-29 21:00 | 1.1999 | 77.637 | 0% | 14% | -1.1999 | 168.511 | 0% | 14% | 3.6 | 246.148 | 0 | 0 | 0.00061021 | 0.00058554 | 9
22 | 2015-09-29 22:00 | 0.19992 | 8.2978 | 0% | 9% | -0.19992 | 149.9402 | 0% | 9% | 3.6 | 158.238 | 0 | 0 | 0.00067122 | 0.00010001 | 9
23 | 2015-09-29 23:00 | 2.2999 | 0 | 0% | 10% | -2.2999 | 175.82 | 0% | 10% | 3.6 | 175.82 | 0 | 0 | 0.00054644 | 0.00045381 | 9
0 | 2015-09-30 | 5 | 0 | 1% | 12% | 3.2945 | 210.984 | 1% | 12% | 11.8945 | 210.984 | 0 | 0 | 2.4948e-06 | 0.00036614 | 9
1 | 2015-09-30 01:00 | 2.1236 | 0 | 0% | 14% | -2.1236 | 246.148 | 0% | 14% | 3.6 | 246.148 | 0 | 0 | 0.00055643 | 0.00039837 | 9
2 | 2015-09-30 02:00 | 1.9055 | 0 | 0% | 15% | -1.9055 | 263.73 | 0% | 15% | 3.6 | 263.73 | 0 | 0 | 0.0005689 | 0.00056942 | 9
3 | 2015-09-30 03:00 | 2.5019 | 0 | 0% | 17% | -2.5019 | 298.894 | 0% | 17% | 3.6 | 298.894 | 0 | 0 | 0.00053512 | 0.00072044 | 9
4 | 2015-09-30 04:00 | 5.4 | 34.9019 | 1% | 15% | 2.8945 | 228.8281 | 1% | 15% | 11.8945 | 263.73 | 0 | 0 | 4.2506e-06 | 1.6093e-05 | 9
5 | 2015-09-30 05:00 | 1.5626 | 38.2278 | 0% | 14% | -1.5626 | 207.9202 | 0% | 14% | 3.6 | 246.148 | 0 | 0 | 0.00058879 | 3.1807e-06 | 9
6 | 2015-09-30 06:00 | 3.3014 | 49.1125 | 0% | 13% | -3.3014 | 179.4535 | 0% | 13% | 3.6 | 228.566 | 0 | 0 | 0.00049145 | 9.2886e-05 | 9
7 | 2015-09-30 07:00 | 1.3384 | 88.25 | 0% | 13% | -1.3384 | 140.316 | 0% | 13% | 3.6 | 228.566 | 0 | 0 | 0.00060199 | 0.0010175 | 9
8 | 2015-09-30 08:00 | 2.3018 | 116.0257 | 0% | 9% | -2.3018 | 42.2123 | 0% | 9% | 3.6 | 158.238 | 0 | 0 | 0.00054634 | 0.0026288 | 9
9 | 2015-09-30 09:00 | 1.1004 | 97.0367 | 0% | 7% | -1.1004 | 26.0373 | 0% | 7% | 3.6 | 123.074 | 0 | 0 | 0.00061615 | 0.0019266 | 9
10 | 2015-09-30 10:00 | 1.4003 | 0.56676 | 0% | 4% | -1.4003 | 69.7612 | 0% | 4% | 3.6 | 70.328 | 0 | 0 | 0.00059833 | 8.4507e-05 | 9
11 | 2015-09-30 11:00 | 0.15036 | 0 | 0% | 5% | -0.15036 | 87.91 | 0% | 5% | 3.6 | 87.91 | 0 | 0 | 0.00067432 | 0.00013567 | 9
12 | 2015-09-30 12:00 | 1.0003 | 0 | 0% | 7% | -1.0003 | 123.074 | 0% | 7% | 3.6 | 123.074 | 0 | 0 | 0.00062215 | 0.00012763 | 9
13 | 2015-09-30 13:00 | 0.00036 | 21.1218 | 0% | 9% | -0.00036 | 137.1162 | 0% | 9% | 3.6 | 158.238 | 0 | 0 | 0.00068375 | 7.3251e-06 | 9
14 | 2015-09-30 14:00 | 0 | 35.3843 | 0% | 10% | 0 | 140.4357 | 0% | 10% | 3.6 | 175.82 | 0 | 0 | 0.00068377 | 1.3863e-06 | 9
15 | 2015-09-30 15:00 | 0 | 38.3611 | 0% | 8% | 0 | 102.2949 | 0% | 8% | 3.6 | 140.656 | 0 | 0 | 0.00068377 | 5.4511e-05 | 9
16 | 2015-09-30 16:00 | 0.16668 | 0 | 0% | 7% | -0.16668 | 123.074 | 0% | 7% | 3.6 | 123.074 | 0 | 0 | 0.0006733 | 0.00012763 | 9
17 | 2015-09-30 17:00 | 0.39996 | 0 | 0% | 6% | -0.39996 | 105.492 | 0% | 6% | 3.6 | 105.492 | 0 | 0 | 0.00065878 | 0.00012837 | 9
18 | 2015-09-30 18:00 | Data Error | 0 | Data Error | 7% | Data Error | 123.074 | Data Error | 7% | Data Error | 123.074 | Data Error | 0 | Data Error | 0.00012763 | 9
19 | 2015-09-30 19:00 | Data Error | 0 | Data Error | 12% | Data Error | 210.984 | Data Error | 12% | Data Error | 210.984 | Data Error | 0 | Data Error | 0.00036614 | 9
20 | 2015-09-30 20:00 | 1.2012 | 76.375 | 0% | 16% | -1.2012 | 204.937 | 0% | 16% | 3.6 | 281.312 | 0 | 0 | 0.00061013 | 0.00047002 | 9
21 | 2015-09-30 21:00 | 6.2327 | 146.9268 | 1% | 14% | 2.0618 | 99.2212 | 1% | 14% | 11.8945 | 246.148 | 0 | 0 | 9.3978e-06 | 0.0040459 | 9
22 | 2015-09-30 22:00 | 5.2775 | 81.0348 | 1% | 8% | 3.017 | 59.6212 | 1% | 8% | 11.8945 | 140.656 | 0 | 0 | 3.6633e-06 | 0.001002 | 9
23 | 2015-09-30 23:00 | 0 | 6.3991 | 2% | 5% | 16.589 | 81.5109 | 2% | 5% | 20.189 | 87.91 | 0 | 0 | 5.0648e-05 | 6.4132e-05 | 9
0 | 2015-10-01 | 0 | 0 | 3% | 6% | 24.8835 | 105.492 | 3% | 6% | 28.4835 | 105.492 | 0 | 0 | 0.00014044 | 0.00012837 | 10
1 | 2015-10-01 01:00 | 16.3578 | 0 | 6% | 5% | 33.4092 | 87.91 | 6% | 5% | 53.367 | 87.91 | 0 | 0 | 1.729e-06 | 0.00013567 | 10
2 | 2015-10-01 02:00 | 0 | 34.206 | 4% | 9% | 33.178 | 124.032 | 4% | 9% | 36.778 | 158.238 | 0 | 0 | 0.00019673 | 2.2423e-05 | 10
3 | 2015-10-01 03:00 | 0 | 24.1754 | 4% | 7% | 33.178 | 98.8986 | 4% | 7% | 36.778 | 123.074 | 0 | 0 | 0.00019673 | 6.0162e-06 | 10
4 | 2015-10-01 04:00 | 0 | 0 | 5% | 7% | 41.4725 | 123.074 | 5% | 7% | 45.0725 | 123.074 | 0 | 0 | 0.00019983 | 0.00012763 | 10
5 | 2015-10-01 05:00 | 24.553 | 21.615 | 6% | 7% | 25.214 | 101.459 | 6% | 7% | 53.367 | 123.074 | 0 | 0 | 7.3365e-05 | 9.9304e-07 | 10
6 | 2015-10-01 06:00 | 9.28 | 13.6748 | 4% | 6% | 23.898 | 91.8172 | 4% | 6% | 36.778 | 105.492 | 0 | 0 | 8.0544e-06 | 1.2619e-05 | 10
7 | 2015-10-01 07:00 | 4.1138 | 0 | 2% | 6% | 12.4752 | 105.492 | 2% | 6% | 20.189 | 105.492 | 0 | 0 | 4.6528e-06 | 0.00012837 | 10
8 | 2015-10-01 08:00 | 0 | 0 | 1% | 5% | 8.2945 | 87.91 | 1% | 5% | 11.8945 | 87.91 | 0 | 0 | 1.979e-05 | 0.00013567 | 10
9 | 2015-10-01 09:00 | 7.728 | 62.5909 | 2% | 6% | 8.861 | 42.9011 | 2% | 6% | 20.189 | 105.492 | 0 | 0 | 4.8412e-06 | 0.000589 | 10
10 | 2015-10-01 10:00 | 7.728 | 60.3724 | 1% | 5% | 0.5665 | 27.5376 | 1% | 5% | 11.8945 | 87.91 | 0 | 0 | 2.3701e-05 | 0.00051483 | 10
11 | 2015-10-01 11:00 | 5.5678 | 25.8378 | 1% | 4% | 2.7267 | 44.4902 | 1% | 4% | 11.8945 | 70.328 | 0 | 0 | 5.1255e-06 | 2.6837e-05 | 10
12 | 2015-10-01 12:00 | 4.1004 | 0 | 0% | 4% | -4.1004 | 70.328 | 0% | 4% | 3.6 | 70.328 | 0.001 | 0 | 0.00044967 | 9.0538e-05 | 10
13 | 2015-10-01 13:00 | 0.79992 | 29.3072 | 0% | 4% | -0.79992 | 41.0208 | 0% | 4% | 3.6 | 70.328 | 0 | 0 | 0.00063426 | 5.1176e-05 | 10
14 | 2015-10-01 14:00 | 0.70032 | 16.2412 | 0% | 4% | -0.70032 | 54.0868 | 0% | 4% | 3.6 | 70.328 | 0 | 0 | 0.00064033 | 7.714e-08 | 10
15 | 2015-10-01 15:00 | 0 | 0 | 0% | 3% | 0 | 52.746 | 0% | 3% | 3.6 | 52.746 | 0 | 0 | 0.00068377 | 5.3688e-05 | 10
16 | 2015-10-01 16:00 | 2.1024 | 0 | 0% | 5% | -2.1024 | 87.91 | 0% | 5% | 3.6 | 87.91 | 0 | 0 | 0.00055763 | 0.00013567 | 10
17 | 2015-10-01 17:00 | 1.7774 | 0 | 0% | 11% | -1.7774 | 193.402 | 0% | 11% | 3.6 | 193.402 | 0 | 0 | 0.00057629 | 0.00030201 | 10
18 | 2015-10-01 18:00 | 1.7192 | 0 | 1% | 16% | 6.5753 | 281.312 | 1% | 16% | 11.8945 | 281.312 | 0 | 0 | 5.6449e-06 | 0.00047347 | 10
19 | 2015-10-01 19:00 | 8.3124 | 0 | 1% | 24% | -0.0179 | 421.968 | 1% | 24% | 11.8945 | 312.9596 | 0 | 0 | 3.1058e-05 | 0.00062366 | 10
20 | 2015-10-01 20:00 | 22.7378 | 0 | 3% | 30% | 2.1457 | 527.46 | 3% | 30% | 28.4835 | 312.9596 | 0 | 0 | 0.00024219 | 0.00087453 | 10
21 | 2015-10-01 21:00 | 9.5117 | 0 | 4% | 34% | 23.6663 | 597.788 | 4% | 34% | 36.778 | 312.9596 | 0 | 0 | 6.5468e-06 | 0.0013815 | 10
22 | 2015-10-01 22:00 | 0 | 0 | 5% | 31% | 41.4725 | 545.042 | 5% | 31% | 45.0725 | 312.9596 | 0 | 0 | 0.00019983 | 0.00086046 | 10
23 | 2015-10-01 23:00 | 0 | 0 | 9% | 33% | 74.6505 | 580.206 | 9% | 33% | 78.2505 | 312.9596 | 0 | 0 | 0.00070343 | 0.00091083 | 10
0 | 2015-10-02 | 0 | 0 | 12% | 38% | 99.534 | 668.116 | 12% | 38% | 103.134 | 312.9596 | 0 | 0 | 0.0010661 | 0.0012944 | 10
1 | 2015-10-02 01:00 | 0 | 0 | 15% | 40% | 124.4175 | 703.28 | 15% | 40% | 128.0175 | 312.9596 | 0 | 0 | 0.00077608 | 0.0011315 | 10
2 | 2015-10-02 02:00 | 0 | 44.9059 | 26% | 40% | 215.657 | 658.3741 | 26% | 40% | 219.257 | 312.9596 | 0 | 0 | 0.0024692 | 6.557e-05 | 10
3 | 2015-10-02 03:00 | 0 | 121.1215 | 24% | 43% | 199.068 | 634.9045 | 24% | 43% | 202.668 | 312.9596 | 0 | 0 | 0.0023597 | 0.0002629 | 10
4 | 2015-10-02 04:00 | 0 | 14.2529 | 35% | 32% | 290.3075 | 548.3711 | 35% | 32% | 247.1761 | 312.9596 | 0 | 0 | 0.0019183 | 0.00072661 | 10
5 | 2015-10-02 05:00 | 0 | 171.9071 | 46% | 29% | 381.547 | 337.9709 | 46% | 29% | 247.1761 | 312.9596 | 0 | 0 | 0.0022377 | 0.0040557 | 10
6 | 2015-10-02 06:00 | 0 | 121.021 | 47% | 24% | 389.8415 | 300.947 | 47% | 24% | 247.1761 | 312.9596 | 0 | 0 | 0.0028582 | 0.0019236 | 10
7 | 2015-10-02 07:00 | 0 | 213.5845 | 54% | 17% | 447.903 | 85.3095 | 54% | 17% | 247.1761 | 298.894 | 0 | 0 | 0.0020799 | 0.0089564 | 10
8 | 2015-10-02 08:00 | 0 | 157.2048 | 61% | 10% | 505.9645 | 18.6152 | 61% | 10% | 247.1761 | 175.82 | 0 | 0 | 0.001728 | 0.0046389 | 10
9 | 2015-10-02 09:00 | 0 | 77.1535 | 62% | 8% | 514.259 | 63.5025 | 62% | 8% | 247.1761 | 140.656 | 0 | 0 | 0.0019041 | 0.00086712 | 10
10 | 2015-10-02 10:00 | 0 | 0 | 58% | 9% | 481.081 | 158.238 | 58% | 9% | 247.1761 | 158.238 | 0 | 0 | 0.0013642 | 0.00021667 | 10
11 | 2015-10-02 11:00 | 0 | 0 | 60% | 11% | 497.67 | 193.402 | 60% | 11% | 247.1761 | 193.402 | 0 | 0 | 0.0017678 | 0.00030201 | 10
12 | 2015-10-02 12:00 | 0 | 0 | 62% | 18% | 514.259 | 316.476 | 62% | 18% | 247.1761 | 312.9596 | 0 | 0 | 0.0019041 | 0.00062476 | 10
13 | 2015-10-02 13:00 | 0 | 0 | 60% | 17% | 497.67 | 298.894 | 60% | 17% | 247.1761 | 298.894 | 0 | 0 | 0.0017678 | 0.00072044 | 10
14 | 2015-10-02 14:00 | 0 | 0 | 64% | 28% | 530.848 | 492.296 | 64% | 28% | 247.1761 | 312.9596 | 0 | 0 | 0.0014193 | 0.00060754 | 10
15 | 2015-10-02 15:00 | 0 | 0 | 69% | 33% | 572.3205 | 580.206 | 69% | 33% | 247.1761 | 312.9596 | 0 | 0 | 0.0036564 | 0.00091083 | 10
16 | 2015-10-02 16:00 | 0 | 0 | 67% | 38% | 555.7315 | 668.116 | 67% | 38% | 247.1761 | 312.9596 | 0 | 0 | 0.0014395 | 0.0012944 | 10
17 | 2015-10-02 17:00 | 0 | 84.9751 | 71% | 41% | 588.9095 | 635.8869 | 71% | 41% | 247.1761 | 312.9596 | 0 | 0 | 0.0011088 | 0.00010993 | 10
18 | 2015-10-02 18:00 | 0 | 0 | 77% | 39% | 638.6765 | 685.698 | 77% | 39% | 247.1761 | 312.9596 | 0 | 0 | 0.0012085 | 0.0014964 | 10
19 | 2015-10-02 19:00 | 0 | 205.8168 | 77% | 38% | 638.6765 | 462.2992 | 77% | 38% | 247.1761 | 312.9596 | 0 | 0 | 0.0012085 | 0.0065746 | 10
20 | 2015-10-02 20:00 | 0 | 156.8286 | 82% | 31% | 680.149 | 388.2134 | 82% | 31% | 247.1761 | 312.9596 | 0 | 0 | 6.6911e-05 | 0.0035838 | 10
21 | 2015-10-02 21:00 | 0 | 0 | 78% | 21% | 646.971 | 369.222 | 78% | 21% | 247.1761 | 312.9596 | 0 | 0 | 0.0020462 | 0.00058222 | 10
22 | 2015-10-02 22:00 | 0 | 155.4121 | 81% | 30% | 671.8545 | 372.0479 | 81% | 30% | 247.1761 | 312.9596 | 0 | 0 | 0.0022597 | 0.0034598 | 10
23 | 2015-10-02 23:00 | 0 | 141.9162 | 78% | 24% | 646.971 | 280.0518 | 78% | 24% | 247.1761 | 312.9596 | 0 | 0 | 0.0020462 | 0.0031073 | 10
0 | 2015-10-03 | 0 | 0 | 74% | 18% | 613.793 | 316.476 | 74% | 18% | 247.1761 | 312.9596 | 0 | 0 | 0.0041038 | 0.00062476 | 10
1 | 2015-10-03 01:00 | 0 | 202.0583 | 67% | 23% | 555.7315 | 202.3277 | 67% | 23% | 247.1761 | 312.9596 | 0 | 0 | 0.0014395 | 0.0079616 | 10
2 | 2015-10-03 02:00 | 0 | 98.6638 | 64% | 14% | 530.848 | 147.4842 | 64% | 14% | 247.1761 | 246.148 | 0 | 0 | 0.0014193 | 0.0013073 | 10
3 | 2015-10-03 03:00 | 6.784 | 55.629 | 58% | 10% | 474.297 | 120.191 | 58% | 10% | 247.1761 | 175.82 | 0 | 0 | 0.00082694 | 0.00010685 | 10
4 | 2015-10-03 04:00 | 106.2894 | 12.0979 | 52% | 7% | 325.0246 | 110.9761 | 52% | 7% | 247.1761 | 123.074 | 0 | 0 | 0.0066944 | 1.9505e-05 | 10
5 | 2015-10-03 05:00 | 132.6342 | 10.9838 | 36% | 7% | 165.9678 | 112.0902 | 36% | 7% | 247.1761 | 123.074 | 0 | 0 | 0.013912 | 2.5504e-05 | 10
6 | 2015-10-03 06:00 | 218.1295 | 4.0158 | 33% | 6% | 55.589 | 101.4762 | 33% | 6% | 247.1761 | 105.492 | 0 | 0 | 0.048576 | 8.1831e-05 | 10
7 | 2015-10-03 07:00 | 117.7355 | 4.0331 | 19% | 5% | 39.86 | 83.8769 | 19% | 5% | 161.1955 | 87.91 | 0 | 0 | 0.011419 | 8.7497e-05 | 10
8 | 2015-10-03 08:00 | 36.2413 | 8.6239 | 6% | 6% | 13.5257 | 96.8681 | 6% | 6% | 53.367 | 105.492 | 0 | 0 | 0.00051334 | 4.1282e-05 | 10
9 | 2015-10-03 09:00 | 23.6221 | 51.7666 | 5% | 5% | 17.8504 | 36.1434 | 5% | 5% | 45.0725 | 87.91 | 0 | 0 | 0.00020572 | 0.00031667 | 10
10 | 2015-10-03 10:00 | 8.8922 | 41.0588 | 4% | 4% | 24.2858 | 29.2692 | 4% | 4% | 36.778 | 70.328 | 0 | 0 | 1.0926e-05 | 0.00019148 | 10
11 | 2015-10-03 11:00 | 41.0551 | 18.2713 | 7% | 2% | 17.0064 | 16.8927 | 7% | 2% | 61.6615 | 35.164 | 0 | 0 | 0.00081943 | 1.7786e-05 | 10
12 | 2015-10-03 12:00 | 35.7221 | 8.0845 | 8% | 2% | 30.6339 | 27.0795 | 8% | 2% | 69.956 | 35.164 | 0 | 0 | 0.00049157 | 2.4856e-06 | 10
13 | 2015-10-03 13:00 | 7.479 | 0 | 9% | 2% | 67.1715 | 35.164 | 9% | 2% | 78.2505 | 35.164 | 0 | 0 | 0.00030644 | 3.8128e-05 | 10
14 | 2015-10-03 14:00 | 0 | 0 | 12% | 4% | 99.534 | 70.328 | 12% | 4% | 103.134 | 70.328 | 0 | 0 | 0.0010661 | 9.0538e-05 | 10
15 | 2015-10-03 15:00 | 19.5769 | 0 | 17% | 8% | 121.4296 | 140.656 | 17% | 8% | 144.6065 | 140.656 | 0 | 0 | 0.00014832 | 0.00020838 | 10
16 | 2015-10-03 16:00 | 72.2366 | 0 | 21% | 9% | 101.9479 | 158.238 | 21% | 9% | 177.7845 | 158.238 | 0 | 0 | 0.001238 | 0.00021667 | 10
17 | 2015-10-03 17:00 | 78.9463 | 0 | 20% | 14% | 86.9437 | 246.148 | 20% | 14% | 169.49 | 246.148 | 0 | 0 | 0.002367 | 0.00039837 | 10
18 | 2015-10-03 18:00 | 85.1209 | 0 | 19% | 16% | 72.4746 | 281.312 | 19% | 16% | 161.1955 | 281.312 | 0 | 0 | 0.0045613 | 0.00047347 | 10
19 | 2015-10-03 19:00 | 58.1941 | 0 | 17% | 19% | 82.8124 | 334.058 | 17% | 19% | 144.6065 | 312.9596 | 0 | 0 | 0.0011819 | 0.00062468 | 10
20 | 2015-10-03 20:00 | 7.2282 | 0 | 16% | 18% | 125.4838 | 316.476 | 16% | 18% | 136.312 | 312.9596 | 0 | 0 | 0.00093144 | 0.00062476 | 10
21 | 2015-10-03 21:00 | 0 | 0 | 20% | 17% | 165.89 | 298.894 | 20% | 17% | 169.49 | 298.894 | 0 | 0 | 0.0021648 | 0.00072044 | 10
22 | 2015-10-03 22:00 | 110.366 | 108.9527 | 34% | 20% | 171.647 | 242.6873 | 34% | 20% | 247.1761 | 312.9596 | 0 | 0 | 0.0082987 | 0.001441 | 10
23 | 2015-10-03 23:00 | 127.4788 | 6.2338 | 35% | 17% | 162.8287 | 292.6602 | 35% | 17% | 247.1761 | 298.894 | 0 | 0 | 0.012076 | 0.00054268 | 10
0 | 2015-10-04 | 109.5652 | 0 | 31% | 16% | 147.5643 | 281.312 | 31% | 16% | 247.1761 | 281.312 | 0 | 0 | 0.0097845 | 0.00047347 | 10
1 | 2015-10-04 01:00 | 79.8089 | 0 | 27% | 21% | 144.1426 | 369.222 | 27% | 21% | 227.5515 | 312.9596 | 0 | 0 | 0.003074 | 0.00058222 | 10
2 | 2015-10-04 02:00 | 68.88 | 34.2319 | 23% | 22% | 121.8935 | 352.5721 | 23% | 22% | 194.3735 | 312.9596 | 0 | 0 | 0.0016615 | 1.1239e-05 | 10
3 | 2015-10-04 03:00 | 76.9147 | 0 | 22% | 19% | 105.5643 | 334.058 | 22% | 19% | 186.079 | 312.9596 | 0 | 0 | 0.0029597 | 0.00062468 | 10
4 | 2015-10-04 04:00 | 70.6036 | 27.5119 | 18% | 18% | 78.6974 | 288.9641 | 18% | 18% | 152.901 | 312.9596 | 0 | 0 | 0.0028833 | 8.7376e-05 | 10
5 | 2015-10-04 05:00 | 84.6979 | 0 | 17% | 18% | 56.3086 | 316.476 | 17% | 18% | 144.6065 | 312.9596 | 0 | 0 | 0.0044 | 0.00062476 | 10
6 | 2015-10-04 06:00 | 32.6644 | 43.6613 | 11% | 18% | 58.5751 | 272.8147 | 11% | 18% | 94.8395 | 312.9596 | 0 | 0 | 0.00011342 | 2.6351e-08 | 10
7 | 2015-10-04 07:00 | 18.6872 | 94.5485 | 9% | 17% | 55.9633 | 204.3455 | 9% | 17% | 78.2505 | 298.894 | 0 | 0 | 1.594e-05 | 0.00072548 | 10
8 | 2015-10-04 08:00 | 18.8296 | 37.0661 | 7% | 14% | 39.2319 | 209.0819 | 7% | 14% | 61.6615 | 246.148 | 0 | 0 | 3.3498e-06 | 1.2605e-06 | 10
9 | 2015-10-04 09:00 | 10.5868 | 57.7922 | 5% | 11% | 30.8857 | 135.6098 | 5% | 11% | 45.0725 | 193.402 | 0 | 0 | 1.8841e-06 | 0.00023999 | 10
10 | 2015-10-04 10:00 | 13.1417 | 104.2702 | 5% | 11% | 28.3308 | 89.1318 | 5% | 11% | 45.0725 | 193.402 | 0 | 0 | 2.916e-06 | 0.0017578 | 10
11 | 2015-10-04 11:00 | 14.4569 | 72.818 | 3% | 9% | 10.4266 | 85.42 | 3% | 9% | 28.4835 | 158.238 | 0 | 0 | 3.1124e-05 | 0.0007127 | 10
12 | 2015-10-04 12:00 | 16.4137 | 0 | 4% | 7% | 16.7643 | 123.074 | 4% | 7% | 36.778 | 123.074 | 0 | 0 | 3.3207e-05 | 0.00012763 | 10
13 | 2015-10-04 13:00 | 13.3637 | 12.615 | 3% | 8% | 11.5198 | 128.041 | 3% | 8% | 28.4835 | 140.656 | 0 | 0 | 1.8155e-05 | 5.2712e-05 | 10
14 | 2015-10-04 14:00 | 11.3042 | 37.791 | 2% | 11% | 5.2848 | 155.611 | 2% | 11% | 20.189 | 193.402 | 0 | 0 | 4.2404e-05 | 1.6939e-05 | 10
15 | 2015-10-04 15:00 | 9.3154 | 19.1399 | 2% | 10% | 7.2736 | 156.6801 | 2% | 10% | 20.189 | 175.82 | 0 | 0 | 1.6925e-05 | 0.00010851 | 10
16 | 2015-10-04 16:00 | 4.8487 | 29.2466 | 2% | 12% | 11.7403 | 181.7374 | 2% | 12% | 20.189 | 210.984 | 0 | 0 | 1.6156e-06 | 6.2525e-06 | 10
17 | 2015-10-04 17:00 | 2.0458 | 42.7458 | 2% | 14% | 14.5432 | 203.4022 | 2% | 14% | 20.189 | 246.148 | 0 | 0 | 2.1626e-05 | 1.895e-05 | 10
18 | 2015-10-04 18:00 | 7.7603 | 0 | 2% | 14% | 8.8287 | 246.148 | 2% | 14% | 20.189 | 246.148 | 0 | 0 | 5.0139e-06 | 0.00039837 | 10
19 | 2015-10-04 19:00 | 5.7532 | 48.7387 | 1% | 15% | 2.5413 | 214.9913 | 1% | 15% | 11.8945 | 263.73 | 0 | 0 | 6.1875e-06 | 1.4887e-05 | 10
20 | 2015-10-04 20:00 | 4.9702 | 14.6123 | 1% | 13% | 3.3243 | 213.9537 | 1% | 13% | 11.8945 | 228.566 | 0 | 0 | 2.3823e-06 | 9.9695e-05 | 10
21 | 2015-10-04 21:00 | 3.2378 | 52.0237 | 1% | 12% | 5.0567 | 158.9603 | 1% | 12% | 11.8945 | 210.984 | 0 | 0 | 2.9707e-07 | 0.00010929 | 10
22 | 2015-10-04 22:00 | 2.7444 | 63.3209 | 0% | 10% | -2.7444 | 112.4991 | 0% | 10% | 3.6 | 175.82 | 0 | 0 | 0.00052168 | 0.00021644 | 10
23 | 2015-10-04 23:00 | 1.7999 | 57.079 | 0% | 8% | -1.7999 | 83.577 | 0% | 8% | 3.6 | 140.656 | 0 | 0 | 0.00057499 | 0.00032505 | 10
0 | 2015-10-05 | 1.5998 | 60.4304 | 0% | 7% | -1.5998 | 62.6436 | 0% | 7% | 3.6 | 123.074 | 0 | 0 | 0.00058662 | 0.00053238 | 10
1 | 2015-10-05 01:00 | 1.8997 | 4.3132 | 0% | 4% | -1.8997 | 66.0148 | 0% | 4% | 3.6 | 70.328 | 0 | 0 | 0.00056923 | 4.9871e-05 | 10
2 | 2015-10-05 02:00 | 1.2758 | 21.0582 | 0% | 4% | -1.2758 | 49.2698 | 0% | 4% | 3.6 | 70.328 | 0 | 0 | 0.00060569 | 6.0615e-06 | 10
3 | 2015-10-05 03:00 | 0 | 26.7408 | 0% | 5% | 0 | 61.1692 | 0% | 5% | 3.6 | 87.91 | 0 | 0 | 0.00068377 | 1.2683e-05 | 10
4 | 2015-10-05 04:00 | 0.69984 | 18.8478 | 0% | 3% | -0.69984 | 33.8982 | 0% | 3% | 3.6 | 52.746 | 0 | 0 | 0.00064036 | 1.151e-05 | 10
5 | 2015-10-05 05:00 | 2.3999 | 0 | 0% | 2% | -2.3999 | 35.164 | 0% | 2% | 3.6 | 35.164 | 0 | 0 | 0.00054082 | 3.8128e-05 | 10
6 | 2015-10-05 06:00 | 1.2374 | 0 | 0% | 2% | -1.2374 | 35.164 | 0% | 2% | 3.6 | 35.164 | 0 | 0 | 0.00060797 | 3.8128e-05 | 10
7 | 2015-10-05 07:00 | 0.69984 | 19.9843 | 0% | 3% | -0.69984 | 32.7617 | 0% | 3% | 3.6 | 52.746 | 0 | 0 | 0.00064036 | 1.6315e-05 | 10
8 | 2015-10-05 08:00 | 0.52536 | 0 | 0% | 2% | -0.52536 | 35.164 | 0% | 2% | 3.6 | 35.164 | 0 | 0 | 0.00065105 | 3.8128e-05 | 10
9 | 2015-10-05 09:00 | 0.4374 | 28.839 | 0% | 2% | -0.4374 | 6.325 | 0% | 2% | 3.6 | 35.164 | 0 | 0 | 0.00065647 | 0.00010461 | 10
10 | 2015-10-05 10:00 | 0.28752 | 57.7276 | 0% | 4% | -0.28752 | 12.6004 | 0% | 4% | 3.6 | 70.328 | 0 | 0 | 0.00066576 | 0.00054374 | 10
11 | 2015-10-05 11:00 | 0 | 2.3089 | 0% | 1% | 0 | 15.2731 | 0% | 1% | 3.6 | 17.582 | 0 | 0 | 0.00068377 | 4.6325e-06 | 10
12 | 2015-10-05 12:00 | 0.88944 | 0 | 0% | 1% | -0.88944 | 17.582 | 0% | 1% | 3.6 | 17.582 | 0 | 0 | 0.00062884 | 1.201e-05 | 10
13 | 2015-10-05 13:00 | 0 | 0 | 0% | 2% | 0 | 35.164 | 0% | 2% | 3.6 | 35.164 | 0 | 0 | 0.00068377 | 3.8128e-05 | 10
14 | 2015-10-05 14:00 | 0 | 0 | 1% | 4% | 8.2945 | 70.328 | 1% | 4% | 11.8945 | 70.328 | 0 | 0 | 1.979e-05 | 9.0538e-05 | 10
15 | 2015-10-05 15:00 | 0 | 0 | 1% | 5% | 8.2945 | 87.91 | 1% | 5% | 11.8945 | 87.91 | 0 | 0 | 1.979e-05 | 0.00013567 | 10
16 | 2015-10-05 16:00 | 0 | 0 | 2% | 5% | 16.589 | 87.91 | 2% | 5% | 20.189 | 87.91 | 0 | 0 | 5.0648e-05 | 0.00013567 | 10
17 | 2015-10-05 17:00 | 5.1565 | 0 | 2% | 7% | 11.4325 | 123.074 | 2% | 7% | 20.189 | 123.074 | 0 | 0 | 8.0993e-07 | 0.00012763 | 10
18 | 2015-10-05 18:00 | 6.5004 | 0 | 2% | 6% | 10.0886 | 105.492 | 2% | 6% | 20.189 | 105.492 | 0 | 0 | 5.1875e-07 | 0.00012837 | 10
19 | 2015-10-05 19:00 | 0 | 7.6822 | 1% | 11% | 8.2945 | 185.7198 | 1% | 11% | 11.8945 | 193.402 | 0 | 0 | 1.979e-05 | 0.00016924 | 10
20 | 2015-10-05 20:00 | 4.332 | 0 | 2% | 9% | 12.257 | 158.238 | 2% | 9% | 20.189 | 158.238 | 0 | 0 | 3.5873e-06 | 0.00021667 | 10
21 | 2015-10-05 21:00 | 3.8339 | 0 | 1% | 9% | 4.4606 | 158.238 | 1% | 9% | 11.8945 | 158.238 | 0 | 0 | 3.0121e-08 | 0.00021667 | 10
22 | 2015-10-05 22:00 | 3.5262 | 33.679 | 1% | 11% | 4.7683 | 159.723 | 1% | 11% | 11.8945 | 193.402 | 0 | 0 | 3.8963e-08 | 3.1575e-06 | 10
23 | 2015-10-05 23:00 | 9.1003 | 82.4695 | 1% | 9% | -0.80582 | 75.7685 | 1% | 9% | 11.8945 | 158.238 | 0 | 0 | 4.2548e-05 | 0.0010359 | 10
0 | 2015-10-06 | 6.8875 | 106.1106 | 1% | 7% | 1.407 | 16.9634 | 1% | 7% | 11.8945 | 123.074 | 0 | 0 | 1.4862e-05 | 0.0024063 | 10
1 | 2015-10-06 01:00 | 4.6999 | 37.2241 | 1% | 2% | 3.5946 | -2.0601 | 1% | 2% | 11.8945 | 35.164 | 0 | 0.001 | 1.4827e-06 | 0.00022491 | 10
2 | 2015-10-06 02:00 | 4.9915 | 15.359 | 1% | 1% | 3.303 | 2.223 | 1% | 1% | 11.8945 | 17.582 | 0 | 0 | 2.4625e-06 | 2.7774e-05 | 10
3 | 2015-10-06 03:00 | 0 | 14.0035 | 0% | 1% | 0 | 3.5785 | 0% | 1% | 3.6 | 17.582 | 0 | 0 | 0.00068377 | 2.0242e-05 | 10
4 | 2015-10-06 04:00 | 0 | 9.2863 | 1% | 1% | 8.2945 | 8.2957 | 1% | 1% | 11.8945 | 17.582 | 0 | 0 | 1.979e-05 | 3.2985e-06 | 10
5 | 2015-10-06 05:00 | 12.4558 | 2.9034 | 2% | 1% | 4.1332 | 14.6786 | 2% | 1% | 20.189 | 17.582 | 0 | 0 | 6.2412e-05 | 3.2913e-06 | 10
6 | 2015-10-06 06:00 | 6.9096 | 0 | 1% | 1% | 1.3849 | 17.582 | 1% | 1% | 11.8945 | 17.582 | 0 | 0 | 1.5068e-05 | 1.201e-05 | 10
7 | 2015-10-06 07:00 | 11.7007 | 0 | 1% | 1% | -3.4062 | 17.582 | 1% | 1% | 11.8945 | 17.582 | 0 | 0 | 9.3276e-05 | 1.201e-05 | 10
8 | 2015-10-06 08:00 | 4.8431 | 0 | 1% | 1% | 3.4514 | 17.582 | 1% | 1% | 11.8945 | 17.582 | 0 | 0 | 1.9328e-06 | 1.201e-05 | 10
9 | 2015-10-06 09:00 | 9.6019 | 0 | 1% | 2% | -1.3074 | 35.164 | 1% | 2% | 11.8945 | 35.164 | 0 | 0 | 5.0803e-05 | 3.8128e-05 | 10
10 | 2015-10-06 10:00 | 8.4998 | 0 | 1% | 3% | -0.20534 | 52.746 | 1% | 3% | 11.8945 | 52.746 | 0 | 0 | 3.3627e-05 | 5.3688e-05 | 10
11 | 2015-10-06 11:00 | 12.8996 | 0 | 2% | 3% | 3.6894 | 52.746 | 2% | 3% | 20.189 | 52.746 | 0 | 0 | 7.1154e-05 | 5.3688e-05 | 10
12 | 2015-10-06 12:00 | 13.275 | 0 | 2% | 4% | 3.314 | 70.328 | 2% | 4% | 20.189 | 70.328 | 0 | 0 | 7.8993e-05 | 9.0538e-05 | 10
13 | 2015-10-06 13:00 | 11.7508 | 0 | 2% | 5% | 4.8382 | 87.91 | 2% | 5% | 20.189 | 87.91 | 0 | 0 | 4.9705e-05 | 0.00013567 | 10
14 | 2015-10-06 14:00 | 14.3648 | 27.6263 | 3% | 6% | 10.5187 | 77.8657 | 3% | 6% | 28.4835 | 105.492 | 0 | 0 | 2.9898e-05 | 1.9208e-05 | 10
15 | 2015-10-06 15:00 | 0 | 14.2361 | 3% | 5% | 24.8835 | 73.6739 | 3% | 5% | 28.4835 | 87.91 | 0 | 0 | 0.00014044 | 1.2609e-05 | 10
16 | 2015-10-06 16:00 | 0 | 0 | 4% | 4% | 33.178 | 70.328 | 4% | 4% | 36.778 | 70.328 | 0 | 0 | 0.00019673 | 9.0538e-05 | 10
17 | 2015-10-06 17:00 | 0 | 0 | 7% | 6% | 58.0615 | 105.492 | 7% | 6% | 61.6615 | 105.492 | 0 | 0 | 0.0004356 | 0.00012837 | 10
18 | 2015-10-06 18:00 | 1.9958 | 0 | 14% | 7% | 114.1272 | 123.074 | 14% | 7% | 119.723 | 123.074 | 0 | 0 | 0.0007901 | 0.00012763 | 10
19 | 2015-10-06 19:00 | 0 | 0 | 16% | 6% | 132.712 | 105.492 | 16% | 6% | 136.312 | 105.492 | 0 | 0 | 0.0015393 | 0.00012837 | 10
20 | 2015-10-06 20:00 | 0 | 32.4482 | 28% | 9% | 232.246 | 125.7898 | 28% | 9% | 235.846 | 158.238 | 0 | 0 | 0.0010544 | 1.3955e-05 | 10
21 | 2015-10-06 21:00 | 0 | 29.7388 | 32% | 9% | 265.424 | 128.4992 | 32% | 9% | 247.1761 | 158.238 | 0 | 0 | 0.0023953 | 4.8159e-06 | 10
22 | 2015-10-06 22:00 | 2.0626 | 23.7547 | 41% | 7% | 338.0119 | 99.3193 | 41% | 7% | 247.1761 | 123.074 | 0 | 0 | 0.0019128 | 4.8996e-06 | 10
23 | 2015-10-06 23:00 | 0 | 84.6048 | 43% | 8% | 356.6635 | 56.0512 | 43% | 8% | 247.1761 | 140.656 | 0 | 0 | 0.0028785 | 0.0011347 | 10
0 | 2015-10-07 | 20.5349 | 38.5165 | 48% | 5% | 377.6011 | 49.3935 | 48% | 5% | 247.1761 | 87.91 | 0 | 0 | 0.00026072 | 0.00010525 | 10
1 | 2015-10-07 01:00 | 0 | 0 | 45% | 4% | 373.2525 | 70.328 | 45% | 4% | 247.1761 | 70.328 | 0 | 0 | 0.001179 | 9.0538e-05 | 10
2 | 2015-10-07 02:00 | 11.9572 | 10.6619 | 45% | 7% | 361.2953 | 112.4121 | 45% | 7% | 247.1761 | 123.074 | 0 | 0 | 0.00039682 | 2.7387e-05 | 10
3 | 2015-10-07 03:00 | 25.0552 | 4.8692 | 49% | 10% | 381.3753 | 170.9508 | 49% | 10% | 247.1761 | 175.82 | 0 | 0 | 0.00019093 | 0.00034348 | 10
4 | 2015-10-07 04:00 | 7.8427 | 0 | 44% | 11% | 357.1153 | 193.402 | 44% | 11% | 247.1761 | 193.402 | 0 | 0 | 0.0019669 | 0.00030201 | 10
5 | 2015-10-07 05:00 | 0 | 0 | 42% | 17% | 348.369 | 298.894 | 42% | 17% | 247.1761 | 298.894 | 0 | 0 | 0.0019602 | 0.00072044 | 10
6 | 2015-10-07 06:00 | 0 | 0 | 43% | 20% | 356.6635 | 351.64 | 43% | 20% | 247.1761 | 312.9596 | 0 | 0 | 0.0028785 | 0.00057635 | 10
7 | 2015-10-07 07:00 | 0 | 0 | 42% | 21% | 348.369 | 369.222 | 42% | 21% | 247.1761 | 312.9596 | 0 | 0 | 0.0019602 | 0.00058222 | 10
8 | 2015-10-07 08:00 | 0 | 44.9502 | 36% | 27% | 298.602 | 429.7638 | 36% | 27% | 247.1761 | 312.9596 | 0 | 0 | 0.0017602 | 3.9123e-05 | 10
9 | 2015-10-07 09:00 | 4.6154 | 48.7717 | 38% | 26% | 310.5756 | 408.3603 | 38% | 26% | 247.1761 | 312.9596 | 0 | 0 | 0.0014756 | 5.3594e-05 | 10
10 | 2015-10-07 10:00 | 69.5716 | 92.0416 | 34% | 23% | 212.4414 | 312.3444 | 34% | 23% | 247.1761 | 312.9596 | 0 | 0 | 0.0017568 | 0.00071046 | 10
11 | 2015-10-07 11:00 | 99.7502 | 99.5918 | 29% | 21% | 140.7903 | 269.6302 | 29% | 21% | 244.1405 | 312.9596 | 0 | 0 | 0.0049183 | 0.0010572 | 10
12 | 2015-10-07 12:00 | 123.3408 | 64.0218 | 27% | 17% | 100.6107 | 234.8722 | 27% | 17% | 227.5515 | 298.894 | 0 | 0 | 0.011648 | 9.1627e-05 | 10
13 | 2015-10-07 13:00 | 165.0856 | 40.7588 | 26% | 17% | 50.5714 | 258.1352 | 26% | 17% | 219.257 | 298.894 | 0 | 0 | 0.022302 | 1.3388e-05 | 10
14 | 2015-10-07 14:00 | 2.428 | 21.5347 | 12% | 16% | 97.106 | 259.7773 | 12% | 16% | 103.134 | 281.312 | 0 | 0 | 0.00088354 | 9.0463e-05 | 10
15 | 2015-10-07 15:00 | 0 | 32.708 | 9% | 16% | 74.6505 | 248.604 | 9% | 16% | 78.2505 | 281.312 | 0 | 0 | 0.00070343 | 9.9618e-06 | 10
16 | 2015-10-07 16:00 | 0 | 77.5038 | 16% | 16% | 132.712 | 203.8082 | 16% | 16% | 136.312 | 281.312 | 0 | 0 | 0.0015393 | 0.00049827 | 10
17 | 2015-10-07 17:00 | 0 | 71.8406 | 20% | 14% | 165.89 | 174.3074 | 20% | 14% | 169.49 | 246.148 | 0 | 0 | 0.0021648 | 0.00043686 | 10
18 | 2015-10-07 18:00 | 0 | 0 | 19% | 13% | 157.5955 | 228.566 | 19% | 13% | 161.1955 | 228.566 | 0 | 0 | 0.001231 | 0.00033473 | 10
19 | 2015-10-07 19:00 | 0 | 0 | 22% | 13% | 182.479 | 228.566 | 22% | 13% | 186.079 | 228.566 | 0 | 0 | 0.0014689 | 0.00033473 | 10
20 | 2015-10-07 20:00 | 71.4281 | 0 | 32% | 16% | 193.9959 | 281.312 | 32% | 16% | 247.1761 | 281.312 | 0 | 0 | 0.0013819 | 0.00047347 | 10
21 | 2015-10-07 21:00 | 152.9441 | 0 | 30% | 17% | 95.8909 | 298.894 | 30% | 17% | 247.1761 | 298.894 | 0 | 0 | 0.016371 | 0.00072044 | 10
22 | 2015-10-07 22:00 | 79.8953 | 0 | 18% | 22% | 69.4057 | 386.804 | 18% | 22% | 152.901 | 312.9596 | 0 | 0 | 0.0042118 | 0.00052086 | 10
23 | 2015-10-07 23:00 | 70.5766 | 0 | 12% | 21% | 28.9574 | 369.222 | 12% | 21% | 103.134 | 312.9596 | 0 | 0 | 0.0027496 | 0.00058222 | 10
0 | 2015-10-08 | 49.9256 | 0 | 7% | 19% | 8.1359 | 334.058 | 7% | 19% | 61.6615 | 312.9596 | 0 | 0 | 0.0015461 | 0.00062468 | 10
1 | 2015-10-08 01:00 | 20.345 | 0 | 3% | 18% | 4.5385 | 316.476 | 3% | 18% | 28.4835 | 312.9596 | 0 | 0 | 0.00016072 | 0.00062476 | 10
2 | 2015-10-08 02:00 | 7.8869 | 0 | 1% | 18% | 0.40762 | 316.476 | 1% | 18% | 11.8945 | 312.9596 | 0 | 0 | 2.5603e-05 | 0.00062476 | 10
3 | 2015-10-08 03:00 | 2.7175 | 0 | 1% | 19% | 5.577 | 334.058 | 1% | 19% | 11.8945 | 312.9596 | 0 | 0 | 1.3744e-06 | 0.00062468 | 10
4 | 2015-10-08 04:00 | 9.4 | 0 | 1% | 22% | -1.1055 | 386.804 | 1% | 22% | 11.8945 | 312.9596 | 0 | 0 | 4.7391e-05 | 0.00052086 | 10
5 | 2015-10-08 05:00 | 0.92544 | 187.3468 | 0% | 27% | -0.92544 | 287.3672 | 0% | 27% | 3.6 | 312.9596 | 0 | 0 | 0.00062666 | 0.0055853 | 10
6 | 2015-10-08 06:00 | 0 | 208.6909 | 0% | 22% | 0 | 178.1131 | 0% | 22% | 3.6 | 312.9596 | 0 | 0 | 0.00068377 | 0.0091917 | 10
7 | 2015-10-08 07:00 | 0 | 111.6164 | 0% | 12% | 0 | 99.3676 | 0% | 12% | 3.6 | 210.984 | 0 | 0 | 0.00068377 | 0.0019668 | 10
8 | 2015-10-08 08:00 | 0 | 77.2058 | 0% | 9% | 0 | 81.0322 | 0% | 9% | 3.6 | 158.238 | 0 | 0 | 0.00068377 | 0.00085218 | 10
9 | 2015-10-08 09:00 | 1.2539 | 0 | 1% | 6% | 7.0406 | 105.492 | 1% | 6% | 11.8945 | 105.492 | 0 | 0 | 8.6256e-06 | 0.00012837 | 10
10 | 2015-10-08 10:00 | 0 | 45.6677 | 1% | 8% | 8.2945 | 94.9883 | 1% | 8% | 11.8945 | 140.656 | 0 | 0 | 1.979e-05 | 0.00013315 | 10
11 | 2015-10-08 11:00 | 3.804 | 4.7575 | 1% | 6% | 4.4905 | 100.7345 | 1% | 6% | 11.8945 | 105.492 | 0 | 0 | 1.8915e-08 | 7.4376e-05 | 10
12 | 2015-10-08 12:00 | 2.7448 | 0 | 1% | 6% | 5.5497 | 105.492 | 1% | 6% | 11.8945 | 105.492 | 0 | 0 | 1.2985e-06 | 0.00012837 | 10
13 | 2015-10-08 13:00 | 0 | 7.846 | 1% | 6% | 8.2945 | 97.646 | 1% | 6% | 11.8945 | 105.492 | 0 | 0 | 1.979e-05 | 4.7164e-05 | 10
14 | 2015-10-08 14:00 | 1.3146 | 7.846 | 1% | 7% | 6.9799 | 115.228 | 1% | 7% | 11.8945 | 123.074 | 0 | 0 | 8.201e-06 | 4.6715e-05 | 10
15 | 2015-10-08 15:00 | 1.3146 | 0 | 1% | 6% | 6.9799 | 105.492 | 1% | 6% | 11.8945 | 105.492 | 0 | 0 | 8.201e-06 | 0.00012837 | 10
16 | 2015-10-08 16:00 | 0 | 0 | 1% | 7% | 8.2945 | 123.074 | 1% | 7% | 11.8945 | 123.074 | 0 | 0 | 1.979e-05 | 0.00012763 | 10
17 | 2015-10-08 17:00 | 0 | 0 | 2% | 8% | 16.589 | 140.656 | 2% | 8% | 20.189 | 140.656 | 0 | 0 | 5.0648e-05 | 0.00020838 | 10
18 | 2015-10-08 18:00 | 1.4369 | 20.814 | 2% | 9% | 15.1521 | 137.424 | 2% | 9% | 20.189 | 158.238 | 0 | 0 | 2.8992e-05 | 8.3034e-06 | 10
19 | 2015-10-08 19:00 | 0 | 41.3981 | 2% | 9% | 16.589 | 116.8399 | 2% | 9% | 20.189 | 158.238 | 0 | 0 | 5.0648e-05 | 7.7897e-05 | 10
20 | 2015-10-08 20:00 | 2.3092 | 38.1817 | 2% | 6% | 14.2798 | 67.3103 | 2% | 6% | 20.189 | 105.492 | 0 | 0 | 1.8773e-05 | 0.00010788 | 10
21 | 2015-10-08 21:00 | 0 | 0 | 2% | 4% | 16.589 | 70.328 | 2% | 4% | 20.189 | 70.328 | 0 | 0 | 5.0648e-05 | 9.0538e-05 | 10
22 | 2015-10-08 22:00 | 2.9842 | 0 | 1% | 3% | 5.3103 | 52.746 | 1% | 3% | 11.8945 | 52.746 | 0 | 0 | 7.24e-07 | 5.3688e-05 | 10
23 | 2015-10-08 23:00 | 10.6098 | 0 | 2% | 3% | 5.9792 | 52.746 | 2% | 3% | 20.189 | 52.746 | 0 | 0 | 3.2201e-05 | 5.3688e-05 | 10
0 | 2015-10-09 | 8.7011 | 0 | 1% | 3% | -0.40658 | 52.746 | 1% | 3% | 11.8945 | 52.746 | 0 | 0 | 3.65e-05 | 5.3688e-05 | 10
1 | 2015-10-09 01:00 | 5.937 | 0 | 1% | 4% | 2.3575 | 70.328 | 1% | 4% | 11.8945 | 70.328 | 0 | 0 | 7.3393e-06 | 9.0538e-05 | 10
2 | 2015-10-09 02:00 | 3.5629 | 0 | 0% | 4% | -3.5629 | 70.328 | 0% | 4% | 3.6 | 70.328 | 0 | 0 | 0.00047757 | 9.0538e-05 | 10
3 | 2015-10-09 03:00 | 7.1999 | 0 | 1% | 5% | 1.0946 | 87.91 | 1% | 5% | 11.8945 | 87.91 | 0 | 0 | 1.7907e-05 | 0.00013567 | 10
4 | 2015-10-09 04:00 | 10.5868 | 13.4953 | 1% | 5% | -2.2923 | 74.4147 | 1% | 5% | 11.8945 | 87.91 | 0 | 0 | 6.9138e-05 | 1.5778e-05 | 10
5 | 2015-10-09 05:00 | 7.0344 | 13.4953 | 1% | 6% | 1.2601 | 91.9967 | 1% | 6% | 11.8945 | 105.492 | 0 | 0 | 1.6258e-05 | 1.3355e-05 | 10
6 | 2015-10-09 06:00 | 4.2875 | 0 | 1% | 6% | 4.007 | 105.492 | 1% | 6% | 11.8945 | 105.492 | 0 | 0 | 5.1901e-07 | 0.00012837 | 10
7 | 2015-10-09 07:00 | 0 | 0 | 0% | 7% | 0 | 123.074 | 0% | 7% | 3.6 | 123.074 | 0 | 0 | 0.00068377 | 0.00012763 | 10
8 | 2015-10-09 08:00 | 0 | 0 | 1% | 7% | 8.2945 | 123.074 | 1% | 7% | 11.8945 | 123.074 | 0 | 0 | 1.979e-05 | 0.00012763 | 10
9 | 2015-10-09 09:00 | 9.036 | 16.7195 | 2% | 8% | 7.553 | 123.9365 | 2% | 8% | 20.189 | 140.656 | 0 | 0 | 1.4267e-05 | 2.4263e-05 | 10
10 | 2015-10-09 10:00 | 15.1273 | 0 | 3% | 10% | 9.7562 | 175.82 | 3% | 10% | 28.4835 | 175.82 | 0 | 0 | 4.0796e-05 | 0.00045381 | 10
11 | 2015-10-09 11:00 | 10.0586 | 0 | 3% | 14% | 14.8249 | 246.148 | 3% | 14% | 28.4835 | 246.148 | 0 | 0 | 7.6322e-08 | 0.00039837 | 10
12 | 2015-10-09 12:00 | 7.7948 | 0 | 4% | 21% | 25.3832 | 369.222 | 4% | 21% | 36.778 | 312.9596 | 0 | 0 | 2.1423e-05 | 0.00058222 | 10
13 | 2015-10-09 13:00 | 0 | 0 | 4% | 29% | 33.178 | 509.878 | 4% | 29% | 36.778 | 312.9596 | 0 | 0 | 0.00019673 | 0.0011622 | 10
14 | 2015-10-09 14:00 | 0 | 0 | 7% | 37% | 58.0615 | 650.534 | 7% | 37% | 61.6615 | 312.9596 | 0 | 0 | 0.0004356 | 0.0012424 | 10
15 | 2015-10-09 15:00 | 0 | 57.9403 | 8% | 42% | 66.356 | 680.5037 | 8% | 42% | 69.956 | 312.9596 | 0 | 0 | 0.00043663 | 9.8322e-06 | 10
16 | 2015-10-09 16:00 | 0 | 105.0077 | 13% | 37% | 107.8285 | 545.5263 | 13% | 37% | 111.4285 | 312.9596 | 0 | 0 | 0.0007203 | 0.00059909 | 10
17 | 2015-10-09 17:00 | 11.8424 | 129.2981 | 14% | 35% | 104.2806 | 486.0719 | 14% | 35% | 119.723 | 312.9596 | 0 | 0 | 0.00026366 | 0.0017453 | 10
18 | 2015-10-09 18:00 | 0 | 111.3557 | 15% | 32% | 124.4175 | 451.2683 | 15% | 32% | 128.0175 | 312.9596 | 0 | 0 | 0.00077608 | 0.00079936 | 10
19 | 2015-10-09 19:00 | 0 | 0 | 18% | 30% | 149.301 | 527.46 | 18% | 30% | 152.901 | 312.9596 | 0 | 0 | 0.00098752 | 0.00087453 | 10
20 | 2015-10-09 20:00 | 0 | 0 | 26% | 32% | 215.657 | 562.624 | 26% | 32% | 219.257 | 312.9596 | 0 | 0 | 0.0024692 | 0.0012294 | 10
21 | 2015-10-09 21:00 | 0 | 0 | 31% | 39% | 257.1295 | 685.698 | 31% | 39% | 247.1761 | 312.9596 | 0 | 0 | 0.0011007 | 0.0014964 | 10
22 | 2015-10-09 22:00 | 0 | 0 | 27% | 52% | 223.9515 | 914.264 | 27% | 52% | 227.5515 | 312.9596 | 0 | 0 | 0.0016626 | 0.0016427 | 10
23 | 2015-10-09 23:00 | 0 | 0 | 29% | 44% | 240.5405 | 773.608 | 29% | 44% | 244.1405 | 312.9596 | 0 | 0 | 0.002513 | 0.0013793 | 10
0 | 2015-10-10 | 0.98628 | 0 | 32% | 51% | 264.4377 | 896.682 | 32% | 51% | 247.1761 | 312.9596 | 0 | 0 | 0.0022803 | 0.0011758 | 10
1 | 2015-10-10 01:00 | 29.0832 | 0 | 29% | 53% | 211.4573 | 931.846 | 29% | 53% | 244.1405 | 312.9596 | 0 | 0 | 0.000227 | 0.0016794 | 10
2 | 2015-10-10 02:00 | 30.4315 | 0 | 20% | 55% | 135.4585 | 967.01 | 20% | 55% | 169.49 | 312.9596 | 0 | 0 | 9.68e-05 | 0.0015668 | 10
3 | 2015-10-10 03:00 | 52.8386 | 0 | 19% | 55% | 104.7569 | 967.01 | 19% | 55% | 161.1955 | 312.9596 | 0 | 0 | 0.00081893 | 0.0015668 | 10
4 | 2015-10-10 04:00 | 29.0482 | 0 | 15% | 59% | 95.3693 | 1037.338 | 15% | 59% | 128.0175 | 312.9596 | 0 | 0 | 5.1305e-05 | 0.0012771 | 10
5 | 2015-10-10 05:00 | 1.4476 | 40.2566 | 13% | 64% | 106.3809 | 1084.9914 | 13% | 64% | 111.4285 | 312.9596 | 0 | 0 | 0.00062967 | 0.00033237 | 10
6 | 2015-10-10 06:00 | 0 | 0 | 12% | 60% | 99.534 | 1054.92 | 12% | 60% | 103.134 | 312.9596 | 0 | 0 | 0.0010661 | 0.00090215 | 10
7 | 2015-10-10 07:00 | 0 | 0 | 13% | 57% | 107.8285 | 1002.174 | 13% | 57% | 111.4285 | 312.9596 | 0 | 0 | 0.0007203 | 0.0010699 | 10
8 | 2015-10-10 08:00 | 7.6363 | 0 | 14% | 60% | 108.4867 | 1054.92 | 14% | 60% | 119.723 | 312.9596 | 0 | 0 | 0.00045405 | 0.00090215 | 10
9 | 2015-10-10 09:00 | 0 | 0 | 11% | 65% | 91.2395 | 1142.83 | 11% | 65% | 94.8395 | 312.9596 | 0 | 0 | 0.00082546 | 0.0013583 | 10
10 | 2015-10-10 10:00 | 0 | 4.7437 | 8% | 66% | 66.356 | 1155.6683 | 8% | 66% | 69.956 | 312.9596 | 0 | 0 | 0.00043663 | 0.0011203 | 10
11 | 2015-10-10 11:00 | 25.4392 | 0 | 11% | 69% | 65.8003 | 1213.158 | 11% | 69% | 94.8395 | 312.9596 | 0 | 0 | 3.7599e-06 | 0.00057284 | 10
12 | 2015-10-10 12:00 | 99.3384 | 21.7836 | 17% | 73% | 41.6681 | 1261.7024 | 17% | 73% | 144.6065 | 312.9596 | 0 | 0 | 0.0070532 | 0.00011809 | 10
13 | 2015-10-10 13:00 | 19.8558 | 0 | 16% | 71% | 112.8562 | 1248.322 | 16% | 71% | 136.312 | 312.9596 | 0 | 0 | 0.00023395 | 0.00064273 | 10
14 | 2015-10-10 14:00 | 0 | 13.2389 | 29% | 73% | 240.5405 | 1270.2471 | 29% | 73% | 244.1405 | 312.9596 | 0 | 0 | 0.002513 | 0.00024734 | 10
15 | 2015-10-10 15:00 | 15.9158 | 15.3347 | 48% | 73% | 382.2202 | 1268.1513 | 48% | 73% | 247.1761 | 312.9596 | 0 | 0 | 0.00047156 | 0.00021126 | 10
16 | 2015-10-10 16:00 | 157.7183 | 0 | 61% | 72% | 348.2462 | 1265.904 | 61% | 72% | 247.1761 | 312.9596 | 0 | 0 | 0.022076 | 0.0025726 | 10
17 | 2015-10-10 17:00 | 98.9028 | 49.8504 | 60% | 74% | 398.7672 | 1251.2176 | 60% | 74% | 247.1761 | 312.9596 | 0 | 0 | 0.0059589 | 1.5473e-07 | 10
18 | 2015-10-10 18:00 | 3.3928 | 0 | 60% | 74% | 494.2772 | 1301.068 | 60% | 74% | 247.1761 | 312.9596 | 0 | 0 | 0.0014406 | 0.00078175 | 10
19 | 2015-10-10 19:00 | 0 | 95.0968 | 67% | 75% | 555.7315 | 1223.5532 | 67% | 75% | 247.1761 | 312.9596 | 0 | 0 | 0.0014395 | 0.00015971 | 10
20 | 2015-10-10 20:00 | 24.1471 | 69.689 | 84% | 76% | 672.5909 | 1266.543 | 84% | 76% | 247.1761 | 312.9596 | 0 | 0 | 4.2899e-05 | 0.00010659 | 10
21 | 2015-10-10 21:00 | 3.1852 | 44.5904 | 86% | 79% | 710.1418 | 1344.3876 | 86% | 79% | 247.1761 | 312.9596 | 0 | 0 | 0.0017781 | 0.00013953 | 10
22 | 2015-10-10 22:00 | 17.1944 | 64.1802 | 87% | 79% | 704.4271 | 1324.7978 | 87% | 79% | 247.1761 | 312.9596 | 0 | 0 | 0.00098198 | 4.4961e-07 | 10
23 | 2015-10-10 23:00 | 0 | 74.0479 | 82% | 81% | 680.149 | 1350.0941 | 82% | 81% | 247.1761 | 312.9596 | 0 | 0 | 6.6911e-05 | 2.315e-07 | 10
0 | 2015-10-11 | 0 | 176.5433 | 86% | 80% | 713.327 | 1230.0167 | 86% | 80% | 247.1761 | 312.9596 | 0 | 0 | 0.0021167 | 0.0027922 | 10
1 | 2015-10-11 01:00 | 40.9906 | 171.011 | 87% | 84% | 680.6309 | 1305.877 | 87% | 84% | 247.1761 | 312.9596 | 0 | 0 | 7.0091e-06 | 0.0031335 | 10
2 | 2015-10-11 02:00 | 11.0771 | 0 | 85% | 78% | 693.9554 | 1371.396 | 85% | 78% | 247.1761 | 312.9596 | 0 | 0 | 0.0025571 | 0.00054175 | 10
3 | 2015-10-11 03:00 | 6.333 | 54.4417 | 83% | 83% | 682.1105 | 1404.8643 | 83% | 83% | 247.1761 | 312.9596 | 0 | 0 | 0.00050583 | 0.00012811 | 10
4 | 2015-10-11 04:00 | 8.7116 | 19.5464 | 80% | 85% | 654.8484 | 1474.9236 | 80% | 85% | 247.1761 | 312.9596 | 0 | 0 | 0.0017375 | 0.0015681 | 10
5 | 2015-10-11 05:00 | 58.5715 | 114.1223 | 80% | 86% | 604.9885 | 1397.9297 | 80% | 86% | 247.1761 | 312.9596 | 0 | 0 | 0.00033962 | 0.00091082 | 10
6 | 2015-10-11 06:00 | 71.6503 | 213.1776 | 75% | 85% | 550.4372 | 1281.2924 | 75% | 85% | 247.1761 | 312.9596 | 0 | 0 | 0.0022995 | 0.0049746 | 10
7 | 2015-10-11 07:00 | 49.5124 | 91.8192 | 68% | 82% | 514.5136 | 1349.9048 | 68% | 82% | 247.1761 | 312.9596 | 0 | 0 | 6.1509e-05 | 0.00044402 | 10
8 | 2015-10-11 08:00 | 40.7317 | 0 | 60% | 77% | 456.9383 | 1353.814 | 60% | 77% | 247.1761 | 312.9596 | 0 | 0 | 4.9867e-05 | 0.00085625 | 10
9 | 2015-10-11 09:00 | 0 | 0 | 52% | 79% | 431.314 | 1388.978 | 52% | 79% | 247.1761 | 312.9596 | 0 | 0 | 0.002146 | 0.0013819 | 10
10 | 2015-10-11 10:00 | 0 | 222.6637 | 46% | 82% | 381.547 | 1219.0603 | 46% | 82% | 247.1761 | 312.9596 | 0 | 0 | 0.0022377 | 0.0091186 | 10
11 | 2015-10-11 11:00 | 0 | 105.8647 | 45% | 75% | 373.2525 | 1212.7853 | 45% | 75% | 247.1761 | 312.9596 | 0 | 0 | 0.001179 | 0.00035201 | 10
12 | 2015-10-11 12:00 | 0 | 0 | 41% | 72% | 340.0745 | 1265.904 | 41% | 72% | 247.1761 | 312.9596 | 0 | 0 | 0.0021365 | 0.0025726 | 10
13 | 2015-10-11 13:00 | 87.674 | 0 | 36% | 75% | 210.928 | 1318.65 | 36% | 75% | 247.1761 | 312.9596 | 0 | 0 | 0.0040636 | 0.0017181 | 10
14 | 2015-10-11 14:00 | 147.9058 | 0 | 28% | 80% | 84.3402 | 1406.56 | 28% | 80% | 235.846 | 312.9596 | 0 | 0 | 0.021271 | 0.0022629 | 10
15 | 2015-10-11 15:00 | 123.6826 | 35.9912 | 20% | 81% | 42.2074 | 1388.1508 | 20% | 81% | 169.49 | 312.9596 | 0 | 0 | 0.010524 | 0.00048958 | 10
16 | 2015-10-11 16:00 | 85.523 | 40.4815 | 12% | 82% | 14.011 | 1401.2425 | 12% | 82% | 103.134 | 312.9596 | 0 | 0 | 0.0049641 | 6.6051e-05 | 10
17 | 2015-10-11 17:00 | 30.3937 | 6.9922 | 5% | 76% | 11.0788 | 1329.2398 | 5% | 76% | 45.0725 | 312.9596 | 0 | 0 | 0.00050656 | 0.0021145 | 10
18 | 2015-10-11 18:00 | 3.3662 | 49.6532 | 2% | 69% | 13.2228 | 1163.5048 | 2% | 69% | 20.189 | 312.9596 | 0 | 0 | 9.3535e-06 | 1.8549e-05 | 10
19 | 2015-10-11 19:00 | 4.2071 | 0 | 2% | 65% | 12.3819 | 1142.83 | 2% | 65% | 20.189 | 312.9596 | 0 | 0 | 4.1805e-06 | 0.0013583 | 10
20 | 2015-10-11 20:00 | 0 | 0 | 2% | 62% | 16.589 | 1090.084 | 2% | 62% | 20.189 | 312.9596 | 0 | 0 | 5.0648e-05 | 0.0018437 | 10
21 | 2015-10-11 21:00 | 0 | 253.502 | 2% | 62% | 16.589 | 836.582 | 2% | 62% | 20.189 | 312.9596 | 0 | 0 | 5.0648e-05 | 0.01025 | 10
22 | 2015-10-11 22:00 | 18.7568 | 163.0134 | 5% | 53% | 22.7157 | 768.8326 | 5% | 53% | 45.0725 | 312.9596 | 0 | 0 | 7.1866e-05 | 0.0026766 | 10
23 | 2015-10-11 23:00 | 26.2826 | 67.1832 | 4% | 45% | 6.8954 | 724.0068 | 4% | 45% | 36.778 | 312.9596 | 0 | 0 | 0.0003119 | 3.6214e-05 | 10
0 | 2015-10-12 | 0 | 0 | 2% | 36% | 16.589 | 632.952 | 2% | 36% | 20.189 | 312.9596 | 0 | 0 | 5.0648e-05 | 0.00088734 | 10
1 | 2015-10-12 01:00 | 0 | 16.0561 | 3% | 36% | 24.8835 | 616.8959 | 3% | 36% | 28.4835 | 312.9596 | 0 | 0 | 0.00014044 | 0.00042668 | 10
2 | 2015-10-12 02:00 | 0 | 0 | 3% | 34% | 24.8835 | 597.788 | 3% | 34% | 28.4835 | 312.9596 | 0 | 0 | 0.00014044 | 0.0013815 | 10
3 | 2015-10-12 03:00 | 0 | 72.9679 | 5% | 34% | 41.4725 | 524.8201 | 5% | 34% | 45.0725 | 312.9596 | 0 | 0 | 0.00019983 | 1.8777e-05 | 10
4 | 2015-10-12 04:00 | 0 | 155.436 | 5% | 34% | 41.4725 | 442.352 | 5% | 34% | 45.0725 | 312.9596 | 0 | 0 | 0.00019983 | 0.0026253 | 10
5 | 2015-10-12 05:00 | 18.137 | 95.4424 | 7% | 30% | 39.9245 | 432.0176 | 7% | 30% | 61.6615 | 312.9596 | 0 | 0 | 9.9066e-07 | 0.00061067 | 10
6 | 2015-10-12 06:00 | 25.1044 | 91.9984 | 9% | 30% | 49.5461 | 435.4616 | 9% | 30% | 78.2505 | 312.9596 | 0 | 0 | 1.4018e-05 | 0.00051769 | 10
7 | 2015-10-12 07:00 | 4.8808 | 0 | 9% | 30% | 69.7697 | 527.46 | 9% | 30% | 78.2505 | 312.9596 | 0 | 0 | 0.00042592 | 0.00087453 | 10
8 | 2015-10-12 08:00 | 0 | 0 | 13% | 33% | 107.8285 | 580.206 | 13% | 33% | 111.4285 | 312.9596 | 0 | 0 | 0.0007203 | 0.00091083 | 10
9 | 2015-10-12 09:00 | 0 | 0 | 16% | 37% | 132.712 | 650.534 | 16% | 37% | 136.312 | 312.9596 | 0 | 0 | 0.0015393 | 0.0012424 | 10
10 | 2015-10-12 10:00 | 19.6812 | 0 | 24% | 45% | 179.3868 | 791.19 | 24% | 45% | 202.668 | 312.9596 | 0 | 0 | 0.00061743 | 0.0010364 | 10
11 | 2015-10-12 11:00 | 0 | 77.5238 | 23% | 52% | 190.7735 | 836.7402 | 23% | 52% | 194.3735 | 312.9596 | 0 | 0 | 0.0017877 | 1.2688e-05 | 10
12 | 2015-10-12 12:00 | 0 | 111.9421 | 25% | 54% | 207.3625 | 837.4859 | 25% | 54% | 210.9625 | 312.9596 | 0 | 0 | 0.0019633 | 0.00023873 | 10
13 | 2015-10-12 13:00 | 0 | 40.3919 | 26% | 51% | 215.657 | 856.2901 | 26% | 51% | 219.257 | 312.9596 | 0 | 0 | 0.0024692 | 0.00012806 | 10
14 | 2015-10-12 14:00 | 0 | 60.9922 | 27% | 52% | 223.9515 | 853.2718 | 27% | 52% | 227.5515 | 312.9596 | 0 | 0 | 0.0016626 | 3.4113e-05 | 10
15 | 2015-10-12 15:00 | 0 | 127.5913 | 35% | 52% | 290.3075 | 786.6727 | 35% | 52% | 247.1761 | 312.9596 | 0 | 0 | 0.0019183 | 0.0010265 | 10
16 | 2015-10-12 16:00 | 0 | 89.3533 | 39% | 46% | 323.4855 | 719.4187 | 39% | 46% | 247.1761 | 312.9596 | 0 | 0 | 0.0012092 | 2.3446e-05 | 10
17 | 2015-10-12 17:00 | 145.7011 | 121.7196 | 47% | 43% | 244.1404 | 634.3064 | 47% | 43% | 247.1761 | 312.9596 | 0 | 0 | 0.014932 | 0.00027405 | 10
18 | 2015-10-12 18:00 | 128.8145 | 0 | 41% | 38% | 211.26 | 668.116 | 41% | 38% | 247.1761 | 312.9596 | 0 | 0 | 0.011898 | 0.0012944 | 10
19 | 2015-10-12 19:00 | 0 | 60.263 | 38% | 39% | 315.191 | 625.435 | 38% | 39% | 247.1761 | 312.9596 | 0 | 0 | 0.0019341 | 1.9425e-05 | 10
20 | 2015-10-12 20:00 | 0 | 60.0084 | 37% | 38% | 306.8965 | 608.1076 | 37% | 38% | 247.1761 | 312.9596 | 0 | 0 | 0.002807 | 3.4099e-06 | 10
21 | 2015-10-12 21:00 | 0 | 55.1352 | 39% | 38% | 323.4855 | 612.9808 | 39% | 38% | 247.1761 | 312.9596 | 0 | 0 | 0.0012092 | 2.1329e-05 | 10
22 | 2015-10-12 22:00 | 0 | 47.1137 | 41% | 36% | 340.0745 | 585.8383 | 41% | 36% | 247.1761 | 312.9596 | 0 | 0 | 0.0021365 | 8.9505e-06 | 10
23 | 2015-10-12 23:00 | 0 | 0 | 38% | 39% | 315.191 | 685.698 | 38% | 39% | 247.1761 | 312.9596 | 0 | 0 | 0.0019341 | 0.0014964 | 10
0 | 2015-10-13 | 0 | 9.16 | 37% | 42% | 306.8965 | 729.284 | 37% | 42% | 247.1761 | 312.9596 | 0 | 0 | 0.002807 | 0.00095358 | 10
1 | 2015-10-13 01:00 | 0 | 161.02 | 37% | 50% | 306.8965 | 718.08 | 37% | 50% | 247.1761 | 312.9596 | 0 | 0 | 0.002807 | 0.0026706 | 10
2 | 2015-10-13 02:00 | 0 | 89.4128 | 37% | 47% | 306.8965 | 736.9412 | 37% | 47% | 247.1761 | 312.9596 | 0 | 0 | 0.002807 | 0.00016452 | 10
3 | 2015-10-13 03:00 | 0 | 43.7975 | 32% | 44% | 265.424 | 729.8105 | 32% | 44% | 247.1761 | 312.9596 | 0 | 0 | 0.0023953 | 0.00014955 | 10
4 | 2015-10-13 04:00 | 0 | 13.691 | 29% | 42% | 240.5405 | 724.753 | 29% | 42% | 244.1405 | 312.9596 | 0 | 0 | 0.002513 | 0.00080106 | 10
5 | 2015-10-13 05:00 | 0 | 123.7412 | 28% | 40% | 232.246 | 579.5388 | 28% | 40% | 235.846 | 312.9596 | 0 | 0 | 0.0010544 | 0.0013499 | 10
6 | 2015-10-13 06:00 | 0 | 174.3595 | 27% | 37% | 223.9515 | 476.1745 | 27% | 37% | 227.5515 | 312.9596 | 0 | 0 | 0.0016626 | 0.0040859 | 10
7 | 2015-10-13 07:00 | 0 | 98.381 | 28% | 28% | 232.246 | 393.915 | 28% | 28% | 235.846 | 312.9596 | 0 | 0 | 0.0010544 | 0.00098014 | 10
8 | 2015-10-13 08:00 | 0 | 65.8158 | 25% | 24% | 207.3625 | 356.1522 | 25% | 24% | 210.9625 | 312.9596 | 0 | 0 | 0.0019633 | 0.00015526 | 10
9 | 2015-10-13 09:00 | 0 | 31.4057 | 30% | 21% | 248.835 | 337.8163 | 30% | 21% | 247.1761 | 312.9596 | 0 | 0 | 0.0031859 | 3.9274e-05 | 10
10 | 2015-10-13 10:00 | 0 | 0 | 29% | 21% | 240.5405 | 369.222 | 29% | 21% | 244.1405 | 312.9596 | 0 | 0 | 0.002513 | 0.00058222 | 10
11 | 2015-10-13 11:00 | 0 | 0 | 23% | 23% | 190.7735 | 404.386 | 23% | 23% | 194.3735 | 312.9596 | 0 | 0 | 0.0017877 | 0.00066025 | 10
12 | 2015-10-13 12:00 | 0 | 0 | 27% | 27% | 223.9515 | 474.714 | 27% | 27% | 227.5515 | 312.9596 | 0 | 0 | 0.0016626 | 0.0010126 | 10
13 | 2015-10-13 13:00 | 0 | 0 | 31% | 31% | 257.1295 | 545.042 | 31% | 31% | 247.1761 | 312.9596 | 0 | 0 | 0.0011007 | 0.00086046 | 10
14 | 2015-10-13 14:00 | 0 | 0 | 34% | 37% | 282.013 | 650.534 | 34% | 37% | 247.1761 | 312.9596 | 0 | 0 | 0.0017608 | 0.0012424 | 10
15 | 2015-10-13 15:00 | 65.4382 | 0 | 36% | 47% | 233.1638 | 826.354 | 36% | 47% | 247.1761 | 312.9596 | 0 | 0 | 0.0013644 | 0.0014461 | 10
16 | 2015-10-13 16:00 | 70.1852 | 0 | 30% | 49% | 178.6498 | 861.518 | 30% | 49% | 247.1761 | 312.9596 | 0 | 0 | 0.00079371 | 0.0016348 | 10
17 | 2015-10-13 17:00 | 90.1004 | 52.0987 | 24% | 49% | 108.9676 | 809.4193 | 24% | 49% | 202.668 | 312.9596 | 0 | 0 | 0.0036061 | 0.00011666 | 10
18 | 2015-10-13 18:00 | 18.803 | 106.5484 | 17% | 44% | 122.2035 | 667.0596 | 17% | 44% | 144.6065 | 312.9596 | 0 | 0 | 0.00017191 | 0.00055043 | 10
19 | 2015-10-13 19:00 | 45.3329 | 70.98 | 14% | 38% | 70.7901 | 597.136 | 14% | 38% | 119.723 | 312.9596 | 0 | 0 | 0.0005827 | 1.9304e-05 | 10
20 | 2015-10-13 20:00 | 44.9339 | 75.2113 | 12% | 36% | 54.6001 | 557.7407 | 12% | 36% | 103.134 | 312.9596 | 0 | 0 | 0.00046317 | 0.00016872 | 10
21 | 2015-10-13 21:00 | 0 | 27.6282 | 6% | 34% | 49.767 | 570.1598 | 6% | 34% | 53.367 | 312.9596 | 0 | 0 | 0.00044252 | 0.00046029 | 10
22 | 2015-10-13 22:00 | 0 | 0 | 8% | 34% | 66.356 | 597.788 | 8% | 34% | 69.956 | 312.9596 | 0 | 0 | 0.00043663 | 0.0013815 | 10
23 | 2015-10-13 23:00 | 0 | 0 | 11% | 36% | 91.2395 | 632.952 | 11% | 36% | 94.8395 | 312.9596 | 0 | 0 | 0.00082546 | 0.00088734 | 10
0 | 2015-10-14 | 10.3723 | 0 | 10% | 41% | 72.5727 | 720.862 | 10% | 41% | 86.545 | 312.9596 | 0 | 0 | 0.00012943 | 0.0014323 | 10
1 | 2015-10-14 01:00 | 50.6233 | 3.5912 | 11% | 43% | 40.6162 | 752.4348 | 11% | 43% | 94.8395 | 312.9596 | 0 | 0 | 0.0010434 | 0.0025637 | 10
2 | 2015-10-14 02:00 | 35.1479 | 0 | 7% | 42% | 22.9136 | 738.444 | 7% | 42% | 61.6615 | 312.9596 | 0 | 0 | 0.00046242 | 0.0013025 | 10
3 | 2015-10-14 03:00 | 11.7593 | 0 | 4% | 41% | 21.4187 | 720.862 | 4% | 41% | 36.778 | 312.9596 | 0 | 0 | 2.2826e-08 | 0.0014323 | 10
4 | 2015-10-14 04:00 | 10.823 | 0 | 3% | 38% | 14.0605 | 668.116 | 3% | 38% | 28.4835 | 312.9596 | 0 | 0 | 1.4348e-06 | 0.0012944 | 10
5 | 2015-10-14 05:00 | 4.5661 | 138.8387 | 2% | 39% | 12.0229 | 546.8593 | 2% | 39% | 20.189 | 312.9596 | 0 | 0 | 2.5978e-06 | 0.0016228 | 10
6 | 2015-10-14 06:00 | 7.6516 | 98.6069 | 2% | 33% | 8.9374 | 481.5991 | 2% | 33% | 20.189 | 312.9596 | 0 | 0 | 4.4441e-06 | 0.00067102 | 10
7 | 2015-10-14 07:00 | 15.5002 | 149.2868 | 2% | 29% | 1.0888 | 360.5912 | 2% | 29% | 20.189 | 312.9596 | 0 | 0 | 0.00013388 | 0.0025825 | 10
8 | 2015-10-14 08:00 | 3.014 | 78.5777 | 1% | 24% | 5.2805 | 343.3903 | 1% | 24% | 11.8945 | 312.9596 | 0 | 0 | 6.64e-07 | 0.00038884 | 10
9 | 2015-10-14 09:00 | 1.395 | 0 | 0% | 23% | -1.395 | 404.386 | 0% | 23% | 3.6 | 312.9596 | 0 | 0 | 0.00059864 | 0.00066025 | 10
10 | 2015-10-14 10:00 | 0 | 0 | 0% | 21% | 0 | 369.222 | 0% | 21% | 3.6 | 312.9596 | 0 | 0 | 0.00068377 | 0.00058222 | 10
11 | 2015-10-14 11:00 | 0 | 0 | 0% | 25% | 0 | 439.55 | 0% | 25% | 3.6 | 312.9596 | 0 | 0 | 0.00068377 | 0.00049903 | 10
12 | 2015-10-14 12:00 | 0 | 0 | 0% | 28% | 0 | 492.296 | 0% | 28% | 3.6 | 312.9596 | 0 | 0 | 0.00068377 | 0.00060754 | 10
13 | 2015-10-14 13:00 | 0 | 0 | 1% | 29% | 8.2945 | 509.878 | 1% | 29% | 11.8945 | 312.9596 | 0 | 0 | 1.979e-05 | 0.0011622 | 10
14 | 2015-10-14 14:00 | 0 | 0 | 2% | 30% | 16.589 | 527.46 | 2% | 30% | 20.189 | 312.9596 | 0 | 0 | 5.0648e-05 | 0.00087453 | 10
15 | 2015-10-14 15:00 | 0 | 0 | 2% | 30% | 16.589 | 527.46 | 2% | 30% | 20.189 | 312.9596 | 0 | 0 | 5.0648e-05 | 0.00087453 | 10
16 | 2015-10-14 16:00 | 0 | 21.0552 | 2% | 28% | 16.589 | 471.2408 | 2% | 28% | 20.189 | 312.9596 | 0 | 0 | 5.0648e-05 | 0.0001606 | 10
17 | 2015-10-14 17:00 | 0 | 62.905 | 3% | 26% | 24.8835 | 394.227 | 3% | 26% | 28.4835 | 312.9596 | 0 | 0 | 0.00014044 | 5.1504e-07 | 10
18 | 2015-10-14 18:00 | 0 | 103.8952 | 3% | 23% | 24.8835 | 300.4908 | 3% | 23% | 28.4835 | 312.9596 | 0 | 0 | 0.00014044 | 0.0011153 | 10
19 | 2015-10-14 19:00 | 0 | 76.3154 | 4% | 19% | 33.178 | 257.7426 | 4% | 19% | 36.778 | 312.9596 | 0 | 0 | 0.00019673 | 0.000339 | 10
20 | 2015-10-14 20:00 | 6.3775 | 30.3582 | 5% | 16% | 35.095 | 250.9538 | 5% | 16% | 45.0725 | 281.312 | 0 | 0 | 4.1569e-05 | 2.0185e-05 | 10
21 | 2015-10-14 21:00 | 3.2909 | 0 | 4% | 13% | 29.8871 | 228.566 | 4% | 13% | 36.778 | 228.566 | 0 | 0 | 0.00010117 | 0.00033473 | 10
22 | 2015-10-14 22:00 | 0 | 0 | 3% | 23% | 24.8835 | 404.386 | 3% | 23% | 28.4835 | 312.9596 | 0 | 0 | 0.00014044 | 0.00066025 | 10
23 | 2015-10-14 23:00 | 11.1325 | 0 | 3% | 23% | 13.751 | 404.386 | 3% | 23% | 28.4835 | 312.9596 | 0 | 0 | 2.4679e-06 | 0.00066025 | 10
0 | 2015-10-15 | 11.1325 | 1.4125 | 2% | 20% | 5.4565 | 350.2275 | 2% | 20% | 20.189 | 312.9596 | 0 | 0 | 3.9751e-05 | 0.00053842 | 10
1 | 2015-10-15 01:00 | 4.3903 | 105.1718 | 2% | 20% | 12.1987 | 246.4682 | 2% | 20% | 20.189 | 312.9596 | 0 | 0 | 3.3259e-06 | 0.0012824 | 10
2 | 2015-10-15 02:00 | 1.3463 | 93.7454 | 2% | 15% | 15.2427 | 169.9846 | 2% | 15% | 20.189 | 263.73 | 0 | 0 | 3.018e-05 | 0.00086769 | 10
3 | 2015-10-15 03:00 | 0 | 58.3182 | 1% | 10% | 8.2945 | 117.5018 | 1% | 10% | 11.8945 | 175.82 | 0 | 0 | 1.979e-05 | 0.00014081 | 10
4 | 2015-10-15 04:00 | 0 | 0 | 1% | 8% | 8.2945 | 140.656 | 1% | 8% | 11.8945 | 140.656 | 0 | 0 | 1.979e-05 | 0.00020838 | 10
5 | 2015-10-15 05:00 | 0 | 42.7168 | 2% | 8% | 16.589 | 97.9392 | 2% | 8% | 20.189 | 140.656 | 0 | 0 | 5.0648e-05 | 9.723e-05 | 10
6 | 2015-10-15 06:00 | 0 | 51.7921 | 1% | 8% | 8.2945 | 88.8639 | 1% | 8% | 11.8945 | 140.656 | 0 | 0 | 1.979e-05 | 0.00022567 | 10
7 | 2015-10-15 07:00 | 0 | 22.3122 | 1% | 5% | 8.2945 | 65.5978 | 1% | 5% | 11.8945 | 87.91 | 0 | 0 | 1.979e-05 | 1.0869e-06 | 10
8 | 2015-10-15 08:00 | 0 | 5.9026 | 1% | 3% | 8.2945 | 46.8434 | 1% | 3% | 11.8945 | 52.746 | 0 | 0 | 1.979e-05 | 1.5761e-05 | 10
9 | 2015-10-15 09:00 | 2.309 | 3.1268 | 1% | 3% | 5.9855 | 49.6192 | 1% | 3% | 11.8945 | 52.746 | 0 | 0 | 2.7716e-06 | 3.0789e-05 | 10
10 | 2015-10-15 10:00 | 0 | 26.6076 | 0% | 3% | 0 | 26.1384 | 0% | 3% | 3.6 | 52.746 | 0 | 0 | 0.00068377 | 6.0937e-05 | 10
11 | 2015-10-15 11:00 | 0 | 35.5583 | 0% | 3% | 0 | 17.1877 | 0% | 3% | 3.6 | 52.746 | 0 | 0 | 0.00068377 | 0.00016633 | 10
12 | 2015-10-15 12:00 | 0 | 22.4261 | 1% | 2% | 8.2945 | 12.7379 | 1% | 2% | 11.8945 | 35.164 | 0 | 0 | 1.979e-05 | 4.3301e-05 | 10
13 | 2015-10-15 13:00 | 0 | 29.2441 | 1% | 3% | 8.2945 | 23.5019 | 1% | 3% | 11.8945 | 52.746 | 0 | 0 | 1.979e-05 | 8.6597e-05 | 10
14 | 2015-10-15 14:00 | 0 | 19.8136 | 1% | 3% | 8.2945 | 32.9324 | 1% | 3% | 11.8945 | 52.746 | 0 | 0 | 1.979e-05 | 1.5539e-05 | 10
15 | 2015-10-15 15:00 | 0 | 0 | 2% | 4% | 16.589 | 70.328 | 2% | 4% | 20.189 | 70.328 | 0 | 0 | 5.0648e-05 | 9.0538e-05 | 10
16 | 2015-10-15 16:00 | 0 | 0 | 2% | 7% | 16.589 | 123.074 | 2% | 7% | 20.189 | 123.074 | 0 | 0 | 5.0648e-05 | 0.00012763 | 10
17 | 2015-10-15 17:00 | 3.4992 | 0 | 2% | 10% | 13.0898 | 175.82 | 2% | 10% | 20.189 | 175.82 | 0 | 0 | 8.3987e-06 | 0.00045381 | 10
18 | 2015-10-15 18:00 | 3.9996 | 0 | 2% | 17% | 12.5894 | 298.894 | 2% | 17% | 20.189 | 298.894 | 0 | 0 | 5.2659e-06 | 0.00072044 | 10
19 | 2015-10-15 19:00 | 0 | 0 | 2% | 25% | 16.589 | 439.55 | 2% | 25% | 20.189 | 312.9596 | 0 | 0 | 5.0648e-05 | 0.00049903 | 10
20 | 2015-10-15 20:00 | 10.6266 | 0 | 2% | 29% | 5.9624 | 509.878 | 2% | 29% | 20.189 | 312.9596 | 0 | 0 | 3.2432e-05 | 0.0011622 | 10
21 | 2015-10-15 21:00 | 8.8225 | 91.7376 | 2% | 32% | 7.7665 | 470.8864 | 2% | 32% | 20.189 | 312.9596 | 0 | 0 | 1.2389e-05 | 0.00029292 | 10
22 | 2015-10-15 22:00 | 6.0569 | 33.495 | 1% | 30% | 2.2376 | 493.965 | 1% | 30% | 11.8945 | 312.9596 | 0 | 0 | 8.1433e-06 | 0.00011071 | 10
23 | 2015-10-15 23:00 | 0.72156 | 0 | 1% | 28% | 7.5729 | 492.296 | 1% | 28% | 11.8945 | 312.9596 | 0 | 0 | 1.2807e-05 | 0.00060754 | 10
0 | 2015-10-16 | 6.3079 | 0 | 1% | 33% | 1.9866 | 580.206 | 1% | 33% | 11.8945 | 312.9596 | 0 | 0 | 9.9622e-06 | 0.00091083 | 10
1 | 2015-10-16 01:00 | 2.5117 | 0 | 1% | 36% | 5.7828 | 632.952 | 1% | 36% | 11.8945 | 312.9596 | 0 | 0 | 2.0177e-06 | 0.00088734 | 10
2 | 2015-10-16 02:00 | 0 | 0 | 0% | 32% | 0 | 562.624 | 0% | 32% | 3.6 | 312.9596 | 0 | 0 | 0.00068377 | 0.0012294 | 10
3 | 2015-10-16 03:00 | 0 | 104.878 | 0% | 31% | 0 | 440.164 | 0% | 31% | 3.6 | 312.9596 | 0 | 0 | 0.00068377 | 0.00091913 | 10
4 | 2015-10-16 04:00 | 0 | 154.4587 | 0% | 27% | 0 | 320.2553 | 0% | 27% | 3.6 | 312.9596 | 0 | 0 | 0.00068377 | 0.0031393 | 10
5 | 2015-10-16 05:00 | 4.4999 | 44.0041 | 1% | 17% | 3.7946 | 254.8899 | 1% | 17% | 11.8945 | 298.894 | 0 | 0 | 9.5354e-07 | 3.2875e-06 | 10
6 | 2015-10-16 06:00 | 8.5999 | 0 | 1% | 14% | -0.30542 | 246.148 | 1% | 14% | 11.8945 | 246.148 | 0 | 0 | 3.5041e-05 | 0.00039837 | 10
7 | 2015-10-16 07:00 | 1.1 | 0 | 0% | 13% | -1.1 | 228.566 | 0% | 13% | 3.6 | 228.566 | 0 | 0 | 0.00061617 | 0.00033473 | 10
8 | 2015-10-16 08:00 | 1.4999 | 0 | 0% | 9% | -1.4999 | 158.238 | 0% | 9% | 3.6 | 158.238 | 0 | 0 | 0.00059247 | 0.00021667 | 10
9 | 2015-10-16 09:00 | 0.99996 | 16.5428 | 0% | 8% | -0.99996 | 124.1132 | 0% | 8% | 3.6 | 140.656 | 0 | 0 | 0.00062217 | 2.5263e-05 | 10
10 | 2015-10-16 10:00 | 1.0999 | 36.4855 | 0% | 5% | -1.0999 | 51.4245 | 0% | 5% | 3.6 | 87.91 | 0 | 0 | 0.00061618 | 8.2879e-05 | 10
11 | 2015-10-16 11:00 | 1.0999 | 52.1045 | 0% | 4% | -1.0999 | 18.2235 | 0% | 4% | 3.6 | 70.328 | 0 | 0 | 0.00061618 | 0.00040481 | 10
12 | 2015-10-16 12:00 | 1.2502 | 10.3218 | 0% | 3% | -1.2502 | 42.4242 | 0% | 3% | 3.6 | 52.746 | 0 | 0 | 0.00060722 | 2.1216e-06 | 10
13 | 2015-10-16 13:00 | 2.1089 | 0 | 1% | 4% | 6.1856 | 70.328 | 1% | 4% | 11.8945 | 70.328 | 0 | 0 | 3.6334e-06 | 9.0538e-05 | 10
14 | 2015-10-16 14:00 | 0.45324 | 0 | 1% | 5% | 7.8413 | 87.91 | 1% | 5% | 11.8945 | 87.91 | 0 | 0 | 1.5227e-05 | 0.00013567 | 10
15 | 2015-10-16 15:00 | 0 | 0 | 1% | 5% | 8.2945 | 87.91 | 1% | 5% | 11.8945 | 87.91 | 0 | 0 | 1.979e-05 | 0.00013567 | 10
16 | 2015-10-16 16:00 | 0 | 29.0203 | 1% | 5% | 8.2945 | 58.8897 | 1% | 5% | 11.8945 | 87.91 | 0 | 0 | 1.979e-05 | 2.3599e-05 | 10
17 | 2015-10-16 17:00 | 1.9525 | 15.8328 | 2% | 5% | 14.6365 | 72.0772 | 2% | 5% | 20.189 | 87.91 | 0 | 0 | 2.2684e-05 | 6.9839e-06 | 10
18 | 2015-10-16 18:00 | 6.9002 | 0 | 2% | 5% | 9.6888 | 87.91 | 2% | 5% | 20.189 | 87.91 | 0 | 0 | 1.4455e-06 | 0.00013567 | 10
19 | 2015-10-16 19:00 | 2.9897 | 0 | 1% | 8% | 5.3048 | 140.656 | 1% | 8% | 11.8945 | 140.656 | 0 | 0 | 7.1272e-07 | 0.00020838 | 10
20 | 2015-10-16 20:00 | 5.8879 | 2.907 | 1% | 12% | 2.4066 | 208.077 | 1% | 12% | 11.8945 | 210.984 | 0 | 0 | 7.0222e-06 | 0.0003056 | 10
21 | 2015-10-16 21:00 | 4.0052 | 134.2891 | 1% | 14% | 4.2893 | 111.8589 | 1% | 14% | 11.8945 | 246.148 | 0 | 0 | 1.4451e-07 | 0.0031832 | 10
22 | 2015-10-16 22:00 | 2.0374 | 52.9454 | 0% | 9% | -2.0374 | 105.2926 | 0% | 9% | 3.6 | 158.238 | 0 | 0 | 0.00056134 | 0.00023696 | 10
23 | 2015-10-16 23:00 | 0 | 0 | 0% | 8% | 0 | 140.656 | 0% | 8% | 3.6 | 140.656 | 0 | 0 | 0.00068377 | 0.00020838 | 10
0 | 2015-10-17 | 0 | 0 | 1% | 9% | 8.2945 | 158.238 | 1% | 9% | 11.8945 | 158.238 | 0 | 0 | 1.979e-05 | 0.00021667 | 10
1 | 2015-10-17 01:00 | 0 | 0 | 2% | 9% | 16.589 | 158.238 | 2% | 9% | 20.189 | 158.238 | 0 | 0 | 5.0648e-05 | 0.00021667 | 10
2 | 2015-10-17 02:00 | 0 | 0 | 2% | 11% | 16.589 | 193.402 | 2% | 11% | 20.189 | 193.402 | 0 | 0 | 5.0648e-05 | 0.00030201 | 10
3 | 2015-10-17 03:00 | 0 | 0 | 2% | 12% | 16.589 | 210.984 | 2% | 12% | 20.189 | 210.984 | 0 | 0 | 5.0648e-05 | 0.00036614 | 10
4 | 2015-10-17 04:00 | 6.5843 | 0 | 3% | 14% | 18.2992 | 246.148 | 3% | 14% | 28.4835 | 246.148 | 0 | 0 | 1.5308e-05 | 0.00039837 | 10
5 | 2015-10-17 05:00 | 23.1997 | 0 | 7% | 13% | 34.8618 | 228.566 | 7% | 13% | 61.6615 | 228.566 | 0 | 0 | 5.0395e-05 | 0.00033473 | 10
6 | 2015-10-17 06:00 | 34.5516 | 0 | 8% | 13% | 31.8044 | 228.566 | 8% | 13% | 69.956 | 228.566 | 0 | 0 | 0.00043099 | 0.00033473 | 10
7 | 2015-10-17 07:00 | 4.592 | 26.9483 | 6% | 14% | 45.175 | 219.1997 | 6% | 14% | 53.367 | 246.148 | 0 | 0 | 0.00024025 | 2.1455e-05 | 10
8 | 2015-10-17 08:00 | 0 | 32.8616 | 7% | 13% | 58.0615 | 195.7044 | 7% | 13% | 61.6615 | 228.566 | 0 | 0 | 0.0004356 | 1.559e-07 | 10
9 | 2015-10-17 09:00 | 0 | 74.9474 | 8% | 11% | 66.356 | 118.4546 | 8% | 11% | 69.956 | 193.402 | 0 | 0 | 0.00043663 | 0.00063751 | 10
10 | 2015-10-17 10:00 | 16.8593 | 89.9068 | 15% | 9% | 107.5582 | 68.3312 | 15% | 9% | 128.0175 | 158.238 | 0 | 0 | 5.6737e-05 | 0.0013261 | 10
11 | 2015-10-17 11:00 | 54.7031 | 55.6188 | 15% | 7% | 69.7144 | 67.4552 | 15% | 7% | 128.0175 | 123.074 | 0 | 0 | 0.0014511 | 0.00041358 | 10
12 | 2015-10-17 12:00 | 87.4138 | 50.7314 | 15% | 7% | 37.0037 | 72.3426 | 15% | 7% | 128.0175 | 123.074 | 0 | 0 | 0.0060108 | 0.00030824 | 10
13 | 2015-10-17 13:00 | 123.4434 | 48.2135 | 17% | 6% | 17.5631 | 57.2785 | 17% | 6% | 144.6065 | 105.492 | 0 | 0 | 0.012779 | 0.00025895 | 10
14 | 2015-10-17 14:00 | 68.1418 | 52.2696 | 12% | 6% | 31.3922 | 53.2224 | 12% | 6% | 103.134 | 105.492 | 0 | 0 | 0.0024504 | 0.00033852 | 10
15 | 2015-10-17 15:00 | 0 | 49.1437 | 8% | 6% | 66.356 | 56.3483 | 8% | 6% | 69.956 | 105.492 | 0 | 0 | 0.00043663 | 0.00027626 | 10
16 | 2015-10-17 16:00 | 0 | 0 | 10% | 6% | 82.945 | 105.492 | 10% | 6% | 86.545 | 105.492 | 0 | 0 | 0.00057035 | 0.00012837 | 10
17 | 2015-10-17 17:00 | 0 | 0 | 19% | 6% | 157.5955 | 105.492 | 19% | 6% | 161.1955 | 105.492 | 0 | 0 | 0.001231 | 0.00012837 | 10
18 | 2015-10-17 18:00 | 0 | 0 | 29% | 13% | 240.5405 | 228.566 | 29% | 13% | 244.1405 | 228.566 | 0 | 0 | 0.002513 | 0.00033473 | 10
19 | 2015-10-17 19:00 | 0 | 36.9502 | 37% | 26% | 306.8965 | 420.1818 | 37% | 26% | 247.1761 | 312.9596 | 0 | 0 | 0.002807 | 0.00019725 | 10
20 | 2015-10-17 20:00 | 0 | 62.2415 | 40% | 20% | 331.78 | 289.3985 | 40% | 20% | 247.1761 | 312.9596 | 0 | 0 | 0.0016112 | 0.00012981 | 10
21 | 2015-10-17 21:00 | 0 | 142.9558 | 51% | 18% | 423.0195 | 173.5202 | 51% | 18% | 247.1761 | 312.9596 | 0 | 0 | 0.0019704 | 0.0031711 | 10
22 | 2015-10-17 22:00 | 0 | 119.9423 | 65% | 15% | 539.1425 | 143.7877 | 65% | 15% | 247.1761 | 263.73 | 0 | 0 | 0.0016107 | 0.0019675 | 10
23 | 2015-10-17 23:00 | 0 | 59.397 | 63% | 14% | 522.5535 | 186.751 | 63% | 14% | 247.1761 | 246.148 | 0 | 0 | 0.00061093 | 0.0001911 | 10
0 | 2015-10-18 | 0 | 0 | 66% | 16% | 547.437 | 281.312 | 66% | 16% | 247.1761 | 281.312 | 0 | 0 | 0.0017394 | 0.00047347 | 10
1 | 2015-10-18 01:00 | 0 | 0 | 64% | 20% | 530.848 | 351.64 | 64% | 20% | 247.1761 | 312.9596 | 0 | 0 | 0.0014193 | 0.00057635 | 10
2 | 2015-10-18 02:00 | 57.17 | 38.4784 | 61% | 27% | 448.7945 | 436.2356 | 61% | 27% | 247.1761 | 312.9596 | 0 | 0 | 0.00074833 | 9.872e-05 | 10
3 | 2015-10-18 03:00 | 58.9135 | 165.8167 | 59% | 32% | 430.462 | 396.8073 | 59% | 32% | 247.1761 | 312.9596 | 0 | 0 | 0.00201 | 0.0035104 | 10
4 | 2015-10-18 04:00 | 0 | 154.6946 | 51% | 30% | 423.0195 | 372.7654 | 51% | 30% | 247.1761 | 312.9596 | 0 | 0 | 0.0019704 | 0.003412 | 10
5 | 2015-10-18 05:00 | 5.43 | 69.3974 | 48% | 30% | 392.706 | 458.0626 | 48% | 30% | 247.1761 | 312.9596 | 0 | 0 | 0.0011804 | 9.7976e-05 | 10
6 | 2015-10-18 06:00 | 58.5797 | 0 | 50% | 33% | 356.1453 | 580.206 | 50% | 33% | 247.1761 | 312.9596 | 0 | 0 | 0.00034394 | 0.00091083 | 10
7 | 2015-10-18 07:00 | 19.1077 | 0 | 48% | 39% | 379.0283 | 685.698 | 48% | 39% | 247.1761 | 312.9596 | 0 | 0 | 0.00031924 | 0.0014964 | 10
8 | 2015-10-18 08:00 | 17.731 | 70.3112 | 49% | 46% | 388.6995 | 738.4608 | 49% | 46% | 247.1761 | 312.9596 | 0 | 0 | 0.00051293 | 3.586e-05 | 10
9 | 2015-10-18 09:00 | 0 | 85.332 | 40% | 49% | 331.78 | 776.186 | 40% | 49% | 247.1761 | 312.9596 | 0 | 0 | 0.0016112 | 6.5624e-05 | 10
10 | 2015-10-18 10:00 | 0 | 116.5073 | 35% | 53% | 290.3075 | 815.3387 | 35% | 53% | 247.1761 | 312.9596 | 0 | 0 | 0.0019183 | 0.00063933 | 10
11 | 2015-10-18 11:00 | 0 | 159.7094 | 36% | 53% | 298.602 | 772.1366 | 36% | 53% | 247.1761 | 312.9596 | 0 | 0 | 0.0017602 | 0.0024857 | 10
12 | 2015-10-18 12:00 | 0 | 161.6464 | 27% | 51% | 223.9515 | 735.0356 | 27% | 51% | 227.5515 | 312.9596 | 0 | 0 | 0.0016626 | 0.0033234 | 10
13 | 2015-10-18 13:00 | 8.6964 | 146.1649 | 29% | 52% | 231.8441 | 768.0991 | 29% | 52% | 244.1405 | 312.9596 | 0 | 0 | 0.0015717 | 0.001815 | 10
14 | 2015-10-18 14:00 | 89.1799 | 119.8915 | 26% | 51% | 126.4771 | 776.7905 | 26% | 51% | 219.257 | 312.9596 | 0 | 0 | 0.0033439 | 0.0011492 | 10
15 | 2015-10-18 15:00 | 77.3082 | 116.8261 | 22% | 48% | 105.1708 | 727.1099 | 22% | 48% | 186.079 | 312.9596 | 0 | 0 | 0.0030116 | 0.00066457 | 10
16 | 2015-10-18 16:00 | 93.5399 | 119.2108 | 19% | 44% | 64.0556 | 654.3972 | 19% | 44% | 161.1955 | 312.9596 | 0 | 0 | 0.0060353 | 0.00094023 | 10
17 | 2015-10-18 17:00 | 77.8748 | 277.9734 | 14% | 43% | 38.2482 | 478.0526 | 14% | 43% | 119.723 | 312.9596 | 0 | 0 | 0.0040161 | 0.011115 | 10
18 | 2015-10-18 18:00 | 28.4587 | 163.7785 | 9% | 34% | 46.1918 | 434.0095 | 9% | 34% | 78.2505 | 312.9596 | 0 | 0 | 6.0655e-05 | 0.0031341 | 10
19 | 2015-10-18 19:00 | 14.1802 | 201.6466 | 7% | 29% | 43.8813 | 308.2314 | 7% | 29% | 61.6615 | 312.9596 | 0 | 0 | 1.4252e-05 | 0.0064962 | 10
20 | 2015-10-18 20:00 | 11.3377 | 203.3246 | 7% | 25% | 46.7238 | 236.2254 | 7% | 25% | 61.6615 | 312.9596 | 0 | 0 | 5.187e-05 | 0.0087058 | 10
21 | 2015-10-18 21:00 | 72.321 | 0 | 13% | 18% | 35.5075 | 316.476 | 13% | 18% | 111.4285 | 312.9596 | 0 | 0 | 0.0036425 | 0.00062476 | 10
22 | 2015-10-18 22:00 | 20.7468 | 0 | 5% | 21% | 20.7257 | 369.222 | 5% | 21% | 45.0725 | 312.9596 | 0 | 0 | 0.0001183 | 0.00058222 | 10
23 | 2015-10-18 23:00 | 56.9389 | 15.2105 | 11% | 20% | 34.3006 | 336.4295 | 11% | 20% | 94.8395 | 312.9596 | 0 | 0 | 0.0015933 | 0.00023581 | 10
0 | 2015-10-19 | 53.2369 | 50.5243 | 12% | 25% | 46.2971 | 389.0257 | 12% | 25% | 103.134 | 312.9596 | 0 | 0 | 0.00099425 | 4.0927e-05 | 10
1 | 2015-10-19 01:00 | 2.4878 | 165.1249 | 7% | 24% | 55.5737 | 256.8431 | 7% | 24% | 61.6615 | 312.9596 | 0 | 0 | 0.0003194 | 0.0047533 | 10
2 | 2015-10-19 02:00 | 31.6502 | 213.0046 | 15% | 25% | 92.7673 | 226.5454 | 15% | 25% | 128.0175 | 312.9596 | 0 | 0 | 0.00010609 | 0.0097635 | 10
3 | 2015-10-19 03:00 | 0 | 86.9558 | 10% | 14% | 82.945 | 159.1922 | 10% | 14% | 86.545 | 246.148 | 0 | 0 | 0.00057035 | 0.00087014 | 10
4 | 2015-10-19 04:00 | 0 | 107.1274 | 14% | 13% | 116.123 | 121.4386 | 14% | 13% | 119.723 | 228.566 | 0 | 0 | 0.00093117 | 0.0018177 | 10
5 | 2015-10-19 05:00 | 0 | 86.6706 | 18% | 11% | 149.301 | 106.7314 | 18% | 11% | 152.901 | 193.402 | 0 | 0 | 0.00098752 | 0.0010187 | 10
6 | 2015-10-19 06:00 | 0 | 98.5201 | 22% | 10% | 182.479 | 77.2999 | 22% | 10% | 186.079 | 175.82 | 0 | 0 | 0.0014689 | 0.0012063 | 10
7 | 2015-10-19 07:00 | 0 | 93.4727 | 33% | 10% | 273.7185 | 82.3473 | 33% | 10% | 247.1761 | 175.82 | 0 | 0 | 0.0018132 | 0.0010151 | 10
8 | 2015-10-19 08:00 | 0 | 84.9923 | 37% | 12% | 306.8965 | 125.9917 | 37% | 12% | 247.1761 | 210.984 | 0 | 0 | 0.002807 | 0.00085297 | 10
9 | 2015-10-19 09:00 | 0 | 19.5547 | 40% | 12% | 331.78 | 191.4293 | 40% | 12% | 247.1761 | 210.984 | 0 | 0 | 0.0016112 | 6.4207e-05 | 10
10 | 2015-10-19 10:00 | 2.3759 | 155.6202 | 38% | 20% | 312.8151 | 196.0198 | 38% | 20% | 247.1761 | 312.9596 | 0 | 0 | 0.0016904 | 0.0041607 | 10
11 | 2015-10-19 11:00 | 18.6497 | 84.2302 | 36% | 17% | 279.9523 | 214.6638 | 36% | 17% | 247.1761 | 298.894 | 0 | 0 | 0.0003791 | 0.00044378 | 10
12 | 2015-10-19 12:00 | 62.8477 | 9.3962 | 39% | 21% | 260.6378 | 359.8258 | 39% | 21% | 247.1761 | 312.9596 | 0 | 0 | 0.0016807 | 0.00035288 | 10
13 | 2015-10-19 13:00 | 49.4555 | 0 | 33% | 26% | 224.263 | 457.132 | 33% | 26% | 247.1761 | 312.9596 | 0 | 0 | 0.00029045 | 0.0012292 | 10
14 | 2015-10-19 14:00 | 18.4364 | 0 | 29% | 31% | 222.1041 | 545.042 | 29% | 31% | 244.1405 | 312.9596 | 0 | 0 | 0.00077855 | 0.00086046 | 10
15 | 2015-10-19 15:00 | 0 | 0 | 31% | 40% | 257.1295 | 703.28 | 31% | 40% | 247.1761 | 312.9596 | 0 | 0 | 0.0011007 | 0.0011315 | 10
16 | 2015-10-19 16:00 | 0 | 0 | 31% | 41% | 257.1295 | 720.862 | 31% | 41% | 247.1761 | 312.9596 | 0 | 0 | 0.0011007 | 0.0014323 | 10
17 | 2015-10-19 17:00 | 69.9079 | 45.8621 | 36% | 39% | 228.6941 | 639.8359 | 36% | 39% | 247.1761 | 312.9596 | 0 | 0 | 0.0017916 | 0.00015871 | 10
18 | 2015-10-19 18:00 | 85.0644 | 288.6738 | 39% | 38% | 238.4211 | 379.4422 | 39% | 38% | 247.1761 | 312.9596 | 0 | 0 | 0.0045943 | 0.016438 | 10
19 | 2015-10-19 19:00 | 0 | 299.5219 | 43% | 34% | 356.6635 | 298.2661 | 43% | 34% | 247.1761 | 312.9596 | 0 | 0 | 0.0028785 | 0.017739 | 10
20 | 2015-10-19 20:00 | 0 | 74.309 | 47% | 26% | 389.8415 | 382.823 | 47% | 26% | 247.1761 | 312.9596 | 0 | 0 | 0.0028582 | 5.1896e-05 | 10
21 | 2015-10-19 21:00 | 0 | 169.6686 | 49% | 25% | 406.4305 | 269.8814 | 49% | 25% | 247.1761 | 312.9596 | 0 | 0 | 0.0019382 | 0.0055001 | 10
22 | 2015-10-19 22:00 | 0 | 213.3277 | 54% | 26% | 447.903 | 243.8043 | 54% | 26% | 247.1761 | 312.9596 | 0 | 0 | 0.0020799 | 0.007443 | 10
23 | 2015-10-19 23:00 | 0 | 153.855 | 56% | 24% | 464.492 | 268.113 | 56% | 24% | 247.1761 | 312.9596 | 0 | 0 | 0.0029131 | 0.0039105 | 10
0 | 2015-10-20 | 0 | 107.4974 | 53% | 21% | 439.6085 | 261.7246 | 53% | 21% | 247.1761 | 312.9596 | 0 | 0 | 0.0021906 | 0.0013698 | 10
1 | 2015-10-20 01:00 | 0 | 0 | 51% | 18% | 423.0195 | 316.476 | 51% | 18% | 247.1761 | 312.9596 | 0 | 0 | 0.0019704 | 0.00062476 | 10
2 | 2015-10-20 02:00 | 0 | 0 | 51% | 23% | 423.0195 | 404.386 | 51% | 23% | 247.1761 | 312.9596 | 0 | 0 | 0.0019704 | 0.00066025 | 10
3 | 2015-10-20 03:00 | 0 | 0 | 49% | 27% | 406.4305 | 474.714 | 49% | 27% | 247.1761 | 312.9596 | 0 | 0 | 0.0019382 | 0.0010126 | 10
4 | 2015-10-20 04:00 | 0 | 54.4748 | 47% | 27% | 389.8415 | 420.2392 | 47% | 27% | 247.1761 | 312.9596 | 0 | 0 | 0.0028582 | 7.0155e-07 | 10
5 | 2015-10-20 05:00 | 0 | 0 | 56% | 23% | 464.492 | 404.386 | 56% | 23% | 247.1761 | 312.9596 | 0 | 0 | 0.0029131 | 0.00066025 | 10
6 | 2015-10-20 06:00 | 0 | 0 | 47% | 24% | 389.8415 | 421.968 | 47% | 24% | 247.1761 | 312.9596 | 0 | 0 | 0.0028582 | 0.00062366 | 10
7 | 2015-10-20 07:00 | 80.4947 | 0 | 47% | 25% | 309.3468 | 439.55 | 47% | 25% | 247.1761 | 312.9596 | 0 | 0 | 0.0018996 | 0.00049903 | 10
8 | 2015-10-20 08:00 | 71.9545 | 0 | 38% | 25% | 243.2365 | 439.55 | 38% | 25% | 247.1761 | 312.9596 | 0 | 0 | 0.0018294 | 0.00049903 | 10
9 | 2015-10-20 09:00 | 54.5122 | 0 | 28% | 26% | 177.7338 | 457.132 | 28% | 26% | 235.846 | 312.9596 | 0 | 0 | 0.0011055 | 0.0012292 | 10
10 | 2015-10-20 10:00 | 82.9166 | 0 | 23% | 24% | 107.8569 | 421.968 | 23% | 24% | 194.3735 | 312.9596 | 0 | 0 | 0.0033275 | 0.00062366 | 10
11 | 2015-10-20 11:00 | 78.933 | 45.5201 | 17% | 27% | 62.0735 | 429.1939 | 17% | 27% | 144.6065 | 312.9596 | 0 | 0 | 0.0035262 | 3.5174e-05 | 10
12 | 2015-10-20 12:00 | 38.1667 | 64.2868 | 12% | 24% | 61.3673 | 357.6812 | 12% | 24% | 103.134 | 312.9596 | 0 | 0 | 0.00017857 | 0.00013435 | 10
13 | 2015-10-20 13:00 | 20.0424 | 98.8463 | 8% | 19% | 46.3136 | 235.2117 | 8% | 19% | 69.956 | 312.9596 | 0 | 0 | 1.0678e-05 | 0.0009751 | 10
14 | 2015-10-20 14:00 | 18.6983 | 112.7906 | 5% | 18% | 22.7742 | 203.6854 | 5% | 18% | 45.0725 | 312.9596 | 0 | 0 | 7.0674e-05 | 0.0015332 | 10
15 | 2015-10-20 15:00 | 24.4619 | 61.86 | 4% | 12% | 8.7161 | 149.124 | 4% | 12% | 36.778 | 210.984 | 0 | 0 | 0.00023918 | 0.00025756 | 10
16 | 2015-10-20 16:00 | 9.2992 | 0 | 1% | 11% | -1.0047 | 193.402 | 1% | 11% | 11.8945 | 193.402 | 0 | 0 | 4.5733e-05 | 0.00030201 | 10
17 | 2015-10-20 17:00 | 3.0126 | 0 | 0% | 17% | -3.0126 | 298.894 | 0% | 17% | 3.6 | 298.894 | 0 | 0 | 0.00050701 | 0.00072044 | 10
18 | 2015-10-20 18:00 | Data Error | 0 | Data Error | 18% | Data Error | 316.476 | Data Error | 18% | Data Error | 312.9596 | Data Error | 0 | Data Error | 0.00062476 | 10
19 | 2015-10-20 19:00 | Data Error | 0 | Data Error | 22% | Data Error | 386.804 | Data Error | 22% | Data Error | 312.9596 | Data Error | 0 | Data Error | 0.00052086 | 10
20 | 2015-10-20 20:00 | 1.1003 | 80.1714 | 0% | 24% | -1.1003 | 341.7966 | 0% | 24% | 3.6 | 312.9596 | 0 | 0 | 0.00061615 | 0.00042541 | 10
21 | 2015-10-20 21:00 | 1.5004 | 111.9859 | 0% | 20% | -1.5004 | 239.6541 | 0% | 20% | 3.6 | 312.9596 | 0 | 0 | 0.00059244 | 0.001575 | 10
22 | 2015-10-20 22:00 | 1.1008 | 83.3461 | 0% | 14% | -1.1008 | 162.8019 | 0% | 14% | 3.6 | 246.148 | 0 | 0 | 0.00061613 | 0.00075323 | 10
23 | 2015-10-20 23:00 | 0 | 48.2503 | 0% | 12% | 0 | 162.7337 | 0% | 12% | 3.6 | 210.984 | 0 | 0 | 0.00068377 | 6.9025e-05 | 10
0 | 2015-10-21 | 0 | 0 | 1% | 10% | 8.2945 | 175.82 | 1% | 10% | 11.8945 | 175.82 | 0 | 0 | 1.979e-05 | 0.00045381 | 10
1 | 2015-10-21 01:00 | 0 | 0 | 1% | 12% | 8.2945 | 210.984 | 1% | 12% | 11.8945 | 210.984 | 0 | 0 | 1.979e-05 | 0.00036614 | 10
2 | 2015-10-21 02:00 | 9.1554 | 0 | 3% | 12% | 15.7281 | 210.984 | 3% | 12% | 28.4835 | 210.984 | 0 | 0 | 6.6048e-07 | 0.00036614 | 10
3 | 2015-10-21 03:00 | 11.6444 | 0 | 2% | 10% | 4.9446 | 175.82 | 2% | 10% | 20.189 | 175.82 | 0 | 0 | 4.7914e-05 | 0.00045381 | 10
4 | 2015-10-21 04:00 | 4.2 | 0 | 1% | 10% | 4.0945 | 175.82 | 1% | 10% | 11.8945 | 175.82 | 0 | 0 | 3.7817e-07 | 0.00045381 | 10
5 | 2015-10-21 05:00 | 0 | 0 | 1% | 9% | 8.2945 | 158.238 | 1% | 9% | 11.8945 | 158.238 | 0 | 0 | 1.979e-05 | 0.00021667 | 10
6 | 2015-10-21 06:00 | 5.8 | 0 | 1% | 12% | 2.4945 | 210.984 | 1% | 12% | 11.8945 | 210.984 | 0 | 0 | 6.4714e-06 | 0.00036614 | 10
7 | 2015-10-21 07:00 | 9.2 | 0 | 1% | 10% | -0.90554 | 175.82 | 1% | 10% | 11.8945 | 175.82 | 0 | 0 | 4.4131e-05 | 0.00045381 | 10
8 | 2015-10-21 08:00 | 8.2999 | 0 | 1% | 11% | -0.00542 | 193.402 | 1% | 11% | 11.8945 | 193.402 | 0 | 0 | 3.089e-05 | 0.00030201 | 10
9 | 2015-10-21 09:00 | 1.5 | 0 | 1% | 11% | 6.7945 | 193.402 | 1% | 11% | 11.8945 | 193.402 | 0 | 0 | 6.9707e-06 | 0.00030201 | 10
10 | 2015-10-21 10:00 | 0.20004 | 0 | 0% | 14% | -0.20004 | 246.148 | 0% | 14% | 3.6 | 246.148 | 0 | 0 | 0.00067121 | 0.00039837 | 10
11 | 2015-10-21 11:00 | 1.9 | 22.2804 | 0% | 16% | -1.9 | 259.0316 | 0% | 16% | 3.6 | 281.312 | 0 | 0 | 0.00056922 | 8.2575e-05 | 10
12 | 2015-10-21 12:00 | 0.89988 | 0 | 0% | 16% | -0.89988 | 281.312 | 0% | 16% | 3.6 | 281.312 | 0 | 0 | 0.00062821 | 0.00047347 | 10
13 | 2015-10-21 13:00 | 0.09996 | 0 | 0% | 15% | -0.09996 | 263.73 | 0% | 15% | 3.6 | 263.73 | 0 | 0 | 0.00067748 | 0.00056942 | 10
14 | 2015-10-21 14:00 | Data Error | 0 | Data Error | 19% | Data Error | 334.058 | Data Error | 19% | Data Error | 312.9596 | Data Error | 0 | Data Error | 0.00062468 | 10
15 | 2015-10-21 15:00 | Data Error | 0 | Data Error | 22% | Data Error | 386.804 | Data Error | 22% | Data Error | 312.9596 | Data Error | 0 | Data Error | 0.00052086 | 10
16 | 2015-10-21 16:00 | Data Error | 0 | Data Error | 26% | Data Error | 457.132 | Data Error | 26% | Data Error | 312.9596 | Data Error | 0 | Data Error | 0.0012292 | 10
17 | 2015-10-21 17:00 | 0 | 0 | 0% | 27% | 0 | 474.714 | 0% | 27% | 3.6 | 312.9596 | 0 | 0 | 0.00068377 | 0.0010126 | 10
18 | 2015-10-21 18:00 | 2.8998 | 0 | 0% | 27% | -2.8998 | 474.714 | 0% | 27% | 3.6 | 312.9596 | 0 | 0 | 0.00051316 | 0.0010126 | 10
19 | 2015-10-21 19:00 | 5.1032 | 0 | 1% | 24% | 3.1913 | 421.968 | 1% | 24% | 11.8945 | 312.9596 | 0 | 0 | 2.9033e-06 | 0.00062366 | 10
20 | 2015-10-21 20:00 | 0 | 52.4317 | 0% | 25% | 0 | 387.1183 | 0% | 25% | 3.6 | 312.9596 | 0 | 0 | 0.00068377 | 5.5985e-05 | 10
21 | 2015-10-21 21:00 | 21.1998 | 96.2665 | 3% | 24% | 3.6837 | 325.7015 | 3% | 24% | 28.4835 | 312.9596 | 0 | 0 | 0.00018792 | 0.00088683 | 10
22 | 2015-10-21 22:00 | 0 | 32.6246 | 2% | 16% | 16.589 | 248.6874 | 2% | 16% | 20.189 | 281.312 | 0 | 0 | 5.0648e-05 | 1.0263e-05 | 10
23 | 2015-10-21 23:00 | 16.4142 | 169.5325 | 4% | 15% | 16.7638 | 94.1975 | 4% | 15% | 36.778 | 263.73 | 0 | 0 | 3.3214e-05 | 0.0052652 | 10
0 | 2015-10-22 | 53.8424 | 86.3524 | 11% | 9% | 37.3971 | 71.8856 | 11% | 9% | 94.8395 | 158.238 | 0 | 0 | 0.0013092 | 0.001183 | 10
1 | 2015-10-22 01:00 | 51.3059 | 35.1872 | 11% | 6% | 39.9336 | 70.3048 | 11% | 6% | 94.8395 | 105.492 | 0 | 0 | 0.0010972 | 7.5397e-05 | 10
2 | 2015-10-22 02:00 | 41.1259 | 91.1392 | 10% | 8% | 41.8191 | 49.5168 | 10% | 8% | 86.545 | 140.656 | 0 | 0 | 0.0006605 | 0.0013989 | 10
3 | 2015-10-22 03:00 | 43.8548 | 15.0689 | 13% | 4% | 63.9737 | 55.2591 | 13% | 4% | 111.4285 | 70.328 | 0 | 0 | 0.00067776 | 8.9206e-07 | 10
4 | 2015-10-22 04:00 | 18.2621 | 11.5592 | 12% | 3% | 81.2719 | 41.1868 | 12% | 3% | 103.134 | 52.746 | 0 | 0 | 0.00011309 | 5.6664e-07 | 10
5 | 2015-10-22 05:00 | 0 | 11.5499 | 10% | 2% | 82.945 | 23.6141 | 10% | 2% | 86.545 | 35.164 | 0 | 0 | 0.00057035 | 1.5554e-07 | 10
6 | 2015-10-22 06:00 | 0 | 5.8482 | 15% | 2% | 124.4175 | 29.3158 | 15% | 2% | 128.0175 | 35.164 | 0 | 0 | 0.00077608 | 8.114e-06 | 10
7 | 2015-10-22 07:00 | 0 | 19.9614 | 17% | 2% | 141.0065 | 15.2026 | 17% | 2% | 144.6065 | 35.164 | 0 | 0 | 0.0012803 | 2.6817e-05 | 10
8 | 2015-10-22 08:00 | 64.676 | 21.5002 | 20% | 1% | 101.214 | -3.9182 | 20% | 1% | 169.49 | 17.582 | 0 | 0.001 | 0.00098892 | 7.6789e-05 | 10
9 | 2015-10-22 09:00 | 59.867 | 10.9694 | 17% | 1% | 81.1395 | 6.6126 | 17% | 1% | 144.6065 | 17.582 | 0 | 0 | 0.0013247 | 7.6921e-06 | 10
10 | 2015-10-22 10:00 | 54.9635 | 6.8671 | 12% | 1% | 44.5705 | 10.7149 | 12% | 1% | 103.134 | 17.582 | 0 | 0 | 0.0011299 | 1.9379e-07 | 10
11 | 2015-10-22 11:00 | 52.2284 | 8.0004 | 9% | 1% | 22.4221 | 9.5816 | 9% | 1% | 78.2505 | 17.582 | 0 | 0 | 0.0013283 | 1.1768e-06 | 10
12 | 2015-10-22 12:00 | 30.1852 | 0 | 6% | 2% | 19.5818 | 35.164 | 6% | 2% | 53.367 | 35.164 | 0 | 0 | 0.00023579 | 3.8128e-05 | 10
13 | 2015-10-22 13:00 | 1.958 | 23.8811 | 4% | 4% | 31.22 | 46.4469 | 4% | 4% | 36.778 | 70.328 | 0 | 0 | 0.00013608 | 1.6545e-05 | 10
14 | 2015-10-22 14:00 | 0 | 8.604 | 3% | 6% | 24.8835 | 96.888 | 3% | 6% | 28.4835 | 105.492 | 0 | 0 | 0.00014044 | 4.1428e-05 | 10
15 | 2015-10-22 15:00 | 25.1808 | 0 | 5% | 7% | 16.2917 | 123.074 | 5% | 7% | 45.0725 | 123.074 | 0 | 0 | 0.00026316 | 0.00012763 | 10
16 | 2015-10-22 16:00 | 15.7506 | 7.3487 | 3% | 8% | 9.1329 | 133.3073 | 3% | 8% | 28.4835 | 140.656 | 0 | 0 | 5.096e-05 | 0.00010518 | 10
17 | 2015-10-22 17:00 | 8.2352 | 8.7148 | 2% | 9% | 8.3538 | 149.5232 | 2% | 9% | 20.189 | 158.238 | 0 | 0 | 7.9062e-06 | 9.5319e-05 | 10
18 | 2015-10-22 18:00 | 16.9076 | 0 | 2% | 13% | -0.31864 | 228.566 | 2% | 13% | 20.189 | 228.566 | 0 | 0 | 0.00017602 | 0.00033473 | 10
19 | 2015-10-22 19:00 | 5.3749 | 0 | 1% | 13% | 2.9196 | 228.566 | 1% | 13% | 11.8945 | 228.566 | 0 | 0 | 4.1268e-06 | 0.00033473 | 10
20 | 2015-10-22 20:00 | 3.8378 | 0 | 0% | 18% | -3.8378 | 316.476 | 0% | 18% | 3.6 | 312.9596 | 0.001 | 0 | 0.0004632 | 0.00062476 | 10
21 | 2015-10-22 21:00 | 3.4004 | 0 | 1% | 31% | 4.8941 | 545.042 | 1% | 31% | 11.8945 | 312.9596 | 0 | 0 | 1.2181e-07 | 0.00086046 | 10
22 | 2015-10-22 22:00 | 4.278 | 0 | 1% | 38% | 4.0165 | 668.116 | 1% | 38% | 11.8945 | 312.9596 | 0 | 0 | 5.0267e-07 | 0.0012944 | 10
23 | 2015-10-22 23:00 | 3.5593 | 0 | 1% | 40% | 4.7352 | 703.28 | 1% | 40% | 11.8945 | 312.9596 | 0 | 0 | 2.4794e-08 | 0.0011315 | 10
0 | 2015-10-23 | 0 | 0 | 1% | 41% | 8.2945 | 720.862 | 1% | 41% | 11.8945 | 312.9596 | 0 | 0 | 1.979e-05 | 0.0014323 | 10
1 | 2015-10-23 01:00 | 3.8172 | 33.1283 | 1% | 50% | 4.4773 | 845.9717 | 1% | 50% | 11.8945 | 312.9596 | 0 | 0 | 2.3545e-08 | 0.00044361 | 10
2 | 2015-10-23 02:00 | 6.0008 | 0 | 1% | 47% | 2.2937 | 826.354 | 1% | 47% | 11.8945 | 312.9596 | 0 | 0 | 7.7622e-06 | 0.0014461 | 10
3 | 2015-10-23 03:00 | 4.9016 | 61.2154 | 1% | 42% | 3.3929 | 677.2286 | 1% | 42% | 11.8945 | 312.9596 | 0 | 0 | 2.1341e-06 | 1.6203e-06 | 10
4 | 2015-10-23 04:00 | 1.3374 | 220.9619 | 0% | 40% | -1.3374 | 482.3181 | 0% | 40% | 3.6 | 312.9596 | 0 | 0 | 0.00060204 | 0.0084707 | 10
5 | 2015-10-23 05:00 | 1.3 | 0 | 0% | 30% | -1.3 | 527.46 | 0% | 30% | 3.6 | 312.9596 | 0 | 0 | 0.00060426 | 0.00087453 | 10
6 | 2015-10-23 06:00 | 0.3 | 7.0075 | 0% | 30% | -0.3 | 520.4525 | 0% | 30% | 3.6 | 312.9596 | 0 | 0 | 0.00066498 | 0.00065468 | 10
7 | 2015-10-23 07:00 | 2.1 | 0 | 0% | 31% | -2.1 | 545.042 | 0% | 31% | 3.6 | 312.9596 | 0 | 0 | 0.00055777 | 0.00086046 | 10
8 | 2015-10-23 08:00 | 0.2874 | 0 | 0% | 28% | -0.2874 | 492.296 | 0% | 28% | 3.6 | 312.9596 | 0 | 0 | 0.00066577 | 0.00060754 | 10
9 | 2015-10-23 09:00 | 2.8124 | 0 | 0% | 36% | -2.8124 | 632.952 | 0% | 36% | 3.6 | 312.9596 | 0 | 0 | 0.00051794 | 0.00088734 | 10
10 | 2015-10-23 10:00 | 3 | 37.2589 | 0% | 36% | -3 | 595.6931 | 0% | 36% | 3.6 | 312.9596 | 0 | 0 | 0.0005077 | 7.3904e-05 | 10
11 | 2015-10-23 11:00 | 2.7374 | 90.2952 | 0% | 34% | -2.7374 | 507.4928 | 0% | 34% | 3.6 | 312.9596 | 0 | 0 | 0.00052206 | 0.00020131 | 10
12 | 2015-10-23 12:00 | 1.0249 | 197.9575 | 0% | 31% | -1.0249 | 347.0845 | 0% | 31% | 3.6 | 312.9596 | 0 | 0 | 0.00062067 | 0.0069318 | 10
13 | 2015-10-23 13:00 | 0 | 224.0297 | 0% | 24% | 0 | 197.9383 | 0% | 24% | 3.6 | 312.9596 | 0 | 0 | 0.00068377 | 0.010495 | 10
14 | 2015-10-23 14:00 | 0 | 134.852 | 0% | 18% | 0 | 181.624 | 0% | 18% | 3.6 | 312.9596 | 0 | 0 | 0.00068377 | 0.0026733 | 10
15 | 2015-10-23 15:00 | 0 | 20.3159 | 0% | 12% | 0 | 190.6681 | 0% | 12% | 3.6 | 210.984 | 0 | 0 | 0.00068377 | 5.7456e-05 | 10
16 | 2015-10-23 16:00 | 0 | 106.7996 | 0% | 13% | 0 | 121.7664 | 0% | 13% | 3.6 | 228.566 | 0 | 0 | 0.00068377 | 0.0018018 | 10
17 | 2015-10-23 17:00 | 4.1131 | 89.0184 | 1% | 11% | 4.1814 | 104.3836 | 1% | 11% | 11.8945 | 193.402 | 0 | 0 | 2.6032e-07 | 0.0011057 | 10
18 | 2015-10-23 18:00 | 2.4961 | 43.6388 | 1% | 8% | 5.7984 | 97.0172 | 1% | 8% | 11.8945 | 140.656 | 0 | 0 | 2.0715e-06 | 0.00010785 | 10
19 | 2015-10-23 19:00 | 4.8222 | 0 | 1% | 7% | 3.4723 | 123.074 | 1% | 7% | 11.8945 | 123.074 | 0 | 0 | 1.8635e-06 | 0.00012763 | 10
20 | 2015-10-23 20:00 | 7.103 | 0 | 1% | 8% | 1.1915 | 140.656 | 1% | 8% | 11.8945 | 140.656 | 0 | 0 | 1.6933e-05 | 0.00020838 | 10
21 | 2015-10-23 21:00 | 4.9252 | 0 | 1% | 11% | 3.3693 | 193.402 | 1% | 11% | 11.8945 | 193.402 | 0 | 0 | 2.2178e-06 | 0.00030201 | 10
22 | 2015-10-23 22:00 | 4.575 | 0 | 1% | 16% | 3.7195 | 281.312 | 1% | 16% | 11.8945 | 281.312 | 0 | 0 | 1.1386e-06 | 0.00047347 | 10
23 | 2015-10-23 23:00 | 7.306 | 0 | 1% | 18% | 0.98854 | 316.476 | 1% | 18% | 11.8945 | 312.9596 | 0 | 0 | 1.9006e-05 | 0.00062476 | 10
0 | 2015-10-24 | 7.2002 | 0 | 1% | 22% | 1.0943 | 386.804 | 1% | 22% | 11.8945 | 312.9596 | 0 | 0 | 1.7911e-05 | 0.00052086 | 10
1 | 2015-10-24 01:00 | 5.2625 | 8.4979 | 1% | 24% | 3.032 | 413.4701 | 1% | 24% | 11.8945 | 312.9596 | 0 | 0 | 3.5944e-06 | 0.00040561 | 10
2 | 2015-10-24 02:00 | 4.6049 | 0 | 1% | 28% | 3.6896 | 492.296 | 1% | 28% | 11.8945 | 312.9596 | 0 | 0 | 1.2168e-06 | 0.00060754 | 10
3 | 2015-10-24 03:00 | 3.9077 | 0 | 1% | 28% | 4.3868 | 492.296 | 1% | 28% | 11.8945 | 312.9596 | 0 | 0 | 6.8921e-08 | 0.00060754 | 10
4 | 2015-10-24 04:00 | 0 | 0 | 0% | 36% | 0 | 632.952 | 0% | 36% | 3.6 | 312.9596 | 0 | 0 | 0.00068377 | 0.00088734 | 10
5 | 2015-10-24 05:00 | 0.90756 | 0 | 0% | 41% | -0.90756 | 720.862 | 0% | 41% | 3.6 | 312.9596 | 0 | 0 | 0.00062774 | 0.0014323 | 10
6 | 2015-10-24 06:00 | 0.32796 | 0 | 0% | 43% | -0.32796 | 756.026 | 0% | 43% | 3.6 | 312.9596 | 0 | 0 | 0.00066325 | 0.0027747 | 10
7 | 2015-10-24 07:00 | 3.5027 | 0 | 1% | 43% | 4.7918 | 756.026 | 1% | 43% | 11.8945 | 312.9596 | 0 | 0 | 5.0962e-08 | 0.0027747 | 10
8 | 2015-10-24 08:00 | 0 | 54.0133 | 0% | 46% | 0 | 754.7587 | 0% | 46% | 3.6 | 312.9596 | 0 | 0 | 0.00068377 | 0.00023281 | 10
9 | 2015-10-24 09:00 | 0 | 57.2076 | 1% | 42% | 8.2945 | 681.2364 | 1% | 42% | 11.8945 | 312.9596 | 0 | 0 | 1.979e-05 | 1.2619e-05 | 10
10 | 2015-10-24 10:00 | 0 | 162.0308 | 1% | 40% | 8.2945 | 541.2492 | 1% | 40% | 11.8945 | 312.9596 | 0 | 0 | 1.979e-05 | 0.0034245 | 10
11 | 2015-10-24 11:00 | 1.3034 | 257.8873 | 1% | 35% | 6.9911 | 357.4827 | 1% | 35% | 11.8945 | 312.9596 | 0 | 0 | 8.2782e-06 | 0.013205 | 10
12 | 2015-10-24 12:00 | 0 | 306.8572 | 1% | 31% | 8.2945 | 238.1848 | 1% | 31% | 11.8945 | 312.9596 | 0 | 0 | 1.979e-05 | 0.021082 | 10
13 | 2015-10-24 13:00 | 0 | 172.9859 | 1% | 22% | 8.2945 | 213.8181 | 1% | 22% | 11.8945 | 312.9596 | 0 | 0 | 1.979e-05 | 0.0057102 | 10
14 | 2015-10-24 14:00 | 0 | 62.5194 | 2% | 19% | 16.589 | 271.5386 | 2% | 19% | 20.189 | 312.9596 | 0 | 0 | 5.0648e-05 | 0.00011162 | 10
15 | 2015-10-24 15:00 | 0 | 8.6944 | 2% | 18% | 16.589 | 307.7816 | 2% | 18% | 20.189 | 312.9596 | 0 | 0 | 5.0648e-05 | 0.00040201 | 10
16 | 2015-10-24 16:00 | 0 | 60.7486 | 8% | 16% | 66.356 | 220.5634 | 8% | 16% | 69.956 | 281.312 | 0 | 0 | 0.00043663 | 0.00016364 | 10
17 | 2015-10-24 17:00 | 0 | 136.6805 | 7% | 15% | 58.0615 | 127.0495 | 7% | 15% | 61.6615 | 263.73 | 0 | 0 | 0.0004356 | 0.0029027 | 10
18 | 2015-10-24 18:00 | 61.02 | 126.016 | 12% | 12% | 38.514 | 84.968 | 12% | 12% | 103.134 | 210.984 | 0 | 0 | 0.001674 | 0.0027603 | 10
19 | 2015-10-24 19:00 | 37.7308 | 8.307 | 9% | 8% | 36.9197 | 132.349 | 9% | 8% | 78.2505 | 140.656 | 0 | 0 | 0.00035974 | 9.4294e-05 | 10
20 | 2015-10-24 20:00 | 25.0753 | 0 | 4% | 10% | 8.1027 | 175.82 | 4% | 10% | 36.778 | 175.82 | 0 | 0 | 0.00026261 | 0.00045381 | 10
21 | 2015-10-24 21:00 | 27.473 | 0 | 4% | 14% | 5.705 | 246.148 | 4% | 14% | 36.778 | 246.148 | 0 | 0 | 0.00036465 | 0.00039837 | 10
22 | 2015-10-24 22:00 | 20.6262 | 0 | 4% | 15% | 12.5518 | 263.73 | 4% | 15% | 36.778 | 263.73 | 0 | 0 | 0.00011753 | 0.00056942 | 10
23 | 2015-10-24 23:00 | 9.4186 | 20.4805 | 2% | 17% | 7.1704 | 278.4135 | 2% | 17% | 20.189 | 298.894 | 0 | 0 | 1.7964e-05 | 0.00023081 | 10
0 | 2015-10-25 | 7.1713 | 0 | 1% | 19% | 1.1232 | 334.058 | 1% | 19% | 11.8945 | 312.9596 | 0 | 0 | 1.7617e-05 | 0.00062468 | 10
1 | 2015-10-25 01:00 | 3.1067 | 0 | 1% | 19% | 5.1878 | 334.058 | 1% | 19% | 11.8945 | 312.9596 | 0 | 0 | 4.9445e-07 | 0.00062468 | 10
2 | 2015-10-25 02:00 | 3.3536 | 0 | 0% | 21% | -3.3536 | 369.222 | 0% | 21% | 3.6 | 312.9596 | 0 | 0 | 0.00048867 | 0.00058222 | 10
3 | 2015-10-25 03:00 | 2.806 | 0 | 1% | 23% | 5.4885 | 404.386 | 1% | 23% | 11.8945 | 312.9596 | 0 | 0 | 1.1358e-06 | 0.00066025 | 10
4 | 2015-10-25 04:00 | 2.6027 | 0 | 0% | 25% | -2.6027 | 439.55 | 0% | 25% | 3.6 | 312.9596 | 0 | 0 | 0.00052951 | 0.00049903 | 10
5 | 2015-10-25 05:00 | 1.8373 | 71.4377 | 0% | 26% | -1.8373 | 385.6943 | 0% | 26% | 3.6 | 312.9596 | 0 | 0 | 0.00057283 | 3.1033e-05 | 10
6 | 2015-10-25 06:00 | 0 | 0 | 0% | 26% | 0 | 457.132 | 0% | 26% | 3.6 | 312.9596 | 0 | 0 | 0.00068377 | 0.0012292 | 10
7 | 2015-10-25 07:00 | 0 | 0 | 0% | 25% | 0 | 439.55 | 0% | 25% | 3.6 | 312.9596 | 0 | 0 | 0.00068377 | 0.00049903 | 10
8 | 2015-10-25 08:00 | 0 | 6.4634 | 0% | 36% | 0 | 626.4886 | 0% | 36% | 3.6 | 312.9596 | 0 | 0 | 0.00068377 | 0.00068184 | 10
9 | 2015-10-25 09:00 | 1.306 | 43.8743 | 0% | 34% | -1.306 | 553.9137 | 0% | 34% | 3.6 | 312.9596 | 0 | 0 | 0.00060391 | 0.00014918 | 10
10 | 2015-10-25 10:00 | 3.5999 | 115.9351 | 0% | 30% | -3.5999 | 411.5249 | 0% | 30% | 3.6 | 312.9596 | 0 | 0 | 0.00047563 | 0.0013226 | 10
11 | 2015-10-25 11:00 | 3.9515 | 158.8955 | 1% | 27% | 4.343 | 315.8185 | 1% | 27% | 11.8945 | 312.9596 | 0 | 0 | 9.9436e-08 | 0.0034285 | 10
12 | 2015-10-25 12:00 | 3.731 | 122.1452 | 0% | 20% | -3.731 | 229.4948 | 0% | 20% | 3.6 | 312.9596 | 0.001 | 0 | 0.00046876 | 0.002067 | 10
13 | 2015-10-25 13:00 | 3.7999 | 150.9637 | 0% | 16% | -3.7999 | 130.3483 | 0% | 16% | 3.6 | 281.312 | 0.001 | 0 | 0.00046517 | 0.0041092 | 10
14 | 2015-10-25 14:00 | 12.9294 | 88.7248 | 2% | 11% | 3.6596 | 104.6772 | 2% | 11% | 20.189 | 193.402 | 0 | 0 | 7.1761e-05 | 0.0010946 | 10
15 | 2015-10-25 15:00 | 0 | 29.7786 | 2% | 9% | 16.589 | 128.4594 | 2% | 9% | 20.189 | 158.238 | 0 | 0 | 5.0648e-05 | 4.9159e-06 | 10
16 | 2015-10-25 16:00 | 0 | 0 | 4% | 7% | 33.178 | 123.074 | 4% | 7% | 36.778 | 123.074 | 0 | 0 | 0.00019673 | 0.00012763 | 10
17 | 2015-10-25 17:00 | 0 | 0 | 7% | 9% | 58.0615 | 158.238 | 7% | 9% | 61.6615 | 158.238 | 0 | 0 | 0.0004356 | 0.00021667 | 10
18 | 2015-10-25 18:00 | 0 | 0 | 28% | 11% | 232.246 | 193.402 | 28% | 11% | 235.846 | 193.402 | 0 | 0 | 0.0010544 | 0.00030201 | 10
19 | 2015-10-25 19:00 | 0 | 0 | 31% | 18% | 257.1295 | 316.476 | 31% | 18% | 247.1761 | 312.9596 | 0 | 0 | 0.0011007 | 0.00062476 | 10
20 | 2015-10-25 20:00 | 10.5944 | 0 | 41% | 28% | 329.4801 | 492.296 | 41% | 28% | 247.1761 | 312.9596 | 0 | 0 | 0.0011189 | 0.00060754 | 10
21 | 2015-10-25 21:00 | 24.1079 | 0 | 46% | 28% | 357.4391 | 492.296 | 46% | 28% | 247.1761 | 312.9596 | 0 | 0 | 0.00033269 | 0.00060754 | 10
22 | 2015-10-25 22:00 | 0 | 127.3112 | 40% | 30% | 331.78 | 400.1488 | 40% | 30% | 247.1761 | 312.9596 | 0 | 0 | 0.0016112 | 0.0018351 | 10
23 | 2015-10-25 23:00 | 21.9498 | 89.742 | 51% | 26% | 401.0697 | 367.39 | 51% | 26% | 247.1761 | 312.9596 | 0 | 0 | 0.00032136 | 0.00025541 | 10
0 | 2015-10-26 | 126.1945 | 2.4858 | 56% | 22% | 338.2975 | 384.3182 | 56% | 22% | 247.1761 | 312.9596 | 0 | 0 | 0.0096372 | 0.00045832 | 10
1 | 2015-10-26 01:00 | 97.516 | 66.8054 | 55% | 23% | 358.6815 | 337.5806 | 55% | 23% | 247.1761 | 312.9596 | 0 | 0 | 0.0037091 | 0.00015132 | 10
2 | 2015-10-26 02:00 | 0 | 0 | 49% | 25% | 406.4305 | 439.55 | 49% | 25% | 247.1761 | 312.9596 | 0 | 0 | 0.0019382 | 0.00049903 | 10
3 | 2015-10-26 03:00 | 106.757 | 0 | 62% | 27% | 407.502 | 474.714 | 62% | 27% | 247.1761 | 312.9596 | 0 | 0 | 0.0072373 | 0.0010126 | 10
4 | 2015-10-26 04:00 | 52.3592 | 0 | 58% | 29% | 428.7218 | 509.878 | 58% | 29% | 247.1761 | 312.9596 | 0 | 0 | 0.00068591 | 0.0011622 | 10
5 | 2015-10-26 05:00 | 63.1802 | 0 | 59% | 31% | 426.1953 | 545.042 | 59% | 31% | 247.1761 | 312.9596 | 0 | 0 | 0.0024978 | 0.00086046 | 10
6 | 2015-10-26 06:00 | 42.0193 | 0 | 59% | 37% | 447.3562 | 650.534 | 59% | 37% | 247.1761 | 312.9596 | 0 | 0 | 0.00059856 | 0.0012424 | 10
7 | 2015-10-26 07:00 | 67.0999 | 0 | 52% | 36% | 364.2141 | 632.952 | 52% | 36% | 247.1761 | 312.9596 | 0 | 0 | 0.0011952 | 0.00088734 | 10
8 | 2015-10-26 08:00 | 43.562 | 144.9114 | 52% | 39% | 387.752 | 540.7866 | 52% | 39% | 247.1761 | 312.9596 | 0 | 0 | 3.8368e-05 | 0.001913 | 10
9 | 2015-10-26 09:00 | 51.28 | 150.1387 | 49% | 38% | 355.1505 | 517.9773 | 49% | 38% | 247.1761 | 312.9596 | 0 | 0 | 0.00031682 | 0.002442 | 10
10 | 2015-10-26 10:00 | 45.2184 | 0 | 49% | 33% | 361.2121 | 580.206 | 49% | 33% | 247.1761 | 312.9596 | 0 | 0 | 0.00011007 | 0.00091083 | 10
11 | 2015-10-26 11:00 | 0 | 0 | 45% | 38% | 373.2525 | 668.116 | 45% | 38% | 247.1761 | 312.9596 | 0 | 0 | 0.001179 | 0.0012944 | 10
12 | 2015-10-26 12:00 | 67.9476 | 0 | 48% | 45% | 330.1884 | 791.19 | 48% | 45% | 247.1761 | 312.9596 | 0 | 0 | 0.0016822 | 0.0010364 | 10
13 | 2015-10-26 13:00 | 61.9277 | 0 | 42% | 54% | 286.4413 | 949.428 | 42% | 54% | 247.1761 | 312.9596 | 0 | 0 | 0.00092338 | 0.0023249 | 10
14 | 2015-10-26 14:00 | 14.1512 | 0 | 40% | 60% | 317.6288 | 1054.92 | 40% | 60% | 247.1761 | 312.9596 | 0 | 0 | 0.00053263 | 0.00090215 | 10
15 | 2015-10-26 15:00 | 21.2177 | 0 | 39% | 60% | 302.2678 | 1054.92 | 39% | 60% | 247.1761 | 312.9596 | 0 | 0 | 8.4514e-05 | 0.00090215 | 10
16 | 2015-10-26 16:00 | 24.708 | 97.9685 | 37% | 57% | 282.1885 | 904.2055 | 37% | 57% | 247.1761 | 312.9596 | 0 | 0 | 0.0005379 | 0.00052951 | 10
17 | 2015-10-26 17:00 | 99.471 | 179.3471 | 37% | 53% | 207.4255 | 752.4989 | 37% | 53% | 247.1761 | 312.9596 | 0 | 0 | 0.0044813 | 0.0037242 | 10
18 | 2015-10-26 18:00 | 82.3747 | 144.4312 | 30% | 43% | 166.4603 | 611.5948 | 30% | 43% | 247.1761 | 312.9596 | 0 | 0 | 0.0018377 | 0.0008686 | 10
19 | 2015-10-26 19:00 | 16.4798 | 104.8531 | 28% | 40% | 215.7662 | 598.4269 | 28% | 40% | 235.846 | 312.9596 | 0 | 0 | 0.00015884 | 0.00067591 | 10
20 | 2015-10-26 20:00 | 0 | 0 | 26% | 36% | 215.657 | 632.952 | 26% | 36% | 219.257 | 312.9596 | 0 | 0 | 0.0024692 | 0.00088734 | 10
21 | 2015-10-26 21:00 | 0 | 83.1996 | 32% | 38% | 265.424 | 584.9164 | 32% | 38% | 247.1761 | 312.9596 | 0 | 0 | 0.0023953 | 0.00012868 | 10
22 | 2015-10-26 22:00 | 0 | 226.4491 | 31% | 40% | 257.1295 | 476.8309 | 31% | 40% | 247.1761 | 312.9596 | 0 | 0 | 0.0011007 | 0.009055 | 10
23 | 2015-10-26 23:00 | 0 | 112.1723 | 29% | 34% | 240.5405 | 485.6157 | 29% | 34% | 244.1405 | 312.9596 | 0 | 0 | 0.002513 | 0.00070923 | 10
0 | 2015-10-27 | 67.5827 | 0 | 29% | 31% | 172.9578 | 545.042 | 29% | 31% | 244.1405 | 312.9596 | 0 | 0 | 0.00098277 | 0.00086046 | 10
1 | 2015-10-27 01:00 | 78.8261 | 79.032 | 24% | 32% | 120.2419 | 483.592 | 24% | 32% | 202.668 | 312.9596 | 0 | 0 | 0.0021583 | 9.7779e-05 | 10
2 | 2015-10-27 02:00 | 70.3741 | 197.2319 | 16% | 30% | 62.3379 | 330.2281 | 16% | 30% | 136.312 | 312.9596 | 0 | 0 | 0.0020803 | 0.0068237 | 10
3 | 2015-10-27 03:00 | 78.2281 | 130.3104 | 13% | 23% | 29.6004 | 274.0756 | 13% | 23% | 111.4285 | 312.9596 | 0 | 0 | 0.0045528 | 0.0023445 | 10
4 | 2015-10-27 04:00 | 9.4498 | 38.7438 | 6% | 21% | 40.3172 | 330.4782 | 6% | 21% | 53.367 | 312.9596 | 0 | 0 | 9.2995e-05 | 4.3816e-06 | 10
5 | 2015-10-27 05:00 | 0.96468 | 7.2734 | 3% | 23% | 23.9188 | 397.1126 | 3% | 23% | 28.4835 | 312.9596 | 0 | 0 | 0.00011422 | 0.00046477 | 10
6 | 2015-10-27 06:00 | 8.3185 | 0 | 2% | 24% | 8.2705 | 421.968 | 2% | 24% | 20.189 | 312.9596 | 0 | 0 | 8.4809e-06 | 0.00062366 | 10
7 | 2015-10-27 07:00 | 12.767 | 0 | 2% | 34% | 3.822 | 597.788 | 2% | 34% | 20.189 | 312.9596 | 0 | 0 | 6.8483e-05 | 0.0013815 | 10
8 | 2015-10-27 08:00 | 19.227 | 0 | 3% | 36% | 5.6565 | 632.952 | 3% | 36% | 28.4835 | 312.9596 | 0 | 0 | 0.00012836 | 0.00088734 | 10
9 | 2015-10-27 09:00 | 1.3031 | 0 | 0% | 39% | -1.3031 | 685.698 | 0% | 39% | 3.6 | 312.9596 | 0 | 0 | 0.00060408 | 0.0014964 | 10
10 | 2015-10-27 10:00 | 2.966 | 0 | 1% | 39% | 5.3285 | 685.698 | 1% | 39% | 11.8945 | 312.9596 | 0 | 0 | 7.6166e-07 | 0.0014964 | 10
11 | 2015-10-27 11:00 | 0 | 54.1012 | 0% | 42% | 0 | 684.3428 | 0% | 42% | 3.6 | 312.9596 | 0 | 0 | 0.00068377 | 2.8294e-05 | 10
12 | 2015-10-27 12:00 | 0 | 13.1234 | 1% | 38% | 8.2945 | 654.9926 | 1% | 38% | 11.8945 | 312.9596 | 0 | 0 | 1.979e-05 | 0.00081299 | 10
13 | 2015-10-27 13:00 | 0 | 26.9132 | 1% | 36% | 8.2945 | 606.0388 | 1% | 36% | 11.8945 | 312.9596 | 0 | 0 | 1.979e-05 | 0.0002097 | 10
14 | 2015-10-27 14:00 | 0 | 57.058 | 3% | 35% | 24.8835 | 558.312 | 3% | 35% | 28.4835 | 312.9596 | 0 | 0 | 0.00014044 | 4.7504e-07 | 10
15 | 2015-10-27 15:00 | 4.2626 | 9.227 | 3% | 31% | 20.6209 | 535.815 | 3% | 31% | 28.4835 | 312.9596 | 0 | 0 | 4.5044e-05 | 0.00058011 | 10
16 | 2015-10-27 16:00 | 8.8381 | 75.691 | 4% | 26% | 24.3399 | 381.441 | 4% | 26% | 36.778 | 312.9596 | 0 | 0 | 1.1362e-05 | 6.3838e-05 | 10
17 | 2015-10-27 17:00 | 10.1966 | 154.3288 | 3% | 25% | 14.6869 | 285.2212 | 3% | 25% | 28.4835 | 312.9596 | 0 | 0 | 1.9593e-07 | 0.0042821 | 10
18 | 2015-10-27 18:00 | 6.05 | 35.0886 | 3% | 16% | 18.8335 | 246.2234 | 3% | 16% | 28.4835 | 281.312 | 0 | 0 | 2.0762e-05 | 3.2481e-06 | 10
19 | 2015-10-27 19:00 | 0 | 0 | 2% | 13% | 16.589 | 228.566 | 2% | 13% | 20.189 | 228.566 | 0 | 0 | 5.0648e-05 | 0.00033473 | 10
20 | 2015-10-27 20:00 | 0 | 0 | 2% | 13% | 16.589 | 228.566 | 2% | 13% | 20.189 | 228.566 | 0 | 0 | 5.0648e-05 | 0.00033473 | 10
21 | 2015-10-27 21:00 | 0 | 11.2627 | 3% | 14% | 24.8835 | 234.8853 | 3% | 14% | 28.4835 | 246.148 | 0 | 0 | 0.00014044 | 0.00018369 | 10
22 | 2015-10-27 22:00 | 0 | 0 | 2% | 12% | 16.589 | 210.984 | 2% | 12% | 20.189 | 210.984 | 0 | 0 | 5.0648e-05 | 0.00036614 | 10
23 | 2015-10-27 23:00 | 14.5969 | 0 | 3% | 13% | 10.2866 | 228.566 | 3% | 13% | 28.4835 | 228.566 | 0 | 0 | 3.3036e-05 | 0.00033473 | 10
0 | 2015-10-28 | 7.964 | 0 | 2% | 21% | 8.625 | 369.222 | 2% | 21% | 20.189 | 312.9596 | 0 | 0 | 6.1744e-06 | 0.00058222 | 10
1 | 2015-10-28 01:00 | 0 | 0 | 1% | 25% | 8.2945 | 439.55 | 1% | 25% | 11.8945 | 312.9596 | 0 | 0 | 1.979e-05 | 0.00049903 | 10
2 | 2015-10-28 02:00 | 0 | 0 | 0% | 37% | 0 | 650.534 | 0% | 37% | 3.6 | 312.9596 | 0 | 0 | 0.00068377 | 0.0012424 | 10
3 | 2015-10-28 03:00 | 1.9386 | 0 | 1% | 51% | 6.3559 | 896.682 | 1% | 51% | 11.8945 | 312.9596 | 0 | 0 | 4.4581e-06 | 0.0011758 | 10
4 | 2015-10-28 04:00 | 0 | 0 | 1% | 56% | 8.2945 | 984.592 | 1% | 56% | 11.8945 | 312.9596 | 0 | 0 | 1.979e-05 | 0.001107 | 10
5 | 2015-10-28 05:00 | 0 | 0 | 1% | 57% | 8.2945 | 1002.174 | 1% | 57% | 11.8945 | 312.9596 | 0 | 0 | 1.979e-05 | 0.0010699 | 10
6 | 2015-10-28 06:00 | 8.764 | 14.4901 | 1% | 58% | -0.46946 | 1005.2659 | 1% | 58% | 11.8945 | 312.9596 | 0 | 0 | 3.7422e-05 | 0.0016823 | 10
7 | 2015-10-28 07:00 | 6.8185 | 31.7772 | 1% | 57% | 1.476 | 970.3968 | 1% | 57% | 11.8945 | 312.9596 | 0 | 0 | 1.4227e-05 | 0.00021422 | 10
8 | 2015-10-28 08:00 | 2.428 | 122.2703 | 1% | 57% | 5.8665 | 879.9037 | 1% | 57% | 11.8945 | 312.9596 | 0 | 0 | 2.3148e-06 | 0.0013567 | 10
9 | 2015-10-28 09:00 | 1.7255 | 271.9722 | 0% | 54% | -1.7255 | 677.4558 | 0% | 54% | 3.6 | 312.9596 | 0 | 0 | 0.0005793 | 0.011336 | 10
10 | 2015-10-28 10:00 | 3.3498 | 203.1934 | 0% | 50% | -3.3498 | 675.9066 | 0% | 50% | 3.6 | 312.9596 | 0 | 0 | 0.00048887 | 0.0057252 | 10
11 | 2015-10-28 11:00 | 5.1054 | 116.0152 | 1% | 43% | 3.1891 | 640.0108 | 1% | 43% | 11.8945 | 312.9596 | 0 | 0 | 2.9122e-06 | 0.00017716 | 10
12 | 2015-10-28 12:00 | 8.1865 | 83.107 | 1% | 44% | 0.10798 | 690.501 | 1% | 44% | 11.8945 | 312.9596 | 0 | 0 | 2.9389e-05 | 0.00010259 | 10
13 | 2015-10-28 13:00 | 10.8011 | 65.6496 | 2% | 44% | 5.7879 | 707.9584 | 2% | 44% | 20.189 | 312.9596 | 0 | 0 | 3.4872e-05 | 3.9804e-08 | 10
14 | 2015-10-28 14:00 | 14.9568 | 151.1926 | 2% | 44% | 1.6322 | 622.4154 | 2% | 44% | 20.189 | 312.9596 | 0 | 0 | 0.00011915 | 0.0023866 | 10
15 | 2015-10-28 15:00 | 26.6834 | 134.2721 | 4% | 40% | 6.4946 | 569.0079 | 4% | 40% | 36.778 | 312.9596 | 0 | 0 | 0.0003292 | 0.0018259 | 10
16 | 2015-10-28 16:00 | 0 | 91.5656 | 5% | 35% | 41.4725 | 523.8044 | 5% | 35% | 45.0725 | 312.9596 | 0 | 0 | 0.00019983 | 0.00041274 | 10
17 | 2015-10-28 17:00 | 0 | 55.4318 | 8% | 31% | 66.356 | 489.6102 | 8% | 31% | 69.956 | 312.9596 | 0 | 0 | 0.00043663 | 4.8138e-06 | 10
18 | 2015-10-28 18:00 | 0 | 0 | 20% | 26% | 165.89 | 457.132 | 20% | 26% | 169.49 | 312.9596 | 0 | 0 | 0.0021648 | 0.0012292 | 10
19 | 2015-10-28 19:00 | 74.5865 | 0 | 30% | 26% | 174.2485 | 457.132 | 30% | 26% | 247.1761 | 312.9596 | 0 | 0 | 0.0011209 | 0.0012292 | 10
20 | 2015-10-28 20:00 | 112.0699 | 20.7265 | 34% | 27% | 169.9431 | 453.9875 | 34% | 27% | 247.1761 | 312.9596 | 0 | 0 | 0.0086772 | 0.0004013 | 10
21 | 2015-10-28 21:00 | 83.55 | 51.0218 | 33% | 23% | 190.1685 | 353.3642 | 33% | 23% | 247.1761 | 312.9596 | 0 | 0 | 0.0033811 | 1.1049e-05 | 10
22 | 2015-10-28 22:00 | 34.784 | 36.1279 | 35% | 22% | 255.5235 | 350.6761 | 35% | 22% | 247.1761 | 312.9596 | 0 | 0 | 3.4655e-06 | 5.1713e-06 | 10
23 | 2015-10-28 23:00 | 0 | 22.8229 | 34% | 19% | 282.013 | 311.2351 | 34% | 19% | 247.1761 | 312.9596 | 0 | 0 | 0.0017608 | 0.00014431 | 10
0 | 2015-10-29 | 23.7113 | 17.123 | 41% | 18% | 316.3632 | 299.353 | 41% | 18% | 247.1761 | 312.9596 | 0 | 0 | 0.00031102 | 0.00023276 | 10
1 | 2015-10-29 01:00 | 27.384 | 86.4484 | 49% | 17% | 379.0465 | 212.4456 | 49% | 17% | 247.1761 | 298.894 | 0 | 0 | 0.00012122 | 0.00049852 | 10
2 | 2015-10-29 02:00 | 30.9689 | 101.9287 | 50% | 16% | 383.7561 | 179.3833 | 50% | 16% | 247.1761 | 281.312 | 0 | 0 | 0.00021734 | 0.0013115 | 10
3 | 2015-10-29 03:00 | 0 | 52.626 | 49% | 13% | 406.4305 | 175.94 | 49% | 13% | 247.1761 | 228.566 | 0 | 0 | 0.0019382 | 0.0001354 | 10
4 | 2015-10-29 04:00 | 0 | 28.7534 | 53% | 11% | 439.6085 | 164.6486 | 53% | 11% | 247.1761 | 193.402 | 0 | 0 | 0.0021906 | 1.0497e-06 | 10
5 | 2015-10-29 05:00 | 34.9244 | 12.1837 | 61% | 12% | 471.0401 | 198.8003 | 61% | 12% | 247.1761 | 210.984 | 0 | 0 | 2.873e-07 | 0.00014897 | 10
6 | 2015-10-29 06:00 | 0 | 12.181 | 57% | 11% | 472.7865 | 181.221 | 57% | 11% | 247.1761 | 193.402 | 0 | 0 | 0.0016916 | 0.00010921 | 10
7 | 2015-10-29 07:00 | 10.6795 | 44.4883 | 61% | 11% | 495.285 | 148.9137 | 61% | 11% | 247.1761 | 193.402 | 0 | 0 | 0.00082335 | 6.2804e-05 | 10
8 | 2015-10-29 08:00 | 12.6122 | 39.2716 | 62% | 10% | 501.6468 | 136.5484 | 62% | 10% | 247.1761 | 175.82 | 0 | 0 | 0.00080829 | 1.0681e-06 | 10
9 | 2015-10-29 09:00 | 8.9579 | 0 | 61% | 10% | 497.0066 | 175.82 | 61% | 10% | 247.1761 | 175.82 | 0 | 0 | 0.00094678 | 0.00045381 | 10
10 | 2015-10-29 10:00 | 0 | 19.4509 | 60% | 11% | 497.67 | 173.9511 | 60% | 11% | 247.1761 | 193.402 | 0 | 0 | 0.0017678 | 3.9885e-05 | 10
11 | 2015-10-29 11:00 | 0 | 58.4477 | 59% | 13% | 489.3755 | 170.1183 | 59% | 13% | 247.1761 | 228.566 | 0 | 0 | 0.00068611 | 0.00022342 | 10
12 | 2015-10-29 12:00 | 0 | 25.1016 | 66% | 13% | 547.437 | 203.4644 | 66% | 13% | 247.1761 | 228.566 | 0 | 0 | 0.0017394 | 1.6151e-05 | 10
13 | 2015-10-29 13:00 | 75.8372 | 0 | 67% | 14% | 479.8943 | 246.148 | 67% | 14% | 247.1761 | 246.148 | 0 | 0 | 0.0028611 | 0.00039837 | 10
14 | 2015-10-29 14:00 | 64.3848 | 0 | 72% | 15% | 532.8192 | 263.73 | 72% | 15% | 247.1761 | 263.73 | 0 | 0 | 0.0011967 | 0.00056942 | 10
15 | 2015-10-29 15:00 | 58.0069 | 0 | 70% | 15% | 522.6081 | 263.73 | 70% | 15% | 247.1761 | 263.73 | 0 | 0 | 0.0009057 | 0.00056942 | 10
16 | 2015-10-29 16:00 | 58.4584 | 0.20844 | 72% | 18% | 538.7456 | 316.2676 | 72% | 18% | 247.1761 | 312.9596 | 0 | 0 | 0.00075338 | 0.00061885 | 10
17 | 2015-10-29 17:00 | 77.5652 | 94.0439 | 70% | 21% | 503.0498 | 275.1781 | 70% | 21% | 247.1761 | 312.9596 | 0 | 0 | 0.002881 | 0.00086198 | 10
18 | 2015-10-29 18:00 | 0 | 0 | 70% | 15% | 580.615 | 263.73 | 70% | 15% | 247.1761 | 263.73 | 0 | 0 | 0.0015872 | 0.00056942 | 10
19 | 2015-10-29 19:00 | 0 | 0 | 65% | 13% | 539.1425 | 228.566 | 65% | 13% | 247.1761 | 228.566 | 0 | 0 | 0.0016107 | 0.00033473 | 10
20 | 2015-10-29 20:00 | 0 | 0 | 73% | 15% | 605.4985 | 263.73 | 73% | 15% | 247.1761 | 263.73 | 0 | 0 | 0.0018299 | 0.00056942 | 10
21 | 2015-10-29 21:00 | 79.7828 | 0 | 70% | 16% | 500.8322 | 281.312 | 70% | 16% | 247.1761 | 281.312 | 0 | 0 | 0.0031751 | 0.00047347 | 10
22 | 2015-10-29 22:00 | 61.0742 | 0 | 72% | 17% | 536.1298 | 298.894 | 72% | 17% | 247.1761 | 298.894 | 0 | 0 | 0.00093645 | 0.00072044 | 10
23 | 2015-10-29 23:00 | 0 | 0 | 68% | 18% | 564.026 | 316.476 | 68% | 18% | 247.1761 | 312.9596 | 0 | 0 | 0.0026884 | 0.00062476 | 10
0 | 2015-10-30 | 11.9831 | 0 | 72% | 17% | 585.2209 | 298.894 | 72% | 17% | 247.1761 | 298.894 | 0 | 0 | 0.00081703 | 0.00072044 | 10
1 | 2015-10-30 01:00 | 0 | 0 | 72% | 20% | 597.204 | 351.64 | 72% | 20% | 247.1761 | 312.9596 | 0 | 0 | 0.0018516 | 0.00057635 | 10
2 | 2015-10-30 02:00 | 0 | 18.7129 | 71% | 23% | 588.9095 | 385.6731 | 71% | 23% | 247.1761 | 312.9596 | 0 | 0 | 0.0011088 | 0.00022657 | 10
3 | 2015-10-30 03:00 | 70.5481 | 177.4726 | 74% | 25% | 543.2449 | 262.0774 | 74% | 25% | 247.1761 | 312.9596 | 0 | 0 | 0.00044072 | 0.0061781 | 10
4 | 2015-10-30 04:00 | 84.5606 | 129.4075 | 73% | 19% | 520.9379 | 204.6505 | 73% | 19% | 247.1761 | 312.9596 | 0 | 0 | 0.0035011 | 0.0023628 | 10
5 | 2015-10-30 05:00 | 135.8368 | 125.0611 | 72% | 17% | 461.3672 | 173.8329 | 72% | 17% | 247.1761 | 298.894 | 0 | 0 | 0.014577 | 0.0019615 | 10
6 | 2015-10-30 06:00 | 24.8532 | 120.7958 | 70% | 14% | 555.7618 | 125.3522 | 70% | 14% | 247.1761 | 246.148 | 0 | 0 | 9.7533e-05 | 0.0023761 | 10
7 | 2015-10-30 07:00 | 48.284 | 0 | 73% | 9% | 557.2145 | 158.238 | 73% | 9% | 247.1761 | 158.238 | 0 | 0 | 0.00023822 | 0.00021667 | 10
8 | 2015-10-30 08:00 | 0 | 0 | 75% | 10% | 622.0875 | 175.82 | 75% | 10% | 247.1761 | 175.82 | 0 | 0 | 0.0014769 | 0.00045381 | 10
9 | 2015-10-30 09:00 | 0 | 0 | 72% | 15% | 597.204 | 263.73 | 72% | 15% | 247.1761 | 263.73 | 0 | 0 | 0.0018516 | 0.00056942 | 10
10 | 2015-10-30 10:00 | 0 | 0 | 78% | 17% | 646.971 | 298.894 | 78% | 17% | 247.1761 | 298.894 | 0 | 0 | 0.0020462 | 0.00072044 | 10
11 | 2015-10-30 11:00 | 62.3964 | 0 | 78% | 22% | 584.5746 | 386.804 | 78% | 22% | 247.1761 | 312.9596 | 0 | 0 | 0.00089949 | 0.00052086 | 10
12 | 2015-10-30 12:00 | 114.6264 | 0 | 80% | 35% | 548.9336 | 615.37 | 80% | 35% | 247.1761 | 312.9596 | 0 | 0 | 0.0073976 | 0.0010089 | 10
13 | 2015-10-30 13:00 | 238.6061 | 0 | 78% | 45% | 408.3649 | 791.19 | 78% | 45% | 247.1761 | 312.9596 | 0 | 0 | 0.058774 | 0.0010364 | 10
14 | 2015-10-30 14:00 | 332.1404 | 0 | 75% | 60% | 289.9471 | 1054.92 | 75% | 60% | 247.1761 | 312.9596 | 0.12 | 0 | 0.13105 | 0.00090215 | 10
15 | 2015-10-30 15:00 | 183.3329 | 0 | 68% | 64% | 380.6931 | 1125.248 | 68% | 64% | 247.1761 | 312.9596 | 0 | 0 | 0.028622 | 0.0016915 | 10
16 | 2015-10-30 16:00 | 0 | 43.9429 | 65% | 67% | 539.1425 | 1134.0511 | 65% | 67% | 247.1761 | 312.9596 | 0 | 0 | 0.0016107 | 2.0293e-05 | 10
17 | 2015-10-30 17:00 | 0 | 0 | 72% | 69% | 597.204 | 1213.158 | 72% | 69% | 247.1761 | 312.9596 | 0 | 0 | 0.0018516 | 0.00057284 | 10
18 | 2015-10-30 18:00 | 0 | 0 | 71% | 66% | 588.9095 | 1160.412 | 71% | 66% | 247.1761 | 312.9596 | 0 | 0 | 0.0011088 | 0.0013082 | 10
19 | 2015-10-30 19:00 | 0 | 0 | 68% | 71% | 564.026 | 1248.322 | 68% | 71% | 247.1761 | 312.9596 | 0 | 0 | 0.0026884 | 0.00064273 | 10
20 | 2015-10-30 20:00 | 46.7699 | 0 | 73% | 77% | 558.7286 | 1353.814 | 73% | 77% | 247.1761 | 312.9596 | 0 | 0 | 0.0001852 | 0.00085625 | 10
21 | 2015-10-30 21:00 | 23.9444 | 0 | 69% | 85% | 548.3761 | 1494.47 | 69% | 85% | 247.1761 | 312.9596 | 0 | 0 | 0.00099859 | 0.0025722 | 10
22 | 2015-10-30 22:00 | 32.0491 | 0 | 65% | 88% | 507.0934 | 1547.216 | 65% | 88% | 247.1761 | 312.9596 | 0 | 0 | 2.2335e-06 | 0.001088 | 10
23 | 2015-10-30 23:00 | 61.8444 | 24.7963 | 64% | 89% | 469.0036 | 1540.0017 | 64% | 89% | 247.1761 | 312.9596 | 0 | 0 | 0.0013607 | 0.00029403 | 10
0 | 2015-10-31 | 131.414 | 0 | 65% | 86% | 407.7285 | 1512.052 | 65% | 86% | 247.1761 | 312.9596 | 0 | 0 | 0.013995 | 0.0012061 | 10
1 | 2015-10-31 01:00 | 134.3089 | 4.3141 | 64% | 88% | 396.5391 | 1542.9019 | 64% | 88% | 247.1761 | 312.9596 | 0 | 0 | 0.015439 | 0.00093219 | 10
2 | 2015-10-31 02:00 | 56.4893 | 0 | 62% | 86% | 457.7697 | 1512.052 | 62% | 86% | 247.1761 | 312.9596 | 0 | 0 | 0.00059871 | 0.0012061 | 10
3 | 2015-10-31 03:00 | 74.405 | 0 | 68% | 87% | 489.621 | 1529.634 | 68% | 87% | 247.1761 | 312.9596 | 0 | 0 | 0.0014329 | 0.00088034 | 10
4 | 2015-10-31 04:00 | 39.4271 | 0 | 64% | 87% | 491.4209 | 1529.634 | 64% | 87% | 247.1761 | 312.9596 | 0 | 0 | 9.7239e-05 | 0.00088034 | 10
5 | 2015-10-31 05:00 | 1.371 | 0 | 67% | 87% | 554.3605 | 1529.634 | 67% | 87% | 247.1761 | 312.9596 | 0 | 0 | 0.0013168 | 0.00088034 | 10
6 | 2015-10-31 06:00 | 100.9586 | 0 | 73% | 86% | 504.5399 | 1512.052 | 73% | 86% | 247.1761 | 312.9596 | 0 | 0 | 0.0062315 | 0.0012061 | 10
7 | 2015-10-31 07:00 | 141.0217 | 64.5142 | 74% | 89% | 472.7713 | 1500.2838 | 74% | 89% | 247.1761 | 312.9596 | 0 | 0 | 0.011227 | 2.9622e-05 | 10
8 | 2015-10-31 08:00 | 164.2832 | 97.9392 | 73% | 90% | 441.2153 | 1484.4408 | 73% | 90% | 247.1761 | 312.9596 | 0 | 0 | 0.024113 | 0.00021258 | 10
9 | 2015-10-31 09:00 | 164.2832 | 178.0397 | 75% | 90% | 457.8043 | 1404.3403 | 75% | 90% | 247.1761 | 312.9596 | 0 | 0 | 0.025483 | 0.00095963 | 10
10 | 2015-10-31 10:00 | 136.6571 | 173.6954 | 64% | 90% | 394.1909 | 1408.6846 | 64% | 90% | 247.1761 | 312.9596 | 0 | 0 | 0.01615 | 0.00081265 | 10
11 | 2015-10-31 11:00 | 177.8935 | 163.111 | 60% | 88% | 319.7765 | 1384.105 | 60% | 88% | 247.1761 | 312.9596 | 0 | 0 | 0.029731 | 0.0035744 | 10
12 | 2015-10-31 12:00 | 254.5864 | 43.0481 | 62% | 78% | 259.6726 | 1328.3479 | 62% | 78% | 247.1761 | 312.9596 | 0.003 | 0 | 0.069326 | 1.4608e-06 | 10
13 | 2015-10-31 13:00 | 252.9382 | 0 | 53% | 79% | 186.6703 | 1388.978 | 53% | 79% | 247.1761 | 312.9596 | 0.002 | 0 | 0.066638 | 0.0013819 | 10
14 | 2015-10-31 14:00 | 206.8858 | 36.9245 | 51% | 80% | 216.1337 | 1369.6355 | 51% | 80% | 247.1761 | 312.9596 | 0 | 0 | 0.04204 | 0.0007059 | 10
15 | 2015-10-31 15:00 | 57.7637 | 28.3349 | 49% | 78% | 348.6668 | 1343.0611 | 49% | 78% | 247.1761 | 312.9596 | 0 | 0 | 0.00065619 | 5.1261e-05 | 10
16 | 2015-10-31 16:00 | 142.2826 | 87.0038 | 53% | 80% | 297.3259 | 1319.5562 | 53% | 80% | 247.1761 | 312.9596 | 0 | 0 | 0.015559 | 3.6658e-06 | 10
17 | 2015-10-31 17:00 | 114.1446 | 37.325 | 54% | 81% | 333.7584 | 1386.817 | 54% | 81% | 247.1761 | 312.9596 | 0 | 0 | 0.0084656 | 0.00045658 | 10
18 | 2015-10-31 18:00 | 0 | 0 | 54% | 79% | 447.903 | 1388.978 | 54% | 79% | 247.1761 | 312.9596 | 0 | 0 | 0.0020799 | 0.0013819 | 10
19 | 2015-10-31 19:00 | 1.4729 | 0 | 63% | 78% | 521.0806 | 1371.396 | 63% | 78% | 247.1761 | 312.9596 | 0 | 0 | 0.0005263 | 0.00054175 | 10
20 | 2015-10-31 20:00 | 0 | 0 | 57% | 75% | 472.7865 | 1318.65 | 57% | 75% | 247.1761 | 312.9596 | 0 | 0 | 0.0016916 | 0.0017181 | 10
21 | 2015-10-31 21:00 | 0 | 0 | 58% | 77% | 481.081 | 1353.814 | 58% | 77% | 247.1761 | 312.9596 | 0 | 0 | 0.0013642 | 0.00085625 | 10
22 | 2015-10-31 22:00 | 0 | 0 | 61% | 78% | 505.9645 | 1371.396 | 61% | 78% | 247.1761 | 312.9596 | 0 | 0 | 0.001728 | 0.00054175 | 10
23 | 2015-10-31 23:00 | 0 | 41.6807 | 66% | 90% | 547.437 | 1540.6993 | 66% | 90% | 247.1761 | 312.9596 | 0 | 0 | 0.0017394 | 0.0021695 | 10
0 | 2015-11-01 | 0 | 0 | 66% | 20% | 547.437 | 351.64 | 66% | 20% | 247.1761 | 312.9596 | 0 | 0 | 0.0017394 | 0.00057635 | 11
1 | 2015-11-01 01:00 | Data Error | Data Error | Data Error | Data Error | Data Error | Data Error | Data Error | Data Error | Data Error | Data Error | Data Error | Data Error | Data Error | Data Error | 11
2 | 2015-11-01 02:00 | Data Error | Data Error | Data Error | Data Error | Data Error | Data Error | Data Error | Data Error | Data Error | Data Error | Data Error | Data Error | Data Error | Data Error | 11
3 | 2015-11-01 03:00 | 40.924 | 0.18204 | 63% | 30% | 481.6295 | 527.278 | 63% | 30% | 247.1761 | 312.9596 | 0 | 0 | 0.00060622 | 0.00086842 | 11
4 | 2015-11-01 04:00 | 0 | 0 | 69% | 29% | 572.3205 | 509.878 | 69% | 29% | 247.1761 | 312.9596 | 0 | 0 | 0.0036564 | 0.0011622 | 11
5 | 2015-11-01 05:00 | 0 | 0 | 70% | 21% | 580.615 | 369.222 | 70% | 21% | 247.1761 | 312.9596 | 0 | 0 | 0.0015872 | 0.00058222 | 11
6 | 2015-11-01 06:00 | 0 | 89.3035 | 76% | 32% | 630.382 | 473.3205 | 76% | 32% | 247.1761 | 312.9596 | 0 | 0 | 0.00052437 | 0.00024745 | 11
7 | 2015-11-01 07:00 | 0 | 64.0033 | 80% | 24% | 663.56 | 357.9647 | 80% | 24% | 247.1761 | 312.9596 | 0 | 0 | 0.0027234 | 0.00013064 | 11
8 | 2015-11-01 08:00 | 70.442 | 0 | 84% | 24% | 626.296 | 421.968 | 84% | 24% | 247.1761 | 312.9596 | 0 | 0 | 0.002427 | 0.00062366 | 11
9 | 2015-11-01 09:00 | 87.9742 | 90.7938 | 84% | 25% | 608.7638 | 348.7562 | 84% | 25% | 247.1761 | 312.9596 | 0 | 0 | 0.0049563 | 0.00085856 | 11
10 | 2015-11-01 10:00 | 27.6221 | 70.8472 | 83% | 16% | 660.8214 | 210.4648 | 83% | 16% | 247.1761 | 281.312 | 0 | 0 | 1.0085e-05 | 0.00034358 | 11
11 | 2015-11-01 11:00 | 0 | 0 | 83% | 16% | 688.4435 | 281.312 | 83% | 16% | 247.1761 | 281.312 | 0 | 0 | 0.00090757 | 0.00047347 | 11
12 | 2015-11-01 12:00 | 22.3285 | 0 | 84% | 15% | 674.4095 | 263.73 | 84% | 15% | 247.1761 | 263.73 | 0 | 0 | 7.6428e-05 | 0.00056942 | 11
13 | 2015-11-01 13:00 | 19.3393 | 0 | 80% | 18% | 644.2207 | 316.476 | 80% | 18% | 247.1761 | 312.9596 | 0 | 0 | 0.00083349 | 0.00062476 | 11
14 | 2015-11-01 14:00 | 29.4401 | 59.1606 | 80% | 31% | 634.1199 | 485.8814 | 80% | 31% | 247.1761 | 312.9596 | 0 | 0 | 0.00027864 | 1.8618e-05 | 11
15 | 2015-11-01 15:00 | 83.486 | 93.2531 | 78% | 30% | 563.485 | 434.2069 | 78% | 30% | 247.1761 | 312.9596 | 0 | 0 | 0.0030711 | 0.00055068 | 11
16 | 2015-11-01 16:00 | 191.0168 | 40.4329 | 74% | 28% | 422.7762 | 451.8631 | 74% | 28% | 247.1761 | 312.9596 | 0 | 0 | 0.027633 | 2.7279e-06 | 11
17 | 2015-11-01 17:00 | 137.1961 | 0 | 67% | 25% | 418.5354 | 439.55 | 67% | 25% | 247.1761 | 312.9596 | 0 | 0 | 0.016247 | 0.00049903 | 11
18 | 2015-11-01 18:00 | 113.2946 | 39.7985 | 67% | 24% | 442.4369 | 382.1695 | 67% | 24% | 247.1761 | 312.9596 | 0 | 0 | 0.0097316 | 5.4628e-06 | 11
19 | 2015-11-01 19:00 | 89.9986 | 71.8625 | 66% | 24% | 457.4384 | 350.1055 | 66% | 24% | 247.1761 | 312.9596 | 0 | 0 | 0.0044619 | 0.0002528 | 11
20 | 2015-11-01 20:00 | 158.2596 | 0 | 71% | 21% | 430.6499 | 369.222 | 71% | 21% | 247.1761 | 312.9596 | 0 | 0 | 0.024807 | 0.00058222 | 11
21 | 2015-11-01 21:00 | 70.6993 | 11.5669 | 64% | 22% | 460.1487 | 375.2371 | 64% | 22% | 247.1761 | 312.9596 | 0 | 0 | 0.0022623 | 0.00026385 | 11
22 | 2015-11-01 22:00 | 0 | 125.6932 | 56% | 22% | 464.492 | 261.1108 | 56% | 22% | 247.1761 | 312.9596 | 0 | 0 | 0.0029131 | 0.0023685 | 11
23 | 2015-11-01 23:00 | 8.2087 | 227.5423 | 60% | 18% | 489.4613 | 88.9337 | 60% | 18% | 247.1761 | 312.9596 | 0 | 0 | 0.0010335 | 0.010904 | 11
0 | 2015-11-02 | 70.333 | 233.9243 | 57% | 55% | 402.4535 | 733.0857 | 57% | 55% | 247.1761 | 312.9596 | 0 | 0 | 0.0019067 | 0.0087356 | 11
1 | 2015-11-02 01:00 | 119.7931 | 0 | 52% | 40% | 311.5209 | 703.28 | 52% | 40% | 247.1761 | 312.9596 | 0 | 0 | 0.0096236 | 0.0011315 | 11
2 | 2015-11-02 02:00 | 84.2041 | 194.3276 | 43% | 47% | 272.4594 | 632.0264 | 43% | 47% | 247.1761 | 312.9596 | 0 | 0 | 0.0022912 | 0.005256 | 11
3 | 2015-11-02 03:00 | 93.8357 | 191.0128 | 41% | 40% | 246.2388 | 512.2672 | 41% | 40% | 247.1761 | 312.9596 | 0 | 0 | 0.0044766 | 0.0056254 | 11
4 | 2015-11-02 04:00 | 122.1086 | 17.5006 | 36% | 28% | 176.4934 | 474.7954 | 36% | 28% | 247.1761 | 312.9596 | 0 | 0 | 0.01108 | 0.00021593 | 11
5 | 2015-11-02 05:00 | 7.028 | 0 | 32% | 25% | 258.396 | 439.55 | 32% | 25% | 247.1761 | 312.9596 | 0 | 0 | 0.0016377 | 0.00049903 | 11
6 | 2015-11-02 06:00 | 84.7573 | 109.3157 | 31% | 23% | 172.3722 | 295.0703 | 31% | 23% | 247.1761 | 312.9596 | 0 | 0 | 0.0047621 | 0.0013307 | 11
7 | 2015-11-02 07:00 | 39.8996 | 205.9424 | 26% | 21% | 175.7574 | 163.2796 | 26% | 21% | 219.257 | 312.9596 | 0 | 0 | 2.5181e-06 | 0.0086496 | 11
8 | 2015-11-02 08:00 | 0 | 154.0523 | 24% | 15% | 199.068 | 109.6777 | 24% | 15% | 202.668 | 263.73 | 0 | 0 | 0.0023597 | 0.0040649 | 11
9 | 2015-11-02 09:00 | 0 | 119.7262 | 25% | 12% | 207.3625 | 91.2578 | 25% | 12% | 210.9625 | 210.984 | 0 | 0 | 0.0019633 | 0.0023972 | 11
10 | 2015-11-02 10:00 | 0 | 97.0188 | 22% | 10% | 182.479 | 78.8012 | 22% | 10% | 186.079 | 175.82 | 0 | 0 | 0.0014689 | 0.0011477 | 11
11 | 2015-11-02 11:00 | 0 | 13.6642 | 22% | 10% | 182.479 | 162.1558 | 22% | 10% | 186.079 | 175.82 | 0 | 0 | 0.0014689 | 0.00018309 | 11
12 | 2015-11-02 12:00 | 0 | 0 | 27% | 12% | 223.9515 | 210.984 | 27% | 12% | 227.5515 | 210.984 | 0 | 0 | 0.0016626 | 0.00036614 | 11
13 | 2015-11-02 13:00 | 1.7824 | 0 | 29% | 15% | 238.7581 | 263.73 | 29% | 15% | 244.1405 | 263.73 | 0 | 0 | 0.0023022 | 0.00056942 | 11
14 | 2015-11-02 14:00 | 101.3755 | 0 | 30% | 19% | 147.4595 | 334.058 | 30% | 19% | 247.1761 | 312.9596 | 0 | 0 | 0.0043265 | 0.00062468 | 11
15 | 2015-11-02 15:00 | 90.5215 | 0 | 24% | 19% | 108.5465 | 334.058 | 24% | 19% | 202.668 | 312.9596 | 0 | 0 | 0.0036673 | 0.00062468 | 11
16 | 2015-11-02 16:00 | 53.67 | 0 | 17% | 21% | 87.3365 | 369.222 | 17% | 21% | 144.6065 | 312.9596 | 0 | 0 | 0.00083664 | 0.00058222 | 11
17 | 2015-11-02 17:00 | 36.8231 | 0 | 15% | 27% | 87.5944 | 474.714 | 15% | 27% | 128.0175 | 312.9596 | 0 | 0 | 0.00027345 | 0.0010126 | 11
18 | 2015-11-02 18:00 | 17.7964 | 0 | 13% | 30% | 90.0321 | 527.46 | 13% | 30% | 111.4285 | 312.9596 | 0 | 0 | 2.8975e-05 | 0.00087453 | 11
19 | 2015-11-02 19:00 | 6.8687 | 0 | 15% | 32% | 117.5488 | 562.624 | 15% | 32% | 128.0175 | 312.9596 | 0 | 0 | 0.00038327 | 0.0012294 | 11
20 | 2015-11-02 20:00 | 41.5332 | 111.3768 | 17% | 39% | 99.4733 | 574.3212 | 17% | 39% | 144.6065 | 312.9596 | 0 | 0 | 0.00020427 | 0.00060832 | 11
21 | 2015-11-02 21:00 | 11.9914 | 321.0538 | 15% | 39% | 112.4261 | 364.6442 | 15% | 39% | 128.0175 | 312.9596 | 0 | 0.001 | 0.00017959 | 0.020713 | 11
22 | 2015-11-02 22:00 | 23.0626 | 254.7653 | 19% | 32% | 134.5329 | 307.8587 | 19% | 32% | 161.1955 | 312.9596 | 0 | 0 | 5.3022e-05 | 0.012065 | 11
23 | 2015-11-02 23:00 | 0 | 53.1431 | 12% | 27% | 99.534 | 421.5709 | 12% | 27% | 103.134 | 312.9596 | 0 | 0 | 0.0010661 | 2.5442e-06 | 11
0 | 2015-11-03 | 21.1514 | 0 | 13% | 27% | 86.6771 | 474.714 | 13% | 27% | 111.4285 | 312.9596 | 0 | 0 | 1.7899e-06 | 0.0010126 | 11
1 | 2015-11-03 01:00 | 21.0932 | 227.1744 | 13% | 33% | 86.7353 | 353.0316 | 13% | 33% | 111.4285 | 312.9596 | 0 | 0 | 1.9826e-06 | 0.0098067 | 11
2 | 2015-11-03 02:00 | 34.5509 | 189.7794 | 13% | 30% | 73.2776 | 337.6806 | 13% | 30% | 111.4285 | 312.9596 | 0 | 0 | 0.00021954 | 0.0061414 | 11
3 | 2015-11-03 03:00 | 36.7616 | 145.7471 | 12% | 29% | 62.7724 | 364.1309 | 12% | 29% | 103.134 | 312.9596 | 0 | 0 | 0.00013616 | 0.002382 | 11
4 | 2015-11-03 04:00 | 0 | 165.9757 | 11% | 29% | 91.2395 | 343.9023 | 11% | 29% | 94.8395 | 312.9596 | 0 | 0 | 0.00082546 | 0.0036374 | 11
5 | 2015-11-03 05:00 | 0 | 15.4508 | 14% | 26% | 116.123 | 441.6812 | 14% | 26% | 119.723 | 312.9596 | 0 | 0 | 0.00093117 | 0.00069024 | 11
6 | 2015-11-03 06:00 | 0 | 0 | 12% | 30% | 99.534 | 527.46 | 12% | 30% | 103.134 | 312.9596 | 0 | 0 | 0.0010661 | 0.00087453 | 11
7 | 2015-11-03 07:00 | 5.4276 | 0.40056 | 14% | 47% | 110.6954 | 825.9534 | 14% | 47% | 119.723 | 312.9596 | 0 | 0 | 0.00057463 | 0.0014289 | 11
8 | 2015-11-03 08:00 | 19.82 | 62.1902 | 14% | 51% | 96.303 | 834.4918 | 14% | 51% | 119.723 | 312.9596 | 0 | 0 | 4.3819e-05 | 1.1699e-06 | 11
9 | 2015-11-03 09:00 | 2.9206 | 0 | 13% | 51% | 104.9079 | 896.682 | 13% | 51% | 111.4285 | 312.9596 | 0 | 0 | 0.0005437 | 0.0011758 | 11
10 | 2015-11-03 10:00 | 32.8692 | 0 | 15% | 60% | 91.5483 | 1054.92 | 15% | 60% | 128.0175 | 312.9596 | 0 | 0 | 0.00013852 | 0.00090215 | 11
11 | 2015-11-03 11:00 | 23.8817 | 0 | 9% | 72% | 50.7688 | 1265.904 | 9% | 72% | 78.2505 | 312.9596 | 0 | 0 | 5.1529e-06 | 0.0025726 | 11
12 | 2015-11-03 12:00 | 39.3896 | 0 | 9% | 75% | 35.2609 | 1318.65 | 9% | 75% | 78.2505 | 312.9596 | 0 | 0 | 0.0004396 | 0.0017181 | 11
13 | 2015-11-03 13:00 | 0 | 0 | 6% | 77% | 49.767 | 1353.814 | 6% | 77% | 53.367 | 312.9596 | 0 | 0 | 0.00044252 | 0.00085625 | 11
14 | 2015-11-03 14:00 | 0 | 0 | 5% | 77% | 41.4725 | 1353.814 | 5% | 77% | 45.0725 | 312.9596 | 0 | 0 | 0.00019983 | 0.00085625 | 11
15 | 2015-11-03 15:00 | 0 | 100.4873 | 5% | 75% | 41.4725 | 1218.1627 | 5% | 75% | 45.0725 | 312.9596 | 0 | 0 | 0.00019983 | 0.0002466 | 11
16 | 2015-11-03 16:00 | 14.4742 | 128.5268 | 5% | 65% | 26.9983 | 1014.3032 | 5% | 65% | 45.0725 | 312.9596 | 0 | 0 | 1.0983e-05 | 0.0013138 | 11
17 | 2015-11-03 17:00 | 9.5966 | 0 | 4% | 55% | 23.5814 | 967.01 | 4% | 55% | 36.778 | 312.9596 | 0 | 0 | 6.0331e-06 | 0.0015668 | 11
18 | 2015-11-03 18:00 | 4.336 | 0 | 5% | 52% | 37.1365 | 914.264 | 5% | 52% | 45.0725 | 312.9596 | 0 | 0 | 7.9365e-05 | 0.0016427 | 11
19 | 2015-11-03 19:00 | 0 | 0 | 5% | 49% | 41.4725 | 861.518 | 5% | 49% | 45.0725 | 312.9596 | 0 | 0 | 0.00019983 | 0.0016348 | 11
20 | 2015-11-03 20:00 | 0 | 0 | 10% | 57% | 82.945 | 1002.174 | 10% | 57% | 86.545 | 312.9596 | 0 | 0 | 0.00057035 | 0.0010699 | 11
21 | 2015-11-03 21:00 | 0 | 184.57 | 13% | 60% | 107.8285 | 870.35 | 13% | 60% | 111.4285 | 312.9596 | 0 | 0 | 0.0007203 | 0.0056161 | 11
22 | 2015-11-03 22:00 | 47.6551 | 419.2626 | 14% | 55% | 68.4679 | 547.7474 | 14% | 55% | 119.723 | 312.9596 | 0 | 0.029 | 0.0007257 | 0.039552 | 11
23 | 2015-11-03 23:00 | 57.3552 | Data Error | 14% | Data Error | 58.7678 | Data Error | 14% | Data Error | 119.723 | Data Error | 0 | Data Error | 0.0014925 | Data Error | 11
0 | 2015-11-04 | 45.8027 | Data Error | 12% | Data Error | 53.7313 | Data Error | 12% | Data Error | 103.134 | Data Error | 0 | Data Error | 0.00050935 | Data Error | 11
1 | 2015-11-04 01:00 | 22.0477 | Data Error | 8% | Data Error | 44.3083 | Data Error | 8% | Data Error | 69.956 | Data Error | 0 | Data Error | 3.2324e-05 | Data Error | 11
2 | 2015-11-04 02:00 | 11.5042 | 0 | 8% | 1% | 54.8518 | 17.582 | 8% | 1% | 69.956 | 17.582 | 0 | 0 | 4.9366e-05 | 1.201e-05 | 11
3 | 2015-11-04 03:00 | 26.1664 | 0 | 11% | 3% | 65.0731 | 52.746 | 11% | 3% | 94.8395 | 52.746 | 0 | 0 | 7.9285e-06 | 5.3688e-05 | 11
4 | 2015-11-04 04:00 | 0 | 0 | 7% | 7% | 58.0615 | 123.074 | 7% | 7% | 61.6615 | 123.074 | 0 | 0 | 0.0004356 | 0.00012763 | 11
5 | 2015-11-04 05:00 | 0 | 75.9276 | 9% | 9% | 74.6505 | 82.3104 | 9% | 9% | 78.2505 | 158.238 | 0 | 0 | 0.00070343 | 0.00081026 | 11
6 | 2015-11-04 06:00 | 0 | 115.8712 | 9% | 5% | 74.6505 | -27.9612 | 9% | 7% | 78.2505 | 123.074 | 0 | 0 | 0.00070343 | 0.0029818 | 11
7 | 2015-11-04 07:00 | 0 | 83.778 | 14% | 2% | 116.123 | -48.614 | 14% | 5% | 119.723 | 87.91 | 0 | 0 | 0.00093117 | 0.0012961 | 11
8 | 2015-11-04 08:00 | 0 | 33.0575 | 15% | 2% | 124.4175 | 2.1065 | 15% | 2% | 128.0175 | 35.164 | 0 | 0 | 0.00077608 | 0.00015944 | 11
9 | 2015-11-04 09:00 | 0 | 58.9316 | 15% | 5% | 124.4175 | 28.9784 | 15% | 5% | 128.0175 | 87.91 | 0 | 0 | 0.00077608 | 0.00047831 | 11
10 | 2015-11-04 10:00 | 5.1442 | 66.3094 | 16% | 5% | 127.5678 | 21.6006 | 16% | 5% | 136.312 | 87.91 | 0 | 0 | 0.0010911 | 0.00067946 | 11
11 | 2015-11-04 11:00 | 27.4883 | 0 | 14% | 2% | 88.6347 | 35.164 | 14% | 2% | 119.723 | 35.164 | 0 | 0 | 6.8926e-06 | 3.8128e-05 | 11
12 | 2015-11-04 12:00 | 21.5742 | 0 | 11% | 9% | 69.6653 | 158.238 | 11% | 9% | 94.8395 | 158.238 | 0 | 0 | 7.4018e-06 | 0.00021667 | 11
13 | 2015-11-04 13:00 | 47.5758 | 71.6911 | 11% | 12% | 43.6637 | 139.2929 | 11% | 12% | 94.8395 | 210.984 | 0 | 0 | 0.00081953 | 0.00046831 | 11
14 | 2015-11-04 14:00 | 40.7112 | 46.5784 | 9% | 11% | 33.9393 | 146.8236 | 9% | 11% | 78.2505 | 193.402 | 0 | 0 | 0.00050895 | 8.3058e-05 | 11
15 | 2015-11-04 15:00 | 22.2769 | 14.1306 | 8% | 9% | 44.0791 | 144.1074 | 8% | 9% | 69.956 | 158.238 | 0 | 0 | 3.5543e-05 | 4.466e-05 | 11
16 | 2015-11-04 16:00 | 30.1517 | 0 | 12% | 9% | 69.3823 | 158.238 | 12% | 9% | 103.134 | 158.238 | 0 | 0 | 1.3688e-05 | 0.00021667 | 11
17 | 2015-11-04 17:00 | 0 | 0 | 10% | 8% | 82.945 | 140.656 | 10% | 8% | 86.545 | 140.656 | 0 | 0 | 0.00057035 | 0.00020838 | 11
18 | 2015-11-04 18:00 | 0 | 0 | 20% | 5% | 165.89 | 87.91 | 20% | 5% | 169.49 | 87.91 | 0 | 0 | 0.0021648 | 0.00013567 | 11
19 | 2015-11-04 19:00 | 0 | 0 | 26% | 6% | 215.657 | 105.492 | 26% | 6% | 219.257 | 105.492 | 0 | 0 | 0.0024692 | 0.00012837 | 11
20 | 2015-11-04 20:00 | 0 | 53.6755 | 30% | 7% | 248.835 | 69.3985 | 30% | 7% | 247.1761 | 123.074 | 0 | 0 | 0.0031859 | 0.00036985 | 11
21 | 2015-11-04 21:00 | 0 | 34.7704 | 39% | 6% | 323.4855 | 70.7216 | 39% | 6% | 247.1761 | 105.492 | 0 | 0 | 0.0012092 | 7.1336e-05 | 11
22 | 2015-11-04 22:00 | 0 | 11.499 | 43% | 4% | 356.6635 | 58.829 | 43% | 4% | 247.1761 | 70.328 | 0 | 0 | 0.0028785 | 8.8501e-06 | 11
23 | 2015-11-04 23:00 | 0 | 47.1787 | 53% | 4% | 439.6085 | 23.1493 | 53% | 4% | 247.1761 | 70.328 | 0 | 0 | 0.0021906 | 0.00029993 | 11
0 | 2015-11-05 | 0 | 21.084 | 54% | 14% | 447.903 | 225.064 | 54% | 14% | 247.1761 | 246.148 | 0 | 0 | 0.0020799 | 6.3478e-05 | 11
1 | 2015-11-05 01:00 | 0 | 47.8148 | 59% | 16% | 489.3755 | 233.4972 | 59% | 16% | 247.1761 | 281.312 | 0 | 0 | 0.00068611 | 2.955e-05 | 11
2 | 2015-11-05 02:00 | 0 | 0 | 62% | 16% | 514.259 | 281.312 | 62% | 16% | 247.1761 | 281.312 | 0 | 0 | 0.0019041 | 0.00047347 | 11
3 | 2015-11-05 03:00 | 15.0174 | 0 | 60% | 19% | 482.6526 | 334.058 | 60% | 19% | 247.1761 | 312.9596 | 0 | 0 | 0.00057312 | 0.00062468 | 11
4 | 2015-11-05 04:00 | 22.4294 | 0 | 57% | 22% | 450.3571 | 386.804 | 57% | 22% | 247.1761 | 312.9596 | 0 | 0 | 0.00019845 | 0.00052086 | 11
5 | 2015-11-05 05:00 | 0 | 18.1432 | 52% | 24% | 431.314 | 403.8248 | 52% | 24% | 247.1761 | 312.9596 | 0 | 0 | 0.002146 | 0.00021474 | 11
6 | 2015-11-05 06:00 | 0 | 0 | 58% | 30% | 481.081 | 527.46 | 58% | 30% | 247.1761 | 312.9596 | 0 | 0 | 0.0013642 | 0.00087453 | 11
7 | 2015-11-05 07:00 | 0 | 46.3025 | 56% | 33% | 464.492 | 533.9035 | 56% | 33% | 247.1761 | 312.9596 | 0 | 0 | 0.0029131 | 1.4783e-05 | 11
8 | 2015-11-05 08:00 | 0 | 0 | 57% | 38% | 472.7865 | 668.116 | 57% | 38% | 247.1761 | 312.9596 | 0 | 0 | 0.0016916 | 0.0012944 | 11
9 | 2015-11-05 09:00 | 0 | 0 | 63% | 45% | 522.5535 | 791.19 | 63% | 45% | 247.1761 | 312.9596 | 0 | 0 | 0.00061093 | 0.0010364 | 11
10 | 2015-11-05 10:00 | 0 | 0 | 65% | 51% | 539.1425 | 896.682 | 65% | 51% | 247.1761 | 312.9596 | 0 | 0 | 0.0016107 | 0.0011758 | 11
11 | 2015-11-05 11:00 | 0 | 0 | 65% | 58% | 539.1425 | 1019.756 | 65% | 58% | 247.1761 | 312.9596 | 0 | 0 | 0.0016107 | 0.0024262 | 11
12 | 2015-11-05 12:00 | 0 | 0 | 74% | 63% | 613.793 | 1107.666 | 74% | 63% | 247.1761 | 312.9596 | 0 | 0 | 0.0041038 | 0.0023629 | 11
13 | 2015-11-05 13:00 | 0 | 0 | 78% | 65% | 646.971 | 1142.83 | 78% | 65% | 247.1761 | 312.9596 | 0 | 0 | 0.0020462 | 0.0013583 | 11
14 | 2015-11-05 14:00 | 0 | 4.311 | 78% | 67% | 646.971 | 1173.683 | 78% | 67% | 247.1761 | 312.9596 | 0 | 0 | 0.0020462 | 0.00073149 | 11
15 | 2015-11-05 15:00 | 0 | 60.4892 | 77% | 64% | 638.6765 | 1064.7588 | 77% | 64% | 247.1761 | 312.9596 | 0 | 0 | 0.0012085 | 4.5206e-05 | 11
16 | 2015-11-05 16:00 | 66.9103 | 73.5388 | 75% | 64% | 555.1772 | 1051.7092 | 75% | 64% | 247.1761 | 312.9596 | 0 | 0 | 0.0017841 | 4.8795e-07 | 11
17 | 2015-11-05 17:00 | 256.3298 | 51.7027 | 66% | 60% | 291.1072 | 1003.2173 | 66% | 60% | 247.1761 | 312.9596 | 0.004 | 0 | 0.071465 | 3.9588e-07 | 11
18 | 2015-11-05 18:00 | 304.9591 | 8.7209 | 56% | 58% | 159.5329 | 1011.0351 | 56% | 58% | 247.1761 | 312.9596 | 0.049 | 0 | 0.098402 | 0.0019622 | 11
19 | 2015-11-05 19:00 | 211.6202 | 12.0848 | 42% | 58% | 136.7488 | 1007.6712 | 42% | 58% | 247.1761 | 312.9596 | 0 | 0 | 0.044462 | 0.0017964 | 11
20 | 2015-11-05 20:00 | 135.1086 | 0 | 34% | 56% | 146.9044 | 984.592 | 34% | 56% | 247.1761 | 312.9596 | 0 | 0 | 0.014623 | 0.001107 | 11
21 | 2015-11-05 21:00 | 135.1086 | 13.6766 | 30% | 57% | 113.7264 | 988.4974 | 30% | 57% | 247.1761 | 312.9596 | 0 | 0 | 0.011331 | 0.00062156 | 11
22 | 2015-11-05 22:00 | 110.2279 | 49.7416 | 26% | 59% | 105.4291 | 987.5964 | 26% | 59% | 219.257 | 312.9596 | 0 | 0 | 0.0069226 | 5.5442e-05 | 11
23 | 2015-11-05 23:00 | 76.0592 | 25.6602 | 26% | 59% | 139.5978 | 1011.6778 | 26% | 59% | 219.257 | 312.9596 | 0 | 0 | 0.0017647 | 0.00044701 | 11
0 | 2015-11-06 | 41.716 | 0 | 21% | 56% | 132.4685 | 984.592 | 21% | 56% | 177.7845 | 312.9596 | 0 | 0 | 2.5944e-06 | 0.001107 | 11
1 | 2015-11-06 01:00 | 37.1904 | 0 | 23% | 58% | 153.5831 | 1019.756 | 23% | 58% | 194.3735 | 312.9596 | 0 | 0 | 6.5329e-06 | 0.0024262 | 11
2 | 2015-11-06 02:00 | 0 | 9.3665 | 19% | 54% | 157.5955 | 940.0615 | 19% | 54% | 161.1955 | 312.9596 | 0 | 0 | 0.001231 | 0.0018396 | 11
3 | 2015-11-06 03:00 | 0 | 183.5334 | 19% | 52% | 157.5955 | 730.7306 | 19% | 52% | 161.1955 | 312.9596 | 0 | 0 | 0.001231 | 0.0040776 | 11
4 | 2015-11-06 04:00 | 1.1476 | 167.021 | 20% | 45% | 164.7424 | 624.169 | 20% | 45% | 169.49 | 312.9596 | 0 | 0 | 0.002038 | 0.0039441 | 11
5 | 2015-11-06 05:00 | 11.2969 | 103.2988 | 20% | 36% | 154.5931 | 529.6532 | 20% | 36% | 169.49 | 312.9596 | 0 | 0 | 0.0010829 | 0.00083893 | 11
6 | 2015-11-06 06:00 | 0 | 33.1892 | 21% | 32% | 174.1845 | 529.4348 | 21% | 32% | 177.7845 | 312.9596 | 0 | 0 | 0.002694 | 0.00026197 | 11
7 | 2015-11-06 07:00 | 0 | 0 | 22% | 29% | 182.479 | 509.878 | 22% | 29% | 186.079 | 312.9596 | 0 | 0 | 0.0014689 | 0.0011622 | 11
8 | 2015-11-06 08:00 | 0 | 13.6927 | 23% | 28% | 190.7735 | 478.6033 | 23% | 28% | 194.3735 | 312.9596 | 0 | 0 | 0.0017877 | 0.00028428 | 11
9 | 2015-11-06 09:00 | 0 | 28.8173 | 20% | 25% | 165.89 | 410.7327 | 20% | 25% | 169.49 | 312.9596 | 0 | 0 | 0.0021648 | 3.5387e-05 | 11
10 | 2015-11-06 10:00 | 0 | 0 | 18% | 23% | 149.301 | 404.386 | 18% | 23% | 152.901 | 312.9596 | 0 | 0 | 0.00098752 | 0.00066025 | 11
11 | 2015-11-06 11:00 | 0 | 0 | 17% | 21% | 141.0065 | 369.222 | 17% | 21% | 144.6065 | 312.9596 | 0 | 0 | 0.0012803 | 0.00058222 | 11
12 | 2015-11-06 12:00 | 0 | 29.5913 | 16% | 19% | 132.712 | 304.4667 | 16% | 19% | 136.312 | 312.9596 | 0 | 0 | 0.0015393 | 6.6637e-05 | 11
13 | 2015-11-06 13:00 | 56.0635 | 29.5913 | 15% | 17% | 68.354 | 269.3027 | 15% | 17% | 128.0175 | 298.894 | 0 | 0 | 0.0015787 | 0.00010021 | 11
14 | 2015-11-06 14:00 | 62.8092 | 12.5774 | 12% | 14% | 36.7248 | 233.5706 | 12% | 14% | 103.134 | 246.148 | 0 | 0 | 0.0018552 | 0.00016398 | 11
15 | 2015-11-06 15:00 | 56.8276 | 19.6723 | 8% | 15% | 9.5284 | 244.0577 | 8% | 15% | 69.956 | 263.73 | 0 | 0 | 0.0022673 | 0.00016062 | 11
16 | 2015-11-06 16:00 | 50.9874 | 19.6723 | 5% | 15% | -9.5149 | 244.0577 | 6% | 15% | 247.1761 | 263.73 | 0 | 0 | 0.001635 | 0.00016062 | 11
17 | 2015-11-06 17:00 | 30.457 | 9.5612 | 3% | 13% | -5.5735 | 219.0048 | 3% | 13% | 28.4835 | 228.566 | 0.001 | 0 | 0.00061846 | 0.00016532 | 11
18 | 2015-11-06 18:00 | 23.3195 | 0 | 4% | 15% | 9.8585 | 263.73 | 4% | 15% | 36.778 | 263.73 | 0 | 0 | 0.00019848 | 0.00056942 | 11
19 | 2015-11-06 19:00 | 0 | 0 | 5% | 18% | 41.4725 | 316.476 | 5% | 18% | 45.0725 | 312.9596 | 0 | 0 | 0.00019983 | 0.00062476 | 11
20 | 2015-11-06 20:00 | 0 | 0 | 6% | 21% | 49.767 | 369.222 | 6% | 21% | 53.367 | 312.9596 | 0 | 0 | 0.00044252 | 0.00058222 | 11
21 | 2015-11-06 21:00 | 0 | 0 | 11% | 26% | 91.2395 | 457.132 | 11% | 26% | 94.8395 | 312.9596 | 0 | 0 | 0.00082546 | 0.0012292 | 11
22 | 2015-11-06 22:00 | 6.4051 | 0 | 16% | 31% | 126.3069 | 545.042 | 16% | 31% | 136.312 | 312.9596 | 0 | 0 | 0.000993 | 0.00086046 | 11
23 | 2015-11-06 23:00 | 34.2132 | 0 | 18% | 37% | 115.0878 | 650.534 | 18% | 37% | 152.901 | 312.9596 | 0 | 0 | 9.6495e-05 | 0.0012424 | 11
0 | 2015-11-07 | 25.7048 | 0 | 20% | 41% | 140.1852 | 720.862 | 20% | 41% | 169.49 | 312.9596 | 0 | 0 | 0.00024141 | 0.0014323 | 11
1 | 2015-11-07 01:00 | 0 | 0 | 20% | 51% | 165.89 | 896.682 | 20% | 51% | 169.49 | 312.9596 | 0 | 0 | 0.0021648 | 0.0011758 | 11
2 | 2015-11-07 02:00 | 31.9795 | 53.7338 | 28% | 52% | 200.2665 | 860.5302 | 28% | 52% | 235.846 | 312.9596 | 0 | 0 | 3.7007e-05 | 9.9379e-05 | 11
3 | 2015-11-07 03:00 | 25.8788 | 52.123 | 25% | 53% | 181.4837 | 879.723 | 25% | 53% | 210.9625 | 312.9596 | 0 | 0 | 0.00017186 | 0.00012847 | 11
4 | 2015-11-07 04:00 | 4.717 | 9.1817 | 25% | 47% | 202.6455 | 817.1723 | 25% | 47% | 210.9625 | 312.9596 | 0 | 0 | 0.0014917 | 0.0010762 | 11
5 | 2015-11-07 05:00 | 55.4884 | 0 | 29% | 46% | 185.0521 | 808.772 | 29% | 46% | 244.1405 | 312.9596 | 0 | 0 | 0.00028117 | 0.0021141 | 11
6 | 2015-11-07 06:00 | 56.8314 | 34.8787 | 30% | 49% | 192.0036 | 826.6393 | 30% | 49% | 247.1761 | 312.9596 | 0 | 0 | 0.00014576 | 0.00042416 | 11
7 | 2015-11-07 07:00 | 18.1346 | 20.1637 | 31% | 45% | 238.9949 | 771.0263 | 31% | 45% | 247.1761 | 312.9596 | 0 | 0 | 0.000128 | 0.00042953 | 11
8 | 2015-11-07 08:00 | 8.7973 | 12.1232 | 33% | 43% | 264.9212 | 743.9028 | 33% | 43% | 247.1761 | 312.9596 | 0 | 0 | 0.0010224 | 0.0020958 | 11
9 | 2015-11-07 09:00 | 0 | 0 | 35% | 40% | 290.3075 | 703.28 | 35% | 40% | 247.1761 | 312.9596 | 0 | 0 | 0.0019183 | 0.0011315 | 11
10 | 2015-11-07 10:00 | 0 | 0 | 33% | 38% | 273.7185 | 668.116 | 33% | 38% | 247.1761 | 312.9596 | 0 | 0 | 0.0018132 | 0.0012944 | 11
11 | 2015-11-07 11:00 | 0 | 57.1051 | 32% | 39% | 265.424 | 628.5929 | 32% | 39% | 247.1761 | 312.9596 | 0 | 0 | 0.0023953 | 3.8484e-05 | 11
12 | 2015-11-07 12:00 | 52.3218 | 57.772 | 35% | 37% | 237.9857 | 592.762 | 35% | 37% | 247.1761 | 312.9596 | 0 | 0 | 0.00037181 | 5.7105e-06 | 11
13 | 2015-11-07 13:00 | 60.9702 | 57.772 | 34% | 34% | 221.0428 | 540.016 | 34% | 34% | 247.1761 | 312.9596 | 0 | 0 | 0.00099507 | 1.8573e-05 | 11
14 | 2015-11-07 14:00 | 49.7021 | 2.6284 | 30% | 32% | 199.1329 | 559.9956 | 30% | 32% | 247.1761 | 312.9596 | 0 | 0 | 1.2097e-05 | 0.0011268 | 11
15 | 2015-11-07 15:00 | 58.7983 | 0 | 30% | 31% | 190.0367 | 545.042 | 30% | 31% | 247.1761 | 312.9596 | 0 | 0 | 0.00020865 | 0.00086046 | 11
16 | 2015-11-07 16:00 | 59.7514 | 0 | 29% | 31% | 180.7891 | 545.042 | 29% | 31% | 244.1405 | 312.9596 | 0 | 0 | 0.00047994 | 0.00086046 | 11
17 | 2015-11-07 17:00 | 0 | 172.4479 | 25% | 35% | 207.3625 | 442.9221 | 25% | 35% | 210.9625 | 312.9596 | 0 | 0 | 0.0019633 | 0.0043982 | 11
18 | 2015-11-07 18:00 | 36.6568 | 148.8433 | 29% | 32% | 203.8837 | 413.7807 | 29% | 32% | 244.1405 | 312.9596 | 0 | 0 | 3.5233e-05 | 0.0024596 | 11
19 | 2015-11-07 19:00 | 40.0332 | 53.2975 | 31% | 31% | 217.0963 | 491.7445 | 31% | 31% | 247.1761 | 312.9596 | 0 | 0 | 0.00022764 | 9.6062e-07 | 11
20 | 2015-11-07 20:00 | 14.9639 | 0 | 27% | 32% | 208.9876 | 562.624 | 27% | 32% | 227.5515 | 312.9596 | 0 | 0 | 0.00051686 | 0.0012294 | 11
21 | 2015-11-07 21:00 | 100.5559 | 0 | 34% | 40% | 181.4571 | 703.28 | 34% | 40% | 247.1761 | 312.9596 | 0 | 0 | 0.0062837 | 0.0011315 | 11
22 | 2015-11-07 22:00 | 100.5559 | 110.6255 | 30% | 43% | 148.2791 | 645.4005 | 30% | 43% | 247.1761 | 312.9596 | 0 | 0 | 0.0041975 | 0.00010495 | 11
23 | 2015-11-07 23:00 | 68.3838 | 155.9932 | 33% | 44% | 205.3347 | 617.6148 | 33% | 44% | 247.1761 | 312.9596 | 0 | 0 | 0.0015891 | 0.0026609 | 11
0 | 2015-11-08 | 27.0784 | 0 | 36% | 37% | 271.5236 | 650.534 | 36% | 37% | 247.1761 | 312.9596 | 0 | 0 | 8.6654e-05 | 0.0012424 | 11
1 | 2015-11-08 01:00 | 0 | 0 | 36% | 40% | 298.602 | 703.28 | 36% | 40% | 247.1761 | 312.9596 | 0 | 0 | 0.0017602 | 0.0011315 | 11
2 | 2015-11-08 02:00 | 0 | 0 | 42% | 45% | 348.369 | 791.19 | 42% | 45% | 247.1761 | 312.9596 | 0 | 0 | 0.0019602 | 0.0010364 | 11
3 | 2015-11-08 03:00 | 0 | 0 | 47% | 52% | 389.8415 | 914.264 | 47% | 52% | 247.1761 | 312.9596 | 0 | 0 | 0.0028582 | 0.0016427 | 11
4 | 2015-11-08 04:00 | 143.9094 | 0 | 51% | 51% | 279.1101 | 896.682 | 51% | 51% | 247.1761 | 312.9596 | 0 | 0 | 0.016669 | 0.0011758 | 11
5 | 2015-11-08 05:00 | 56.5535 | 107.1112 | 46% | 55% | 324.9935 | 859.8988 | 46% | 55% | 247.1761 | 312.9596 | 0 | 0 | 0.00043586 | 0.00045529 | 11
6 | 2015-11-08 06:00 | 180.2584 | 39.896 | 47% | 52% | 209.5831 | 874.368 | 47% | 52% | 247.1761 | 312.9596 | 0 | 0 | 0.02685 | 0.00031824 | 11
7 | 2015-11-08 07:00 | 182.6346 | 0 | 41% | 52% | 157.4399 | 914.264 | 41% | 52% | 247.1761 | 312.9596 | 0 | 0 | 0.030264 | 0.0016427 | 11
8 | 2015-11-08 08:00 | 106.5508 | 108.7552 | 32% | 52% | 158.8732 | 805.5088 | 32% | 52% | 247.1761 | 312.9596 | 0 | 0 | 0.0063231 | 0.00045477 | 11
9 | 2015-11-08 09:00 | 101.7529 | 99.9596 | 30% | 53% | 147.0821 | 831.8864 | 30% | 53% | 247.1761 | 312.9596 | 0 | 0 | 0.0043866 | 0.00025196 | 11
10 | 2015-11-08 10:00 | 49.7722 | 132.2707 | 21% | 53% | 124.4123 | 799.5753 | 21% | 53% | 177.7845 | 312.9596 | 0 | 0 | 6.5642e-05 | 0.0011731 | 11
11 | 2015-11-08 11:00 | 47.7617 | 144.9142 | 20% | 52% | 118.1283 | 769.3498 | 20% | 52% | 169.49 | 312.9596 | 0 | 0 | 0.00012221 | 0.0017549 | 11
12 | 2015-11-08 12:00 | 85.6507 | 240.1324 | 21% | 52% | 88.5338 | 674.1316 | 21% | 52% | 177.7845 | 312.9596 | 0 | 0 | 0.0026376 | 0.0092252 | 11
13 | 2015-11-08 13:00 | 99.6259 | 191.3936 | 14% | 55% | 16.4971 | 775.6164 | 14% | 55% | 119.723 | 312.9596 | 0 | 0 | 0.0080274 | 0.0047989 | 11
14 | 2015-11-08 14:00 | 39.7663 | 115.5152 | 6% | 54% | 10.0007 | 833.9128 | 6% | 54% | 53.367 | 312.9596 | 0 | 0 | 0.00072398 | 0.00030566 | 11
15 | 2015-11-08 15:00 | 28.5256 | 77.14 | 5% | 54% | 12.9469 | 872.288 | 5% | 54% | 45.0725 | 312.9596 | 0 | 0 | 0.00041025 | 1.8865e-05 | 11
16 | 2015-11-08 16:00 | 32.7679 | 65.5417 | 5% | 55% | 8.7046 | 901.4683 | 5% | 55% | 45.0725 | 312.9596 | 0 | 0 | 0.0006436 | 5.3158e-06 | 11
17 | 2015-11-08 17:00 | 33.2088 | 92.2242 | 6% | 55% | 16.5582 | 874.7858 | 6% | 55% | 53.367 | 312.9596 | 0 | 0 | 0.00036104 | 0.00016565 | 11
18 | 2015-11-08 18:00 | 0 | 92.8723 | 6% | 55% | 49.767 | 874.1377 | 6% | 55% | 53.367 | 312.9596 | 0 | 0 | 0.00044252 | 0.00017527 | 11
19 | 2015-11-08 19:00 | 0 | 100.3052 | 5% | 54% | 41.4725 | 849.1228 | 5% | 54% | 45.0725 | 312.9596 | 0 | 0 | 0.00019983 | 7.8008e-05 | 11
20 | 2015-11-08 20:00 | 0 | 0 | 9% | 54% | 74.6505 | 949.428 | 9% | 54% | 78.2505 | 312.9596 | 0 | 0 | 0.00070343 | 0.0023249 | 11
21 | 2015-11-08 21:00 | 0 | 1.0363 | 8% | 55% | 66.356 | 965.9737 | 8% | 55% | 69.956 | 312.9596 | 0 | 0 | 0.00043663 | 0.0015205 | 11
22 | 2015-11-08 22:00 | 0 | 107.708 | 10% | 56% | 82.945 | 876.884 | 10% | 56% | 86.545 | 312.9596 | 0 | 0 | 0.00057035 | 0.00078335 | 11
23 | 2015-11-08 23:00 | 0 | 112.4881 | 12% | 58% | 99.534 | 907.2679 | 12% | 58% | 103.134 | 312.9596 | 0 | 0 | 0.0010661 | 0.00021675 | 11
0 | 2015-11-09 | 13.8683 | 0 | 15% | 53% | 110.5492 | 931.846 | 15% | 53% | 128.0175 | 312.9596 | 0 | 0 | 0.00012406 | 0.0016794 | 11
1 | 2015-11-09 01:00 | 50.1881 | 14.521 | 19% | 53% | 107.4074 | 917.325 | 19% | 53% | 161.1955 | 312.9596 | 0 | 0 | 0.00064625 | 0.0010707 | 11
2 | 2015-11-09 02:00 | 55.0966 | 35.9556 | 17% | 54% | 85.9099 | 913.4724 | 17% | 54% | 144.6065 | 312.9596 | 0 | 0 | 0.00093909 | 0.00077103 | 11
3 | 2015-11-09 03:00 | 35.9585 | 110.2361 | 15% | 52% | 88.459 | 804.0279 | 15% | 52% | 128.0175 | 312.9596 | 0 | 0 | 0.00024006 | 0.0004914 | 11
4 | 2015-11-09 04:00 | 0 | 118.5724 | 15% | 52% | 124.4175 | 795.6916 | 15% | 52% | 128.0175 | 312.9596 | 0 | 0 | 0.00077608 | 0.00072409 | 11
5 | 2015-11-09 05:00 | 0 | 59.3551 | 17% | 48% | 141.0065 | 784.5809 | 17% | 48% | 144.6065 | 312.9596 | 0 | 0 | 0.0012803 | 4.7722e-05 | 11
6 | 2015-11-09 06:00 | 0 | 8.2998 | 18% | 47% | 149.301 | 818.0542 | 18% | 47% | 152.901 | 312.9596 | 0 | 0 | 0.00098752 | 0.0011094 | 11
7 | 2015-11-09 07:00 | 0 | 62.5499 | 22% | 48% | 182.479 | 781.3861 | 22% | 48% | 186.079 | 312.9596 | 0 | 0 | 0.0014689 | 2.5919e-05 | 11
8 | 2015-11-09 08:00 | 0 | 7.984 | 22% | 51% | 182.479 | 888.698 | 22% | 51% | 186.079 | 312.9596 | 0 | 0 | 0.0014689 | 0.000885 | 11
9 | 2015-11-09 09:00 | 0 | 187.5911 | 23% | 52% | 190.7735 | 726.6729 | 23% | 52% | 194.3735 | 312.9596 | 0 | 0 | 0.0017877 | 0.0043777 | 11
10 | 2015-11-09 10:00 | 0 | 194.5038 | 21% | 55% | 174.1845 | 772.5062 | 21% | 55% | 177.7845 | 312.9596 | 0 | 0 | 0.002694 | 0.0050472 | 11
11 | 2015-11-09 11:00 | 0 | 91.7124 | 24% | 53% | 199.068 | 840.1336 | 24% | 53% | 202.668 | 312.9596 | 0 | 0 | 0.0023597 | 0.00012505 | 11
12 | 2015-11-09 12:00 | 0 | 71.8889 | 27% | 57% | 223.9515 | 930.2851 | 27% | 57% | 227.5515 | 312.9596 | 0 | 0 | 0.0016626 | 6.6879e-05 | 11
13 | 2015-11-09 13:00 | 10.2083 | 142.1735 | 25% | 58% | 197.1542 | 877.5825 | 25% | 58% | 210.9625 | 312.9596 | 0 | 0 | 0.0010241 | 0.00099896 | 11
14 | 2015-11-09 14:00 | 24.7691 | 104.6983 | 23% | 52% | 166.0044 | 809.5657 | 23% | 52% | 194.3735 | 312.9596 | 0 | 0 | 0.00015424 | 0.00036168 | 11
15 | 2015-11-09 15:00 | 37.284 | 0 | 21% | 46% | 136.9005 | 808.772 | 21% | 46% | 177.7845 | 312.9596 | 0 | 0 | 4.8358e-05 | 0.0021141 | 11
16 | 2015-11-09 16:00 | 89.0341 | 0 | 20% | 45% | 76.8559 | 791.19 | 20% | 45% | 169.49 | 312.9596 | 0 | 0 | 0.0036983 | 0.0010364 | 11
17 | 2015-11-09 17:00 | 49.5629 | 128.2547 | 14% | 43% | 66.5601 | 627.7713 | 14% | 43% | 119.723 | 312.9596 | 0 | 0 | 0.00085491 | 0.00041093 | 11
18 | 2015-11-09 18:00 | 0 | 121.0288 | 14% | 40% | 116.123 | 582.2512 | 14% | 40% | 119.723 | 312.9596 | 0 | 0 | 0.00093117 | 0.0012389 | 11
19 | 2015-11-09 19:00 | 0 | 114.8951 | 18% | 35% | 149.301 | 500.4749 | 18% | 35% | 152.901 | 312.9596 | 0 | 0 | 0.00098752 | 0.0011279 | 11
20 | 2015-11-09 20:00 | 59.745 | 0 | 21% | 35% | 114.4395 | 615.37 | 21% | 35% | 177.7845 | 312.9596 | 0 | 0 | 0.00040503 | 0.0010089 | 11
21 | 2015-11-09 21:00 | 65.2506 | 0 | 20% | 41% | 100.6394 | 720.862 | 20% | 41% | 169.49 | 312.9596 | 0 | 0 | 0.001033 | 0.0014323 | 11
22 | 2015-11-09 22:00 | 33.5923 | 0 | 15% | 47% | 90.8252 | 826.354 | 15% | 47% | 128.0175 | 312.9596 | 0 | 0 | 0.0001598 | 0.0014461 | 11
23 | 2015-11-09 23:00 | 26.5279 | 0 | 18% | 53% | 122.7731 | 931.846 | 18% | 53% | 152.901 | 312.9596 | 0 | 0 | 3.1098e-07 | 0.0016794 | 11
0 | 2015-11-10 | 20.9522 | 83.8146 | 21% | 59% | 153.2323 | 953.5234 | 21% | 59% | 177.7845 | 312.9596 | 0 | 0 | 0.00070989 | 0.00014241 | 11
1 | 2015-11-10 01:00 | 38.4674 | 174.7973 | 21% | 57% | 135.7171 | 827.3767 | 21% | 57% | 177.7845 | 312.9596 | 0 | 0 | 3.055e-05 | 0.00445 | 11
2 | 2015-11-10 02:00 | 82.1672 | 193.3061 | 26% | 54% | 133.4898 | 756.1219 | 26% | 54% | 219.257 | 312.9596 | 0 | 0 | 0.0024376 | 0.0038103 | 11
3 | 2015-11-10 03:00 | 97.9903 | 190.5378 | 25% | 50% | 109.3722 | 688.5622 | 25% | 50% | 210.9625 | 312.9596 | 0 | 0 | 0.0054508 | 0.0046877 | 11
4 | 2015-11-10 04:00 | 97.9903 | 183.3601 | 25% | 44% | 109.3722 | 590.2479 | 25% | 44% | 210.9625 | 312.9596 | 0 | 0 | 0.0054508 | 0.004509 | 11
5 | 2015-11-10 05:00 | 64.0064 | 122.586 | 21% | 41% | 110.1781 | 598.276 | 21% | 41% | 177.7845 | 312.9596 | 0 | 0 | 0.00063822 | 0.0010161 | 11
6 | 2015-11-10 06:00 | 24.1501 | 60.8968 | 20% | 39% | 141.7399 | 624.8012 | 20% | 39% | 169.49 | 312.9596 | 0 | 0 | 0.00030317 | 1.6378e-05 | 11
7 | 2015-11-10 07:00 | 37.8614 | 0 | 23% | 36% | 152.9121 | 632.952 | 23% | 36% | 194.3735 | 312.9596 | 0 | 0 | 1.1323e-05 | 0.00088734 | 11
8 | 2015-11-10 08:00 | 0 | 58.142 | 23% | 37% | 190.7735 | 592.392 | 23% | 37% | 194.3735 | 312.9596 | 0 | 0 | 0.0017877 | 4.7489e-06 | 11
9 | 2015-11-10 09:00 | 0 | 4.4014 | 28% | 35% | 232.246 | 610.9686 | 28% | 35% | 235.846 | 312.9596 | 0 | 0 | 0.0010544 | 0.00085614 | 11
10 | 2015-11-10 10:00 | 0 | 50.1731 | 30% | 32% | 248.835 | 512.4509 | 30% | 32% | 247.1761 | 312.9596 | 0 | 0 | 0.0031859 | 4.2583e-05 | 11
11 | 2015-11-10 11:00 | 0 | 141.3766 | 34% | 27% | 282.013 | 333.3374 | 34% | 27% | 247.1761 | 312.9596 | 0 | 0 | 0.0017608 | 0.0023609 | 11
12 | 2015-11-10 12:00 | 0 | 141.3766 | 42% | 24% | 348.369 | 280.5914 | 42% | 24% | 247.1761 | 312.9596 | 0 | 0 | 0.0019602 | 0.0030732 | 11
13 | 2015-11-10 13:00 | 0 | 40.0223 | 46% | 19% | 381.547 | 294.0357 | 46% | 19% | 247.1761 | 312.9596 | 0 | 0 | 0.0022377 | 4.9746e-06 | 11
14 | 2015-11-10 14:00 | 0 | 0 | 50% | 16% | 414.725 | 281.312 | 50% | 16% | 247.1761 | 281.312 | 0 | 0 | 0.0027122 | 0.00047347 | 11
15 | 2015-11-10 15:00 | 0 | 65.8266 | 54% | 22% | 447.903 | 320.9774 | 54% | 22% | 247.1761 | 312.9596 | 0 | 0 | 0.0020799 | 0.00021367 | 11
16 | 2015-11-10 16:00 | 39.3366 | 186.6467 | 59% | 22% | 450.0389 | 200.1573 | 59% | 22% | 247.1761 | 312.9596 | 0 | 0 | 0.00045077 | 0.0069448 | 11
17 | 2015-11-10 17:00 | 0 | 226.2664 | 59% | 20% | 489.3755 | 125.3736 | 59% | 20% | 247.1761 | 312.9596 | 0 | 0 | 0.00068611 | 0.010959 | 11
18 | 2015-11-10 18:00 | 0 | 140.134 | 59% | 16% | 489.3755 | 141.178 | 59% | 16% | 247.1761 | 281.312 | 0 | 0 | 0.00068611 | 0.0033575 | 11
19 | 2015-11-10 19:00 | 0 | 0 | 68% | 14% | 564.026 | 246.148 | 68% | 14% | 247.1761 | 246.148 | 0 | 0 | 0.0026884 | 0.00039837 | 11
20 | 2015-11-10 20:00 | 0 | 0 | 71% | 18% | 588.9095 | 316.476 | 71% | 18% | 247.1761 | 312.9596 | 0 | 0 | 0.0011088 | 0.00062476 | 11
21 | 2015-11-10 21:00 | 0 | 0 | 72% | 25% | 597.204 | 439.55 | 72% | 25% | 247.1761 | 312.9596 | 0 | 0 | 0.0018516 | 0.00049903 | 11
22 | 2015-11-10 22:00 | 0 | 31.2227 | 74% | 34% | 613.793 | 566.5653 | 74% | 34% | 247.1761 | 312.9596 | 0 | 0 | 0.0041038 | 0.00037674 | 11
23 | 2015-11-10 23:00 | 50.5001 | 90.3095 | 73% | 34% | 554.9984 | 507.4785 | 73% | 34% | 247.1761 | 312.9596 | 0 | 0 | 0.00032783 | 0.00020154 | 11
0 | 2015-11-11 | 39.5107 | 43.371 | 71% | 34% | 549.3988 | 554.417 | 71% | 34% | 247.1761 | 312.9596 | 0 | 0 | 0.00020553 | 0.00015626 | 11
1 | 2015-11-11 01:00 | 6.9377 | 67.0211 | 71% | 30% | 581.9718 | 460.4389 | 71% | 30% | 247.1761 | 312.9596 | 0 | 0 | 0.00062172 | 7.3046e-05 | 11
2 | 2015-11-11 02:00 | 0 | 44.8042 | 71% | 33% | 588.9095 | 535.4018 | 71% | 33% | 247.1761 | 312.9596 | 0 | 0 | 0.0011088 | 2.2062e-05 | 11
3 | 2015-11-11 03:00 | 0 | 0 | 68% | 27% | 564.026 | 474.714 | 68% | 27% | 247.1761 | 312.9596 | 0 | 0 | 0.0026884 | 0.0010126 | 11
4 | 2015-11-11 04:00 | 26.4244 | 46.4766 | 73% | 32% | 579.0741 | 516.1474 | 73% | 32% | 247.1761 | 312.9596 | 0 | 0 | 0.00011925 | 7.4442e-05 | 11
5 | 2015-11-11 05:00 | 26.682 | 51.517 | 72% | 34% | 570.522 | 546.271 | 72% | 34% | 247.1761 | 312.9596 | 0 | 0 | 0.00011799 | 6.1893e-05 | 11
6 | 2015-11-11 06:00 | 25.6685 | 21.5906 | 73% | 35% | 579.83 | 593.7794 | 73% | 35% | 247.1761 | 312.9596 | 0 | 0 | 0.00013998 | 0.0003796 | 11
7 | 2015-11-11 07:00 | 0 | 0 | 62% | 40% | 514.259 | 703.28 | 62% | 40% | 247.1761 | 312.9596 | 0 | 0 | 0.0019041 | 0.0011315 | 11
8 | 2015-11-11 08:00 | 0 | 0 | 68% | 49% | 564.026 | 861.518 | 68% | 49% | 247.1761 | 312.9596 | 0 | 0 | 0.0026884 | 0.0016348 | 11
9 | 2015-11-11 09:00 | 12.7572 | 0 | 73% | 60% | 592.7413 | 1054.92 | 73% | 60% | 247.1761 | 312.9596 | 0 | 0 | 0.00075062 | 0.00090215 | 11
10 | 2015-11-11 10:00 | 0 | 0 | 73% | 73% | 605.4985 | 1283.486 | 73% | 73% | 247.1761 | 312.9596 | 0 | 0 | 0.0018299 | 0.00054088 | 11
11 | 2015-11-11 11:00 | 21.9389 | 24.3521 | 71% | 75% | 566.9706 | 1294.2979 | 71% | 75% | 247.1761 | 312.9596 | 0 | 0 | 4.6903e-05 | 0.00076173 | 11
12 | 2015-11-11 12:00 | 96.9547 | 0 | 73% | 73% | 508.5438 | 1283.486 | 73% | 73% | 247.1761 | 312.9596 | 0 | 0 | 0.0054927 | 0.00054088 | 11
13 | 2015-11-11 13:00 | 96.9547 | 0 | 66% | 68% | 450.4823 | 1195.576 | 66% | 68% | 247.1761 | 312.9596 | 0 | 0 | 0.0056527 | 0.0014773 | 11
14 | 2015-11-11 14:00 | 61.5407 | 0 | 64% | 72% | 469.3073 | 1265.904 | 64% | 72% | 247.1761 | 312.9596 | 0 | 0 | 0.0013338 | 0.0025726 | 11
15 | 2015-11-11 15:00 | 5.8027 | 23.687 | 68% | 79% | 558.2233 | 1365.291 | 68% | 79% | 247.1761 | 312.9596 | 0 | 0 | 0.0020119 | 0.00056176 | 11
16 | 2015-11-11 16:00 | 0 | 74.0254 | 62% | 78% | 514.259 | 1297.3706 | 62% | 78% | 247.1761 | 312.9596 | 0 | 0 | 0.0019041 | 0.00035447 | 11
17 | 2015-11-11 17:00 | 17.4725 | 14.0801 | 68% | 76% | 546.5535 | 1322.1519 | 68% | 76% | 247.1761 | 312.9596 | 0 | 0 | 0.00094772 | 0.00176 | 11
18 | 2015-11-11 18:00 | 0 | 0 | 64% | 74% | 530.848 | 1301.068 | 64% | 74% | 247.1761 | 312.9596 | 0 | 0 | 0.0014193 | 0.00078175 | 11
19 | 2015-11-11 19:00 | 19.9885 | 0 | 60% | 75% | 477.6815 | 1318.65 | 60% | 75% | 247.1761 | 312.9596 | 0 | 0 | 0.00032208 | 0.0017181 | 11
20 | 2015-11-11 20:00 | 2.6148 | 0 | 59% | 82% | 486.7607 | 1441.724 | 59% | 82% | 247.1761 | 312.9596 | 0 | 0 | 0.0005309 | 0.00097042 | 11
21 | 2015-11-11 21:00 | 0 | 0 | 51% | 80% | 423.0195 | 1406.56 | 51% | 80% | 247.1761 | 312.9596 | 0 | 0 | 0.0019704 | 0.0022629 | 11
22 | 2015-11-11 22:00 | 0 | 0 | 53% | 81% | 439.6085 | 1424.142 | 53% | 81% | 247.1761 | 312.9596 | 0 | 0 | 0.0021906 | 0.0018145 | 11
23 | 2015-11-11 23:00 | 0 | 11.7893 | 50% | 78% | 414.725 | 1359.6067 | 50% | 78% | 247.1761 | 312.9596 | 0 | 0 | 0.0027122 | 0.00027457 | 11
0 | 2015-11-12 | 0 | 70.309 | 54% | 78% | 447.903 | 1301.087 | 54% | 78% | 247.1761 | 312.9596 | 0 | 0 | 0.0020799 | 0.00027935 | 11
1 | 2015-11-12 01:00 | 45.6676 | 0 | 52% | 75% | 385.6464 | 1318.65 | 52% | 75% | 247.1761 | 312.9596 | 0 | 0 | 7.626e-05 | 0.0017181 | 11
2 | 2015-11-12 02:00 | 56.0831 | 10.1986 | 48% | 72% | 342.0529 | 1255.7054 | 48% | 72% | 247.1761 | 312.9596 | 0 | 0 | 0.00071347 | 0.0020179 | 11
3 | 2015-11-12 03:00 | 0.6216 | 232.7562 | 45% | 69% | 372.6309 | 980.4018 | 45% | 69% | 247.1761 | 312.9596 | 0 | 0 | 0.0011281 | 0.011761 | 11
4 | 2015-11-12 04:00 | 0 | 305.6885 | 39% | 65% | 323.4855 | 837.1415 | 39% | 65% | 247.1761 | 312.9596 | 0 | 0 | 0.0012092 | 0.018771 | 11
5 | 2015-11-12 05:00 | 0 | 150.0312 | 48% | 48% | 398.136 | 693.9048 | 48% | 48% | 247.1761 | 312.9596 | 0 | 0 | 0.0016731 | 0.001995 | 11
6 | 2015-11-12 06:00 | 54.3384 | 17.9773 | 47% | 39% | 335.5031 | 667.7207 | 47% | 39% | 247.1761 | 312.9596 | 0 | 0 | 0.00014519 | 0.00080986 | 11
7 | 2015-11-12 07:00 | 29.1677 | 0 | 43% | 35% | 327.4958 | 615.37 | 43% | 35% | 247.1761 | 312.9596 | 0 | 0 | 0.00034177 | 0.0010089 | 11
8 | 2015-11-12 08:00 | 84.8152 | 0 | 42% | 36% | 263.5538 | 632.952 | 42% | 36% | 247.1761 | 312.9596 | 0 | 0 | 0.0033618 | 0.00088734 | 11
9 | 2015-11-12 09:00 | 128.5231 | 0 | 32% | 36% | 136.9009 | 632.952 | 32% | 36% | 247.1761 | 312.9596 | 0 | 0 | 0.011238 | 0.00088734 | 11
10 | 2015-11-12 10:00 | 153.1969 | 0 | 33% | 42% | 120.5216 | 738.444 | 33% | 42% | 247.1761 | 312.9596 | 0 | 0 | 0.020197 | 0.0013025 | 11
11 | 2015-11-12 11:00 | 94.4088 | 0 | 20% | 42% | 71.4812 | 738.444 | 20% | 42% | 169.49 | 312.9596 | 0 | 0 | 0.0045284 | 0.0013025 | 11
12 | 2015-11-12 12:00 | 109.2342 | 0 | 17% | 45% | 31.7723 | 791.19 | 17% | 45% | 144.6065 | 312.9596 | 0 | 0 | 0.0091995 | 0.0010364 | 11
13 | 2015-11-12 13:00 | 92.7965 | 0 | 14% | 45% | 23.3265 | 791.19 | 14% | 45% | 119.723 | 312.9596 | 0 | 0 | 0.0066198 | 0.0010364 | 11
14 | 2015-11-12 14:00 | 27.6671 | 93.76 | 7% | 45% | 30.3944 | 697.43 | 7% | 45% | 61.6615 | 312.9596 | 0 | 0 | 0.00015587 | 0.00044663 | 11
15 | 2015-11-12 15:00 | 30.7036 | 79.037 | 9% | 41% | 43.9469 | 641.825 | 9% | 41% | 78.2505 | 312.9596 | 0 | 0 | 0.00011014 | 5.0516e-05 | 11
16 | 2015-11-12 16:00 | 7.012 | 0 | 14% | 36% | 109.111 | 632.952 | 14% | 36% | 119.723 | 312.9596 | 0 | 0 | 0.0004867 | 0.00088734 | 11
17 | 2015-11-12 17:00 | 0 | 0 | 22% | 36% | 182.479 | 632.952 | 22% | 36% | 186.079 | 312.9596 | 0 | 0 | 0.0014689 | 0.00088734 | 11
18 | 2015-11-12 18:00 | 0 | 0 | 30% | 36% | 248.835 | 632.952 | 30% | 36% | 247.1761 | 312.9596 | 0 | 0 | 0.0031859 | 0.00088734 | 11
19 | 2015-11-12 19:00 | 0 | 19.1723 | 45% | 37% | 373.2525 | 631.3617 | 45% | 37% | 247.1761 | 312.9596 | 0 | 0 | 0.001179 | 0.00059262 | 11
20 | 2015-11-12 20:00 | 0 | 0 | 56% | 38% | 464.492 | 668.116 | 56% | 38% | 247.1761 | 312.9596 | 0 | 0 | 0.0029131 | 0.0012944 | 11
21 | 2015-11-12 21:00 | 8.5388 | 0 | 69% | 41% | 563.7817 | 720.862 | 69% | 41% | 247.1761 | 312.9596 | 0 | 0 | 0.0025174 | 0.0014323 | 11
22 | 2015-11-12 22:00 | 48.309 | 0 | 71% | 56% | 540.6005 | 984.592 | 71% | 56% | 247.1761 | 312.9596 | 0 | 0 | 0.00062219 | 0.001107 | 11
23 | 2015-11-12 23:00 | 21.4564 | 0 | 68% | 59% | 542.5696 | 1037.338 | 68% | 59% | 247.1761 | 312.9596 | 0 | 0 | 0.00067507 | 0.0012771 | 11
0 | 2015-11-13 | 69.3155 | 43.6178 | 65% | 64% | 469.827 | 1081.6302 | 65% | 64% | 247.1761 | 312.9596 | 0 | 0 | 0.0018866 | 0.00026632 | 11
1 | 2015-11-13 01:00 | 69.5653 | 57.8737 | 72% | 65% | 527.6387 | 1084.9563 | 72% | 65% | 247.1761 | 312.9596 | 0 | 0 | 0.0016678 | 1.5516e-05 | 11
2 | 2015-11-13 02:00 | 3.0071 | 0 | 73% | 64% | 602.4914 | 1125.248 | 73% | 64% | 247.1761 | 312.9596 | 0 | 0 | 0.0015329 | 0.0016915 | 11
3 | 2015-11-13 03:00 | 0 | 43.4618 | 71% | 67% | 588.9095 | 1134.5322 | 71% | 67% | 247.1761 | 312.9596 | 0 | 0 | 0.0011088 | 2.2833e-05 | 11
4 | 2015-11-13 04:00 | 0 | 14.8728 | 72% | 68% | 597.204 | 1180.7032 | 72% | 68% | 247.1761 | 312.9596 | 0 | 0 | 0.0018516 | 0.00089863 | 11
5 | 2015-11-13 05:00 | 5.1026 | 0 | 77% | 67% | 633.5739 | 1177.994 | 77% | 67% | 247.1761 | 312.9596 | 0 | 0 | 0.00081861 | 0.00087013 | 11
6 | 2015-11-13 06:00 | 0 | 12.7106 | 76% | 67% | 630.382 | 1165.2834 | 76% | 67% | 247.1761 | 312.9596 | 0 | 0 | 0.00052437 | 0.00049589 | 11
7 | 2015-11-13 07:00 | 7.2594 | 83.2967 | 78% | 66% | 639.7116 | 1077.1153 | 78% | 66% | 247.1761 | 312.9596 | 0 | 0 | 0.001331 | 0.00012561 | 11
8 | 2015-11-13 08:00 | 0 | 69.7117 | 77% | 64% | 638.6765 | 1055.5363 | 77% | 64% | 247.1761 | 312.9596 | 0 | 0 | 0.0012085 | 2.1849e-06 | 11
9 | 2015-11-13 09:00 | 24.4232 | 41.9756 | 80% | 62% | 639.1368 | 1048.1084 | 80% | 62% | 247.1761 | 312.9596 | 0 | 0 | 0.00051715 | 0.00036343 | 11
10 | 2015-11-13 10:00 | 14.4505 | 45.1222 | 77% | 60% | 624.226 | 1009.7978 | 77% | 60% | 247.1761 | 312.9596 | 0 | 0 | 0.00030072 | 1.9114e-05 | 11
11 | 2015-11-13 11:00 | 0 | 19.8578 | 75% | 59% | 622.0875 | 1017.4802 | 75% | 59% | 247.1761 | 312.9596 | 0 | 0 | 0.0014769 | 0.00059745 | 11
12 | 2015-11-13 12:00 | 19.8353 | 60.9401 | 76% | 61% | 610.5467 | 1011.5619 | 76% | 61% | 247.1761 | 312.9596 | 0 | 0 | 1.0294e-06 | 5.8864e-08 | 11
13 | 2015-11-13 13:00 | 9.8276 | 75.8774 | 74% | 59% | 603.9654 | 961.4606 | 74% | 59% | 247.1761 | 312.9596 | 0 | 0 | 0.0027261 | 5.5044e-05 | 11
14 | 2015-11-13 14:00 | 0.93132 | 80.6466 | 80% | 57% | 662.6287 | 921.5274 | 80% | 57% | 247.1761 | 312.9596 | 0 | 0 | 0.0026075 | 0.00017316 | 11
15 | 2015-11-13 15:00 | 0 | 104.2585 | 73% | 55% | 605.4985 | 862.7515 | 73% | 55% | 247.1761 | 312.9596 | 0 | 0 | 0.0018299 | 0.00038869 | 11
16 | 2015-11-13 16:00 | 23.1606 | 112.7342 | 75% | 52% | 598.9269 | 801.5298 | 75% | 52% | 247.1761 | 312.9596 | 0 | 0 | 0.0001104 | 0.00055641 | 11
17 | 2015-11-13 17:00 | 45.2536 | 168.8879 | 74% | 53% | 568.5394 | 762.9581 | 74% | 53% | 247.1761 | 312.9596 | 0 | 0 | 9.0292e-05 | 0.0030335 | 11
18 | 2015-11-13 18:00 | 47.352 | 178.6219 | 71% | 52% | 541.5575 | 735.6421 | 71% | 52% | 247.1761 | 312.9596 | 0 | 0 | 0.00056596 | 0.0037287 | 11
19 | 2015-11-13 19:00 | 119.7576 | 30.5176 | 69% | 48% | 452.5629 | 813.4184 | 69% | 48% | 247.1761 | 312.9596 | 0 | 0 | 0.0070415 | 0.00054335 | 11
20 | 2015-11-13 20:00 | 128.7911 | 99.0026 | 64% | 52% | 402.0569 | 815.2614 | 64% | 52% | 247.1761 | 312.9596 | 0 | 0 | 0.01383 | 0.00024896 | 11
21 | 2015-11-13 21:00 | 98.2823 | 98.254 | 58% | 57% | 382.7987 | 903.92 | 58% | 57% | 247.1761 | 312.9596 | 0 | 0 | 0.0066513 | 0.00053701 | 11
22 | 2015-11-13 22:00 | 86.8392 | 0 | 57% | 50% | 385.9473 | 879.1 | 57% | 50% | 247.1761 | 312.9596 | 0 | 0 | 0.0040407 | 0.0015923 | 11
23 | 2015-11-13 23:00 | 124.4408 | 72.9274 | 55% | 55% | 331.7567 | 894.0826 | 55% | 55% | 247.1761 | 312.9596 | 0 | 0 | 0.0087168 | 3.5913e-06 | 11
0 | 2015-11-14 | 148.68 | 143.7848 | 52% | 57% | 282.634 | 858.3892 | 52% | 57% | 247.1761 | 312.9596 | 0 | 0 | 0.017669 | 0.0024078 | 11
1 | 2015-11-14 01:00 | 155.6436 | 81.9484 | 48% | 51% | 242.4924 | 814.7336 | 48% | 51% | 247.1761 | 312.9596 | 0 | 0 | 0.021533 | 0.00015177 | 11
2 | 2015-11-14 02:00 | 125.3557 | 0 | 42% | 48% | 223.0133 | 843.936 | 42% | 48% | 247.1761 | 312.9596 | 0 | 0 | 0.011418 | 0.0016538 | 11
3 | 2015-11-14 03:00 | 44.5411 | 88.8469 | 37% | 52% | 262.3554 | 825.4171 | 37% | 52% | 247.1761 | 312.9596 | 0 | 0 | 5.1613e-07 | 0.00010004 | 11
4 | 2015-11-14 04:00 | 0 | 0 | 32% | 50% | 265.424 | 879.1 | 32% | 50% | 247.1761 | 312.9596 | 0 | 0 | 0.0023953 | 0.0015923 | 11
5 | 2015-11-14 05:00 | 3.8204 | 0 | 38% | 50% | 311.3706 | 879.1 | 38% | 50% | 247.1761 | 312.9596 | 0 | 0 | 0.0015502 | 0.0015923 | 11
6 | 2015-11-14 06:00 | 20.0047 | 7.7104 | 40% | 54% | 311.7753 | 941.7176 | 40% | 54% | 247.1761 | 312.9596 | 0 | 0 | 0.00025669 | 0.0019213 | 11
7 | 2015-11-14 07:00 | 28.0224 | 201.4106 | 39% | 55% | 295.4631 | 765.5994 | 39% | 55% | 247.1761 | 312.9596 | 0 | 0 | 9.7862e-07 | 0.0056208 | 11
8 | 2015-11-14 08:00 | 208.7687 | 163.2403 | 44% | 50% | 156.1893 | 715.8597 | 44% | 50% | 247.1761 | 312.9596 | 0 | 0 | 0.039161 | 0.0028027 | 11
9 | 2015-11-14 09:00 | 184.6248 | 126.7037 | 39% | 45% | 138.8607 | 664.4863 | 39% | 45% | 247.1761 | 312.9596 | 0 | 0 | 0.035274 | 0.0015897 | 11
10 | 2015-11-14 10:00 | 142.189 | 54.6587 | 26% | 42% | 73.468 | 683.7853 | 26% | 42% | 219.257 | 312.9596 | 0 | 0 | 0.014819 | 2.5021e-05 | 11
11 | 2015-11-14 11:00 | 95.8856 | 80.0468 | 18% | 42% | 53.4154 | 658.3972 | 18% | 42% | 152.901 | 312.9596 | 0 | 0 | 0.0070857 | 8.9071e-05 | 11
12 | 2015-11-14 12:00 | 69.4308 | 20.1257 | 15% | 41% | 54.9867 | 700.7363 | 15% | 41% | 128.0175 | 312.9596 | 0 | 0 | 0.0031191 | 0.00069692 | 11
13 | 2015-11-14 13:00 | 43.2338 | 99.5713 | 11% | 43% | 48.0057 | 656.4547 | 11% | 43% | 94.8395 | 312.9596 | 0 | 0 | 0.00054722 | 1.5661e-05 | 11
14 | 2015-11-14 14:00 | 3.0179 | 87.5627 | 12% | 42% | 96.5161 | 650.8813 | 12% | 42% | 103.134 | 312.9596 | 0 | 0 | 0.00084177 | 0.00018803 | 11
15 | 2015-11-14 15:00 | 0 | 206.0587 | 9% | 40% | 74.6505 | 497.2213 | 9% | 40% | 78.2505 | 312.9596 | 0 | 0 | 0.00070343 | 0.0069823 | 11
16 | 2015-11-14 16:00 | 0 | 186.6872 | 16% | 39% | 132.712 | 499.0108 | 16% | 39% | 136.312 | 312.9596 | 0 | 0 | 0.0015393 | 0.004556 | 11
17 | 2015-11-14 17:00 | 0 | 5.1223 | 30% | 33% | 248.835 | 575.0837 | 30% | 33% | 247.1761 | 312.9596 | 0 | 0 | 0.0031859 | 0.00074347 | 11
18 | 2015-11-14 18:00 | 85.5482 | 56.28 | 33% | 39% | 188.1703 | 629.418 | 33% | 39% | 247.1761 | 312.9596 | 0 | 0 | 0.0036671 | 4.4527e-05 | 11
19 | 2015-11-14 19:00 | 124.4041 | 253.697 | 30% | 43% | 124.4309 | 502.329 | 30% | 43% | 247.1761 | 312.9596 | 0 | 0 | 0.0087498 | 0.0083939 | 11
20 | 2015-11-14 20:00 | 143.4516 | 251.9106 | 24% | 38% | 55.6164 | 416.2054 | 24% | 38% | 202.668 | 312.9596 | 0 | 0 | 0.015468 | 0.011513 | 11
21 | 2015-11-14 21:00 | 160.4194 | 143.6639 | 20% | 33% | 5.4706 | 436.5421 | 20% | 33% | 169.49 | 312.9596 | 0 | 0 | 0.021573 | 0.0026554 | 11
22 | 2015-11-14 22:00 | 143.7877 | 0 | 16% | 34% | -11.0757 | 597.788 | 17% | 34% | 144.6065 | 312.9596 | 0 | 0 | 0.018926 | 0.0013815 | 11
23 | 2015-11-14 23:00 | 141.6092 | 0 | 20% | 38% | 24.2808 | 668.116 | 20% | 38% | 169.49 | 312.9596 | 0 | 0 | 0.015425 | 0.0012944 | 11
0 | 2015-11-15 | 61.1546 | 0 | 17% | 43% | 79.8519 | 756.026 | 17% | 43% | 144.6065 | 312.9596 | 0 | 0 | 0.0014401 | 0.0027747 | 11
1 | 2015-11-15 01:00 | 71.7595 | 0 | 20% | 45% | 94.1305 | 791.19 | 20% | 45% | 169.49 | 312.9596 | 0 | 0 | 0.001599 | 0.0010364 | 11
2 | 2015-11-15 02:00 | 41.2252 | 94.3796 | 25% | 48% | 166.1373 | 749.5564 | 25% | 48% | 210.9625 | 312.9596 | 0 | 0 | 2.9078e-05 | 0.00016933 | 11
3 | 2015-11-15 03:00 | 0 | 100.4189 | 31% | 47% | 257.1295 | 725.9351 | 31% | 47% | 247.1761 | 312.9596 | 0 | 0 | 0.0011007 | 0.0003643 | 11
4 | 2015-11-15 04:00 | 0 | 59.9921 | 38% | 45% | 315.191 | 731.1979 | 38% | 45% | 247.1761 | 312.9596 | 0 | 0 | 0.0019341 | 3.7162e-06 | 11
5 | 2015-11-15 05:00 | 14.9508 | 27.5519 | 46% | 45% | 366.5962 | 763.6381 | 46% | 45% | 247.1761 | 312.9596 | 0 | 0 | 0.00085731 | 0.00027301 | 11
6 | 2015-11-15 06:00 | 0.85548 | 5.9406 | 52% | 47% | 430.4585 | 820.4134 | 52% | 47% | 247.1761 | 312.9596 | 0 | 0 | 0.0020515 | 0.0012006 | 11
7 | 2015-11-15 07:00 | 0 | 178.6693 | 56% | 49% | 464.492 | 682.8487 | 56% | 49% | 247.1761 | 312.9596 | 0 | 0 | 0.0029131 | 0.0037439 | 11
8 | 2015-11-15 08:00 | 0 | 183.5377 | 57% | 47% | 472.7865 | 642.8163 | 57% | 47% | 247.1761 | 312.9596 | 0 | 0 | 0.0016916 | 0.0044038 | 11
9 | 2015-11-15 09:00 | 0 | 79.5508 | 72% | 44% | 597.204 | 694.0572 | 72% | 44% | 247.1761 | 312.9596 | 0 | 0 | 0.0018516 | 6.5707e-05 | 11
10 | 2015-11-15 10:00 | 1.0572 | 0 | 79% | 45% | 654.2083 | 791.19 | 79% | 45% | 247.1761 | 312.9596 | 0 | 0 | 0.00035278 | 0.0010364 | 11
11 | 2015-11-15 11:00 | 26.4798 | 0 | 84% | 54% | 670.2582 | 949.428 | 84% | 54% | 247.1761 | 312.9596 | 0 | 0 | 1.3968e-05 | 0.0023249 | 11
12 | 2015-11-15 12:00 | 0 | 35.1222 | 79% | 61% | 655.2655 | 1037.3798 | 79% | 61% | 247.1761 | 312.9596 | 0 | 0 | 0.00040229 | 0.00020856 | 11
13 | 2015-11-15 13:00 | 28.5832 | 16.026 | 86% | 59% | 684.7438 | 1021.312 | 86% | 59% | 247.1761 | 312.9596 | 0 | 0 | 0.00013334 | 0.00070874 | 11
14 | 2015-11-15 14:00 | 0 | 116.5706 | 85% | 62% | 705.0325 | 973.5134 | 85% | 62% | 247.1761 | 312.9596 | 0 | 0 | 0.0040861 | 0.00054583 | 11
15 | 2015-11-15 15:00 | 107.5494 | 242.7457 | 85% | 62% | 597.4831 | 847.3383 | 85% | 62% | 247.1761 | 312.9596 | 0 | 0 | 0.0043219 | 0.0090491 | 11
16 | 2015-11-15 16:00 | 84.9072 | 242.7457 | 84% | 60% | 611.8308 | 812.1743 | 84% | 60% | 247.1761 | 312.9596 | 0 | 0 | 0.0044494 | 0.01167 | 11
17 | 2015-11-15 17:00 | 41.1332 | 188.7215 | 81% | 57% | 630.7213 | 813.4525 | 81% | 57% | 247.1761 | 312.9596 | 0 | 0 | 4.2218e-06 | 0.0055694 | 11
18 | 2015-11-15 18:00 | 0 | 148.1197 | 73% | 56% | 605.4985 | 836.4723 | 73% | 56% | 247.1761 | 312.9596 | 0 | 0 | 0.0018299 | 0.0025983 | 11
19 | 2015-11-15 19:00 | 0 | 167.4652 | 74% | 56% | 613.793 | 817.1268 | 74% | 56% | 247.1761 | 312.9596 | 0 | 0 | 0.0041038 | 0.003841 | 11
20 | 2015-11-15 20:00 | 0 | 191.1612 | 63% | 56% | 522.5535 | 793.4308 | 63% | 56% | 247.1761 | 312.9596 | 0 | 0 | 0.00061093 | 0.0056932 | 11
21 | 2015-11-15 21:00 | 0 | 167.7122 | 78% | 54% | 646.971 | 781.7158 | 78% | 54% | 247.1761 | 312.9596 | 0 | 0 | 0.0020462 | 0.0022251 | 11
22 | 2015-11-15 22:00 | 12.4373 | 164.6814 | 78% | 54% | 634.5337 | 784.7466 | 78% | 54% | 247.1761 | 312.9596 | 0 | 0 | 0.00091446 | 0.0020654 | 11
23 | 2015-11-15 23:00 | 129.4027 | 146.1629 | 73% | 49% | 476.0958 | 715.3551 | 73% | 49% | 247.1761 | 312.9596 | 0 | 0 | 0.012822 | 0.0018232 | 11
0 | 2015-11-16 | 170.6087 | 22.6838 | 75% | 46% | 451.4788 | 786.0882 | 75% | 46% | 247.1761 | 312.9596 | 0 | 0 | 0.027976 | 0.0010941 | 11
1 | 2015-11-16 01:00 | 115.2343 | 0 | 72% | 48% | 481.9697 | 843.936 | 72% | 48% | 247.1761 | 312.9596 | 0 | 0 | 0.0091964 | 0.0016538 | 11
2 | 2015-11-16 02:00 | 100.1086 | 0 | 74% | 49% | 513.6844 | 861.518 | 74% | 49% | 247.1761 | 312.9596 | 0 | 0 | 0.0032072 | 0.0016348 | 11
3 | 2015-11-16 03:00 | 0 | 77.2784 | 66% | 49% | 547.437 | 784.2396 | 66% | 49% | 247.1761 | 312.9596 | 0 | 0 | 0.0017394 | 1.2393e-05 | 11
4 | 2015-11-16 04:00 | 84.2533 | 324.2214 | 71% | 50% | 504.6562 | 554.8786 | 71% | 50% | 247.1761 | 312.9596 | 0 | 0.002 | 0.004662 | 0.020881 | 11
5 | 2015-11-16 05:00 | 61.4494 | 340.8611 | 66% | 42% | 485.9876 | 397.5829 | 66% | 42% | 247.1761 | 312.9596 | 0 | 0.006 | 0.0010484 | 0.024894 | 11
6 | 2015-11-16 06:00 | 85.9031 | 260.6994 | 61% | 29% | 420.0614 | 249.1786 | 61% | 29% | 247.1761 | 312.9596 | 0 | 0 | 0.0038436 | 0.013038 | 11
7 | 2015-11-16 07:00 | 128.0558 | 313.2641 | 47% | 29% | 261.7857 | 196.6139 | 47% | 29% | 247.1761 | 312.9596 | 0 | 0.001 | 0.010186 | 0.02076 | 11
8 | 2015-11-16 08:00 | 128.793 | 310.6087 | 44% | 29% | 236.165 | 199.2693 | 44% | 29% | 247.1761 | 312.9596 | 0 | 0 | 0.010296 | 0.020327 | 11
9 | 2015-11-16 09:00 | 84.3883 | 210.8045 | 40% | 29% | 247.3917 | 299.0735 | 40% | 29% | 247.1761 | 312.9596 | 0 | 0 | 0.0037946 | 0.0073629 | 11
10 | 2015-11-16 10:00 | 116.6152 | 240.7358 | 40% | 25% | 215.1648 | 198.8142 | 40% | 25% | 247.1761 | 312.9596 | 0 | 0 | 0.010091 | 0.013129 | 11
11 | 2015-11-16 11:00 | 135.4819 | 271.6336 | 32% | 28% | 129.9421 | 220.6624 | 32% | 28% | 247.1761 | 312.9596 | 0 | 0 | 0.013087 | 0.01686 | 11
12 | 2015-11-16 12:00 | 68.3002 | 140.1472 | 26% | 23% | 147.3568 | 264.2388 | 26% | 23% | 219.257 | 312.9596 | 0 | 0 | 0.0010662 | 0.0029176 | 11
13 | 2015-11-16 13:00 | 61.4768 | 53.6572 | 26% | 34% | 154.1802 | 544.1308 | 26% | 34% | 219.257 | 312.9596 | 0 | 0 | 0.00059668 | 4.4222e-05 | 11
14 | 2015-11-16 14:00 | 80.6754 | 175.6054 | 26% | 42% | 134.9816 | 562.8386 | 26% | 42% | 219.257 | 312.9596 | 0 | 0 | 0.0022632 | 0.0040689 | 11
15 | 2015-11-16 15:00 | 40.4575 | 152.0723 | 24% | 46% | 158.6105 | 656.6997 | 24% | 46% | 202.668 | 312.9596 | 0 | 0 | 4.0034e-08 | 0.0016414 | 11
16 | 2015-11-16 16:00 | 0 | 26.9651 | 29% | 48% | 240.5405 | 816.9709 | 29% | 48% | 244.1405 | 312.9596 | 0 | 0 | 0.002513 | 0.00064163 | 11
17 | 2015-11-16 17:00 | 21.4699 | 0 | 36% | 51% | 277.1321 | 896.682 | 36% | 51% | 247.1761 | 312.9596 | 0 | 0 | 0.00025826 | 0.0011758 | 11
18 | 2015-11-16 18:00 | 0 | 81.8582 | 42% | 56% | 348.369 | 902.7338 | 42% | 56% | 247.1761 | 312.9596 | 0 | 0 | 0.0019602 | 0.00017652 | 11
19 | 2015-11-16 19:00 | 20.5867 | 47.8457 | 46% | 55% | 360.9603 | 919.1643 | 46% | 55% | 247.1761 | 312.9596 | 0 | 0 | 0.00050558 | 0.00015303 | 11
20 | 2015-11-16 20:00 | 46.9349 | 74.0075 | 56% | 55% | 417.5571 | 893.0025 | 56% | 55% | 247.1761 | 312.9596 | 0 | 0 | 6.8243e-06 | 6.2972e-06 | 11
21 | 2015-11-16 21:00 | 0 | 107.6347 | 49% | 54% | 406.4305 | 841.7933 | 49% | 54% | 247.1761 | 312.9596 | 0 | 0 | 0.0019382 | 0.00016903 | 11
22 | 2015-11-16 22:00 | 0 | 108.8387 | 63% | 51% | 522.5535 | 787.8433 | 63% | 51% | 247.1761 | 312.9596 | 0 | 0 | 0.00061093 | 0.00076251 | 11
23 | 2015-11-16 23:00 | 0 | 216.1488 | 68% | 49% | 564.026 | 645.3692 | 68% | 49% | 247.1761 | 312.9596 | 0 | 0 | 0.0026884 | 0.006807 | 11
0 | 2015-11-17 | 36.1607 | 161.4875 | 75% | 45% | 585.9268 | 629.7025 | 75% | 45% | 247.1761 | 312.9596 | 0 | 0 | 2.6687e-05 | 0.0035587 | 11
1 | 2015-11-17 01:00 | 22.3498 | 59.6398 | 75% | 36% | 599.7377 | 573.3122 | 75% | 36% | 247.1761 | 312.9596 | 0 | 0 | 0.0001319 | 1.7079e-05 | 11
2 | 2015-11-17 02:00 | 41.361 | 258.707 | 75% | 40% | 580.7265 | 444.573 | 75% | 40% | 247.1761 | 312.9596 | 0 | 0 | 0.00013077 | 0.012883 | 11
3 | 2015-11-17 03:00 | 20.4605 | 211.4981 | 74% | 33% | 593.3325 | 368.7079 | 74% | 33% | 247.1761 | 312.9596 | 0 | 0 | 0.0015518 | 0.0081202 | 11
4 | 2015-11-17 04:00 | 0 | 39.3668 | 74% | 29% | 613.793 | 470.5112 | 74% | 29% | 247.1761 | 312.9596 | 0 | 0 | 0.0041038 | 0.00013689 | 11
5 | 2015-11-17 05:00 | 29.828 | 29.1697 | 79% | 33% | 625.4375 | 551.0363 | 79% | 33% | 247.1761 | 312.9596 | 0 | 0 | 0.00025294 | 0.00018467 | 11
6 | 2015-11-17 06:00 | 128.2919 | 0 | 81% | 34% | 543.5626 | 597.788 | 81% | 34% | 247.1761 | 312.9596 | 0 | 0 | 0.011478 | 0.0013815 | 11
7 | 2015-11-17 07:00 | 0 | 0 | 85% | 36% | 705.0325 | 632.952 | 85% | 36% | 247.1761 | 312.9596 | 0 | 0 | 0.0040861 | 0.00088734 | 11
8 | 2015-11-17 08:00 | 29.8397 | 0 | 84% | 46% | 666.8983 | 808.772 | 84% | 46% | 247.1761 | 312.9596 | 0 | 0 | 9.8157e-08 | 0.0021141 | 11
9 | 2015-11-17 09:00 | 191.1743 | 0 | 85% | 56% | 513.8582 | 984.592 | 85% | 56% | 247.1761 | 312.9596 | 0 | 0 | 0.027743 | 0.001107 | 11
10 | 2015-11-17 10:00 | 153.8706 | 0 | 84% | 61% | 542.8674 | 1072.502 | 84% | 61% | 247.1761 | 312.9596 | 0 | 0 | 0.022454 | 0.0011846 | 11
11 | 2015-11-17 11:00 | 137.7647 | 0 | 74% | 62% | 476.0283 | 1090.084 | 74% | 62% | 247.1761 | 312.9596 | 0 | 0 | 0.01041 | 0.0018437 | 11
12 | 2015-11-17 12:00 | 135.4837 | 0 | 70% | 64% | 445.1313 | 1125.248 | 70% | 64% | 247.1761 | 312.9596 | 0 | 0 | 0.015253 | 0.0016915 | 11
13 | 2015-11-17 13:00 | 132.0114 | 0 | 49% | 69% | 274.4191 | 1213.158 | 49% | 69% | 247.1761 | 312.9596 | 0 | 0 | 0.013255 | 0.00057284 | 11
14 | 2015-11-17 14:00 | 145.0117 | 0 | 43% | 69% | 211.6518 | 1213.158 | 43% | 69% | 247.1761 | 312.9596 | 0 | 0 | 0.014684 | 0.00057284 | 11
15 | 2015-11-17 15:00 | 307.4904 | 0 | 56% | 69% | 157.0016 | 1213.158 | 56% | 69% | 247.1761 | 312.9596 | 0.056 | 0 | 0.10033 | 0.00057284 | 11
16 | 2015-11-17 16:00 | 269.8266 | 0 | 52% | 71% | 161.4874 | 1248.322 | 52% | 71% | 247.1761 | 312.9596 | 0.01 | 0 | 0.077831 | 0.00064273 | 11
17 | 2015-11-17 17:00 | 89.6032 | 49.6034 | 34% | 76% | 192.4098 | 1286.6286 | 34% | 76% | 247.1761 | 312.9596 | 0 | 0 | 0.0043646 | 0.00047298 | 11
18 | 2015-11-17 18:00 | 31.4922 | 52.1647 | 41% | 78% | 308.5823 | 1319.2313 | 41% | 78% | 247.1761 | 312.9596 | 0 | 0 | 6.8145e-05 | 4.0881e-05 | 11
19 | 2015-11-17 19:00 | 109.5163 | 0 | 44% | 78% | 255.4417 | 1371.396 | 44% | 78% | 247.1761 | 312.9596 | 0 | 0 | 0.0061199 | 0.00054175 | 11
20 | 2015-11-17 20:00 | 164.6936 | 0 | 51% | 82% | 258.3259 | 1441.724 | 51% | 82% | 247.1761 | 312.9596 | 0 | 0 | 0.023768 | 0.00097042 | 11
21 | 2015-11-17 21:00 | 53.0028 | 0 | 54% | 78% | 394.9002 | 1371.396 | 54% | 78% | 247.1761 | 312.9596 | 0 | 0 | 0.00033471 | 0.00054175 | 11
22 | 2015-11-17 22:00 | 0 | 0 | 60% | 72% | 497.67 | 1265.904 | 60% | 72% | 247.1761 | 312.9596 | 0 | 0 | 0.0017678 | 0.0025726 | 11
23 | 2015-11-17 23:00 | 0 | 49.2509 | 55% | 84% | 456.1975 | 1427.6371 | 55% | 84% | 247.1761 | 312.9596 | 0 | 0 | 0.0032109 | 0.00017623 | 11
0 | 2015-11-18 | 0 | 36.7861 | 63% | 82% | 522.5535 | 1404.9379 | 63% | 82% | 247.1761 | 312.9596 | 0 | 0 | 0.00061093 | 0.00010463 | 11
1 | 2015-11-18 01:00 | 52.4794 | 101.3467 | 77% | 80% | 586.1971 | 1305.2133 | 77% | 80% | 247.1761 | 312.9596 | 0 | 0 | 0.00081264 | 0.00010145 | 11
2 | 2015-11-18 02:00 | 18.3826 | 95.8852 | 75% | 78% | 603.7049 | 1275.5108 | 75% | 78% | 247.1761 | 312.9596 | 0 | 0 | 0.00026464 | 0.00097721 | 11
3 | 2015-11-18 03:00 | 22.5762 | 106.2977 | 76% | 74% | 607.8058 | 1194.7703 | 76% | 74% | 247.1761 | 312.9596 | 0 | 0 | 1.8655e-05 | 0.0010562 | 11
4 | 2015-11-18 04:00 | 0 | 46.9232 | 75% | 72% | 622.0875 | 1218.9808 | 75% | 72% | 247.1761 | 312.9596 | 0 | 0 | 0.0014769 | 0.00057758 | 11
5 | 2015-11-18 05:00 | 78.0436 | 0 | 78% | 71% | 568.9274 | 1248.322 | 78% | 71% | 247.1761 | 312.9596 | 0 | 0 | 0.0023869 | 0.00064273 | 11
6 | 2015-11-18 06:00 | 0 | 0 | 60% | 72% | 497.67 | 1265.904 | 60% | 72% | 247.1761 | 312.9596 | 0 | 0 | 0.0017678 | 0.0025726 | 11
7 | 2015-11-18 07:00 | 17.2231 | 113.9074 | 72% | 71% | 579.9809 | 1134.4146 | 72% | 71% | 247.1761 | 312.9596 | 0 | 0 | 0.00049578 | 0.0015551 | 11
8 | 2015-11-18 08:00 | 59.5162 | 220.4782 | 73% | 70% | 545.9823 | 1010.2618 | 73% | 70% | 247.1761 | 312.9596 | 0 | 0 | 0.00083961 | 0.0099326 | 11
9 | 2015-11-18 09:00 | 72.5789 | 235.1266 | 70% | 66% | 508.0361 | 925.2854 | 70% | 66% | 247.1761 | 312.9596 | 0 | 0 | 0.0022718 | 0.0095185 | 11
10 | 2015-11-18 10:00 | 55.412 | 256.3507 | 63% | 64% | 467.1415 | 868.8973 | 63% | 64% | 247.1761 | 312.9596 | 0 | 0 | 0.0017715 | 0.010957 | 11
11 | 2015-11-18 11:00 | 0 | 278.2582 | 53% | 61% | 439.6085 | 794.2438 | 53% | 61% | 247.1761 | 312.9596 | 0 | 0 | 0.0021906 | 0.015338 | 11
12 | 2015-11-18 12:00 | 0 | 240.3719 | 61% | 59% | 505.9645 | 796.9661 | 61% | 59% | 247.1761 | 312.9596 | 0 | 0 | 0.001728 | 0.010196 | 11
13 | 2015-11-18 13:00 | 0 | 220.2952 | 60% | 61% | 497.67 | 852.2068 | 60% | 61% | 247.1761 | 312.9596 | 0 | 0 | 0.0017678 | 0.0082588 | 11
14 | 2015-11-18 14:00 | 0 | 202.2671 | 48% | 63% | 398.136 | 905.3989 | 48% | 63% | 247.1761 | 312.9596 | 0 | 0 | 0.0016731 | 0.0044132 | 11
15 | 2015-11-18 15:00 | 0 | 326.0114 | 45% | 60% | 373.2525 | 728.9086 | 45% | 60% | 247.1761 | 312.9596 | 0 | 0.002 | 0.001179 | 0.024145 | 11
16 | 2015-11-18 16:00 | 94.5058 | 445.2338 | 57% | 58% | 378.2807 | 574.5222 | 57% | 58% | 247.1761 | 312.9596 | 0 | 0.051 | 0.0053012 | 0.041606 | 11
17 | 2015-11-18 17:00 | 97.4023 | 292.7521 | 52% | 52% | 333.9117 | 621.5119 | 52% | 52% | 247.1761 | 312.9596 | 0 | 0 | 0.0050559 | 0.01587 | 11
18 | 2015-11-18 18:00 | 110.38 | 0 | 50% | 44% | 304.345 | 773.608 | 50% | 44% | 247.1761 | 312.9596 | 0 | 0 | 0.0065605 | 0.0013793 | 11
19 | 2015-11-18 19:00 | 124.2142 | 48.6127 | 43% | 51% | 232.4493 | 848.0693 | 43% | 51% | 247.1761 | 312.9596 | 0 | 0 | 0.0092358 | 4.41e-05 | 11
20 | 2015-11-18 20:00 | 32.0071 | 45.8689 | 41% | 51% | 308.0674 | 850.8131 | 41% | 51% | 247.1761 | 312.9596 | 0 | 0 | 5.8281e-05 | 6.7262e-05 | 11
21 | 2015-11-18 21:00 | 0 | 0 | 36% | 53% | 298.602 | 931.846 | 36% | 53% | 247.1761 | 312.9596 | 0 | 0 | 0.0017602 | 0.0016794 | 11
22 | 2015-11-18 22:00 | 0 | 0 | 39% | 59% | 323.4855 | 1037.338 | 39% | 59% | 247.1761 | 312.9596 | 0 | 0 | 0.0012092 | 0.0012771 | 11
23 | 2015-11-18 23:00 | 67.969 | 108.2162 | 28% | 62% | 164.277 | 981.8678 | 28% | 62% | 235.846 | 312.9596 | 0 | 0 | 0.0024476 | 0.00034638 | 11
0 | 2015-11-19 | 75.1921 | 225.7819 | 26% | 63% | 140.4649 | 881.8841 | 26% | 63% | 219.257 | 312.9596 | 0 | 0 | 0.0016779 | 0.0063691 | 11
1 | 2015-11-19 01:00 | 0 | 191.1982 | 19% | 57% | 157.5955 | 810.9758 | 19% | 57% | 161.1955 | 312.9596 | 0 | 0 | 0.001231 | 0.0057816 | 11
2 | 2015-11-19 02:00 | 0 | 135.2027 | 21% | 51% | 174.1845 | 761.4793 | 21% | 51% | 177.7845 | 312.9596 | 0 | 0 | 0.002694 | 0.0018155 | 11
3 | 2015-11-19 03:00 | 123.5188 | 88.3042 | 23% | 48% | 67.2547 | 755.6318 | 23% | 48% | 194.3735 | 312.9596 | 0 | 0 | 0.011371 | 9.1337e-05 | 11
4 | 2015-11-19 04:00 | 130.2436 | 41.6848 | 18% | 47% | 19.0574 | 784.6692 | 18% | 47% | 152.901 | 312.9596 | 0 | 0 | 0.015775 | 0.00020504 | 11
5 | 2015-11-19 05:00 | 79.9721 | 140.3179 | 7% | 48% | -21.9106 | 703.6181 | 9% | 48% | 247.1761 | 312.9596 | 0 | 0 | 0.0048851 | 0.001532 | 11
6 | 2015-11-19 06:00 | 24.3203 | 320.8982 | 3% | 49% | 0.56322 | 540.6198 | 3% | 49% | 28.4835 | 312.9596 | 0 | 0.001 | 0.00030521 | 0.020187 | 11
7 | 2015-11-19 07:00 | 6.5564 | 273.2106 | 1% | 41% | 1.7381 | 447.6514 | 1% | 41% | 11.8945 | 312.9596 | 0 | 0 | 1.1943e-05 | 0.013817 | 11
8 | 2015-11-19 08:00 | 6.9247 | 199.1082 | 2% | 38% | 9.6643 | 469.0078 | 2% | 38% | 20.189 | 312.9596 | 0 | 0 | 1.5174e-06 | 0.0059704 | 11
9 | 2015-11-19 09:00 | 4.7166 | 72.7091 | 1% | 37% | 3.5779 | 577.8249 | 1% | 37% | 11.8945 | 312.9596 | 0 | 0 | 1.5321e-06 | 3.7283e-05 | 11
10 | 2015-11-19 10:00 | 4.1501 | 22.8709 | 1% | 40% | 4.1444 | 680.4091 | 1% | 40% | 11.8945 | 312.9596 | 0 | 0 | 3.0777e-07 | 0.00042561 | 11
11 | 2015-11-19 11:00 | 6.0149 | 44.052 | 2% | 44% | 10.5741 | 729.556 | 2% | 44% | 20.189 | 312.9596 | 0 | 0 | 1.8196e-08 | 0.00014603 | 11
12 | 2015-11-19 12:00 | 5.8453 | 42.9083 | 1% | 46% | 2.4492 | 765.8637 | 1% | 46% | 11.8945 | 312.9596 | 0 | 0 | 6.7526e-06 | 0.00046544 | 11
13 | 2015-11-19 13:00 | 5.2326 | 0 | 1% | 46% | 3.0619 | 808.772 | 1% | 46% | 11.8945 | 312.9596 | 0 | 0 | 3.4591e-06 | 0.0021141 | 11
14 | 2015-11-19 14:00 | 6.5034 | 159.3804 | 1% | 50% | 1.7911 | 719.7196 | 1% | 50% | 11.8945 | 312.9596 | 0 | 0 | 1.1506e-05 | 0.0025751 | 11
15 | 2015-11-19 15:00 | 0 | 149.7403 | 1% | 52% | 8.2945 | 764.5237 | 1% | 52% | 11.8945 | 312.9596 | 0 | 0 | 1.979e-05 | 0.0019924 | 11
16 | 2015-11-19 16:00 | 11.9996 | 0 | 1% | 51% | -3.7051 | 896.682 | 1% | 51% | 11.8945 | 312.9596 | 0.001 | 0 | 0.00010037 | 0.0011758 | 11
17 | 2015-11-19 17:00 | 18.8996 | 0 | 2% | 55% | -2.3106 | 967.01 | 2% | 55% | 20.189 | 312.9596 | 0 | 0 | 0.00024552 | 0.0015668 | 11
18 | 2015-11-19 18:00 | 15.749 | 84.6709 | 2% | 64% | 0.83996 | 1040.5771 | 2% | 64% | 20.189 | 312.9596 | 0 | 0 | 0.00014091 | 4.9422e-05 | 11
19 | 2015-11-19 19:00 | 8.6687 | 104.0332 | 2% | 61% | 7.9203 | 968.4688 | 2% | 61% | 20.189 | 312.9596 | 0 | 0 | 1.1118e-05 | 0.00061268 | 11
20 | 2015-11-19 20:00 | 9.1819 | 9.8041 | 1% | 59% | -0.88742 | 1027.5339 | 1% | 59% | 11.8945 | 312.9596 | 0 | 0 | 4.3841e-05 | 0.00090968 | 11
21 | 2015-11-19 21:00 | 7.0432 | 14.2954 | 2% | 61% | 9.5458 | 1058.2066 | 2% | 61% | 20.189 | 312.9596 | 0 | 0 | 1.8895e-06 | 0.00069102 | 11
22 | 2015-11-19 22:00 | 0 | 90.7507 | 2% | 63% | 16.589 | 1016.9153 | 2% | 63% | 20.189 | 312.9596 | 0 | 0 | 5.0648e-05 | 9.0338e-06 | 11
23 | 2015-11-19 23:00 | 0 | 211.2852 | 3% | 61% | 24.8835 | 861.2168 | 3% | 61% | 28.4835 | 312.9596 | 0 | 0 | 0.00014044 | 0.0073537 | 11
0 | 2015-11-20 | 4.8916 | 235.2846 | 4% | 58% | 28.2864 | 784.4714 | 4% | 58% | 36.778 | 312.9596 | 0 | 0 | 6.6077e-05 | 0.0071512 | 11
1 | 2015-11-20 01:00 | 19.5595 | 153.4908 | 5% | 54% | 21.913 | 795.9372 | 5% | 54% | 45.0725 | 312.9596 | 0 | 0 | 8.921e-05 | 0.0015274 | 11
2 | 2015-11-20 02:00 | 12.7116 | 33.868 | 2% | 53% | 3.8774 | 897.978 | 2% | 53% | 20.189 | 312.9596 | 0 | 0 | 6.7381e-05 | 0.00047164 | 11
3 | 2015-11-20 03:00 | 9.201 | 162.5328 | 1% | 52% | -0.9065 | 751.7312 | 1% | 52% | 11.8945 | 312.9596 | 0 | 0 | 4.4146e-05 | 0.0026949 | 11
4 | 2015-11-20 04:00 | 5.226 | 247.5091 | 1% | 55% | 3.0685 | 719.5009 | 1% | 55% | 11.8945 | 312.9596 | 0 | 0 | 3.4296e-06 | 0.01024 | 11
5 | 2015-11-20 05:00 | 4.1999 | 234.5137 | 1% | 48% | 4.0946 | 609.4223 | 1% | 48% | 11.8945 | 312.9596 | 0 | 0 | 3.7799e-07 | 0.0085962 | 11
6 | 2015-11-20 06:00 | 3.265 | 324.2269 | 0% | 45% | -3.265 | 466.9631 | 0% | 45% | 3.6 | 312.9596 | 0 | 0.002 | 0.0004934 | 0.023169 | 11
7 | 2015-11-20 07:00 | 2.8019 | 363.5944 | 0% | 42% | -2.8019 | 374.8496 | 0% | 42% | 3.6 | 312.9596 | 0 | 0.01 | 0.00051852 | 0.029142 | 11
8 | 2015-11-20 08:00 | 4.5248 | 450.9239 | 1% | 43% | 3.7697 | 305.1021 | 1% | 43% | 11.8945 | 312.9596 | 0 | 0.057 | 1.0132e-06 | 0.041532 | 11
9 | 2015-11-20 09:00 | 5.201 | 443.4302 | 1% | 41% | 3.0935 | 277.4318 | 1% | 41% | 11.8945 | 312.9596 | 0 | 0.049 | 3.3191e-06 | 0.045951 | 11
10 | 2015-11-20 10:00 | 4.7501 | 59.0148 | 1% | 27% | 3.5444 | 415.6992 | 1% | 27% | 11.8945 | 312.9596 | 0 | 0 | 1.6336e-06 | 3.0435e-06 | 11
11 | 2015-11-20 11:00 | 4.3998 | 67.7585 | 1% | 31% | 3.8947 | 477.2835 | 1% | 31% | 11.8945 | 312.9596 | 0 | 0 | 7.3246e-07 | 8.4732e-05 | 11
12 | 2015-11-20 12:00 | 6.291 | 69.4994 | 1% | 34% | 2.0035 | 528.2886 | 1% | 34% | 11.8945 | 312.9596 | 0 | 0 | 9.8339e-06 | 5.5722e-06 | 11
13 | 2015-11-20 13:00 | 6.7128 | 56.4931 | 1% | 32% | 1.5817 | 506.1309 | 1% | 32% | 11.8945 | 312.9596 | 0 | 0 | 1.3282e-05 | 8.5904e-06 | 11
14 | 2015-11-20 14:00 | 3.7093 | 102.9829 | 2% | 30% | 12.8797 | 424.4771 | 2% | 30% | 20.189 | 312.9596 | 0 | 0 | 6.9946e-06 | 0.00084103 | 11
15 | 2015-11-20 15:00 | 14.5484 | 46.8745 | 3% | 28% | 10.3351 | 445.4215 | 3% | 28% | 28.4835 | 312.9596 | 0 | 0 | 3.2368e-05 | 4.0486e-06 | 11
16 | 2015-11-20 16:00 | 6.0179 | 48.1043 | 3% | 27% | 18.8656 | 426.6097 | 3% | 27% | 28.4835 | 312.9596 | 0 | 0 | 2.1117e-05 | 1.99e-05 | 11
17 | 2015-11-20 17:00 | 5.7991 | 0 | 4% | 25% | 27.3789 | 439.55 | 4% | 25% | 36.778 | 312.9596 | 0 | 0 | 4.9486e-05 | 0.00049903 | 11
18 | 2015-11-20 18:00 | 28.6622 | 0 | 7% | 30% | 29.3993 | 527.46 | 7% | 30% | 61.6615 | 312.9596 | 0 | 0 | 0.00018727 | 0.00087453 | 11
19 | 2015-11-20 19:00 | 32.4664 | 145.8554 | 6% | 28% | 17.3006 | 346.4406 | 6% | 28% | 53.367 | 312.9596 | 0 | 0 | 0.00032782 | 0.0033999 | 11
20 | 2015-11-20 20:00 | 1.0186 | 231.1256 | 4% | 22% | 32.1594 | 155.6784 | 4% | 22% | 36.778 | 312.9596 | 0 | 0 | 0.00016379 | 0.011801 | 11
21 | 2015-11-20 21:00 | 2.7805 | 187.9818 | 6% | 15% | 46.9865 | 75.7482 | 6% | 15% | 53.367 | 263.73 | 0 | 0 | 0.00031272 | 0.0068981 | 11
22 | 2015-11-20 22:00 | 10.2665 | 125.8099 | 4% | 10% | 22.9115 | 50.0101 | 4% | 10% | 36.778 | 175.82 | 0 | 0 | 2.7181e-06 | 0.0025254 | 11
23 | 2015-11-20 23:00 | 20.6794 | 0 | 4% | 11% | 12.4986 | 193.402 | 4% | 11% | 36.778 | 193.402 | 0 | 0 | 0.00011893 | 0.00030201 | 11
0 | 2015-11-21 | 19.065 | 0 | 5% | 18% | 22.4075 | 316.476 | 5% | 18% | 45.0725 | 312.9596 | 0 | 0 | 7.8303e-05 | 0.00062476 | 11
1 | 2015-11-21 01:00 | 5.1816 | 0 | 3% | 27% | 19.7019 | 474.714 | 3% | 27% | 28.4835 | 312.9596 | 0 | 0 | 3.14e-05 | 0.0010126 | 11
2 | 2015-11-21 02:00 | 8.8277 | 0 | 4% | 40% | 24.3503 | 703.28 | 4% | 40% | 36.778 | 312.9596 | 0 | 0 | 1.1447e-05 | 0.0011315 | 11
3 | 2015-11-21 03:00 | 0 | 0 | 2% | 53% | 16.589 | 931.846 | 2% | 53% | 20.189 | 312.9596 | 0 | 0 | 5.0648e-05 | 0.0016794 | 11
4 | 2015-11-21 04:00 | 3.7792 | 0 | 2% | 64% | 12.8098 | 1125.248 | 2% | 64% | 20.189 | 312.9596 | 0 | 0 | 6.5563e-06 | 0.0016915 | 11
5 | 2015-11-21 05:00 | 0.61896 | 0 | 2% | 64% | 15.97 | 1125.248 | 2% | 64% | 20.189 | 312.9596 | 0 | 0 | 4.0584e-05 | 0.0016915 | 11
6 | 2015-11-21 06:00 | 6.0826 | 0 | 2% | 68% | 10.5064 | 1195.576 | 2% | 68% | 20.189 | 312.9596 | 0 | 0 | 4.6868e-08 | 0.0014773 | 11
7 | 2015-11-21 07:00 | 11.7598 | 0 | 2% | 66% | 4.8292 | 1160.412 | 2% | 66% | 20.189 | 312.9596 | 0 | 0 | 4.9858e-05 | 0.0013082 | 11
8 | 2015-11-21 08:00 | 9.3877 | 0 | 1% | 67% | -1.0932 | 1177.994 | 1% | 67% | 11.8945 | 312.9596 | 0 | 0 | 4.7188e-05 | 0.00087013 | 11
9 | 2015-11-21 09:00 | 1.3372 | 0 | 0% | 67% | -1.3372 | 1177.994 | 0% | 67% | 3.6 | 312.9596 | 0 | 0 | 0.00060206 | 0.00087013 | 11
10 | 2015-11-21 10:00 | 2.2999 | 0 | 0% | 66% | -2.2999 | 1160.412 | 0% | 66% | 3.6 | 312.9596 | 0 | 0 | 0.00054644 | 0.0013082 | 11
11 | 2015-11-21 11:00 | 2.1125 | 0 | 0% | 63% | -2.1125 | 1107.666 | 0% | 63% | 3.6 | 312.9596 | 0 | 0 | 0.00055706 | 0.0023629 | 11
12 | 2015-11-21 12:00 | 2.5373 | 0 | 0% | 63% | -2.5373 | 1107.666 | 0% | 63% | 3.6 | 312.9596 | 0 | 0 | 0.00053315 | 0.0023629 | 11
13 | 2015-11-21 13:00 | 2.3623 | 0 | 0% | 64% | -2.3623 | 1125.248 | 0% | 64% | 3.6 | 312.9596 | 0 | 0 | 0.00054293 | 0.0016915 | 11
14 | 2015-11-21 14:00 | 2.4 | 0 | 0% | 65% | -2.4 | 1142.83 | 0% | 65% | 3.6 | 312.9596 | 0 | 0 | 0.00054082 | 0.0013583 | 11
15 | 2015-11-21 15:00 | 0 | 0 | 0% | 64% | 0 | 1125.248 | 0% | 64% | 3.6 | 312.9596 | 0 | 0 | 0.00068377 | 0.0016915 | 11
16 | 2015-11-21 16:00 | 0.71232 | 0 | 0% | 63% | -0.71232 | 1107.666 | 0% | 63% | 3.6 | 312.9596 | 0 | 0 | 0.00063959 | 0.0023629 | 11
17 | 2015-11-21 17:00 | 0 | 0 | 0% | 62% | 0 | 1090.084 | 0% | 62% | 3.6 | 312.9596 | 0 | 0 | 0.00068377 | 0.0018437 | 11
18 | 2015-11-21 18:00 | 0 | 26.9166 | 1% | 62% | 8.2945 | 1063.1674 | 1% | 62% | 11.8945 | 312.9596 | 0 | 0 | 1.979e-05 | 0.00076336 | 11
19 | 2015-11-21 19:00 | 1.8647 | 46.2445 | 1% | 62% | 6.4298 | 1043.8395 | 1% | 62% | 11.8945 | 312.9596 | 0 | 0 | 4.8424e-06 | 0.00027675 | 11
20 | 2015-11-21 20:00 | 0 | 25.7324 | 0% | 59% | 0 | 1011.6056 | 0% | 59% | 3.6 | 312.9596 | 0 | 0 | 0.00068377 | 0.00044527 | 11
21 | 2015-11-21 21:00 | 2.4131 | 0 | 1% | 60% | 5.8814 | 1054.92 | 1% | 60% | 11.8945 | 312.9596 | 0 | 0 | 2.3697e-06 | 0.00090215 | 11
22 | 2015-11-21 22:00 | 2.8007 | 0 | 0% | 60% | -2.8007 | 1054.92 | 0% | 60% | 3.6 | 312.9596 | 0 | 0 | 0.00051858 | 0.00090215 | 11
23 | 2015-11-21 23:00 | 3.3 | 0 | 0% | 68% | -3.3 | 1195.576 | 0% | 68% | 3.6 | 312.9596 | 0 | 0 | 0.00049153 | 0.0014773 | 11
0 | 2015-11-22 | 2.1691 | 0 | 0% | 71% | -2.1691 | 1248.322 | 0% | 71% | 3.6 | 312.9596 | 0 | 0 | 0.00055384 | 0.00064273 | 11
1 | 2015-11-22 01:00 | 1.3109 | 0 | 0% | 71% | -1.3109 | 1248.322 | 0% | 71% | 3.6 | 312.9596 | 0 | 0 | 0.00060361 | 0.00064273 | 11
2 | 2015-11-22 02:00 | 2.4071 | 0 | 1% | 70% | 5.8874 | 1230.74 | 1% | 70% | 11.8945 | 312.9596 | 0 | 0 | 2.392e-06 | 0.00066243 | 11
3 | 2015-11-22 03:00 | 2.2124 | 42.6481 | 1% | 71% | 6.0821 | 1205.6739 | 1% | 71% | 11.8945 | 312.9596 | 0 | 0 | 3.173e-06 | 1.2001e-06 | 11
4 | 2015-11-22 04:00 | 0.02136 | 69.3982 | 0% | 70% | -0.02136 | 1161.3418 | 0% | 70% | 3.6 | 312.9596 | 0 | 0 | 0.00068242 | 0.00018861 | 11
5 | 2015-11-22 05:00 | 0 | 0.25968 | 1% | 67% | 8.2945 | 1177.7343 | 1% | 67% | 11.8945 | 312.9596 | 0 | 0 | 1.979e-05 | 0.00086144 | 11
6 | 2015-11-22 06:00 | 4.4075 | 8.8176 | 1% | 68% | 3.887 | 1186.7584 | 1% | 68% | 11.8945 | 312.9596 | 0 | 0 | 7.4839e-07 | 0.001117 | 11
7 | 2015-11-22 07:00 | 4.4075 | 30.1909 | 1% | 68% | 3.887 | 1165.3851 | 1% | 68% | 11.8945 | 312.9596 | 0 | 0 | 7.4839e-07 | 0.00045219 | 11
8 | 2015-11-22 08:00 | 0.02988 | 81.6978 | 0% | 67% | -0.02988 | 1096.2962 | 0% | 67% | 3.6 | 312.9596 | 0 | 0 | 0.00068189 | 0.00028794 | 11
9 | 2015-11-22 09:00 | 0 | 8.9174 | 0% | 60% | 0 | 1046.0026 | 0% | 60% | 3.6 | 312.9596 | 0 | 0 | 0.00068377 | 0.0006232 | 11
10 | 2015-11-22 10:00 | 0.1104 | 138.8702 | 0% | 61% | -0.1104 | 933.6318 | 0% | 61% | 3.6 | 312.9596 | 0 | 0 | 0.00067683 | 0.0019862 | 11
11 | 2015-11-22 11:00 | 2.3039 | 34.0188 | 0% | 56% | -2.3039 | 950.5732 | 0% | 56% | 3.6 | 312.9596 | 0 | 0 | 0.00054622 | 0.00019386 | 11
12 | 2015-11-22 12:00 | 2.2044 | 8.6417 | 0% | 54% | -2.2044 | 940.7863 | 0% | 54% | 3.6 | 312.9596 | 0 | 0 | 0.00055184 | 0.0018751 | 11
13 | 2015-11-22 13:00 | 0.60708 | 48.2328 | 0% | 57% | -0.60708 | 953.9412 | 0% | 57% | 3.6 | 312.9596 | 0 | 0 | 0.00064603 | 2.7844e-05 | 11
14 | 2015-11-22 14:00 | 1.3043 | 74.6926 | 0% | 52% | -1.3043 | 839.5714 | 0% | 52% | 3.6 | 312.9596 | 0 | 0 | 0.00060401 | 3.809e-06 | 11
15 | 2015-11-22 15:00 | 1.2017 | 90.648 | 0% | 52% | -1.2017 | 823.616 | 0% | 52% | 3.6 | 312.9596 | 0 | 0 | 0.0006101 | 0.00012158 | 11
16 | 2015-11-22 16:00 | 3.4 | 26.4556 | 0% | 49% | -3.4 | 835.0624 | 0% | 49% | 3.6 | 312.9596 | 0 | 0 | 0.0004862 | 0.00064444 | 11
17 | 2015-11-22 17:00 | 1.1891 | 17.7436 | 0% | 51% | -1.1891 | 878.9384 | 0% | 51% | 3.6 | 312.9596 | 0 | 0 | 0.00061085 | 0.00058555 | 11
18 | 2015-11-22 18:00 | 1.4999 | 0 | 0% | 50% | -1.4999 | 879.1 | 0% | 50% | 3.6 | 312.9596 | 0 | 0 | 0.00059247 | 0.0015923 | 11
19 | 2015-11-22 19:00 | 1.4 | 92.3131 | 0% | 51% | -1.4 | 804.3689 | 0% | 51% | 3.6 | 312.9596 | 0 | 0 | 0.00059834 | 0.00033176 | 11
20 | 2015-11-22 20:00 | 1.3999 | 146.0767 | 0% | 48% | -1.3999 | 697.8593 | 0% | 48% | 3.6 | 312.9596 | 0 | 0 | 0.00059835 | 0.0017991 | 11
21 | 2015-11-22 21:00 | 0.71244 | 186.1082 | 0% | 40% | -0.71244 | 517.1718 | 0% | 40% | 3.6 | 312.9596 | 0 | 0 | 0.00063959 | 0.0052147 | 11
22 | 2015-11-22 22:00 | 1.3 | 190.2302 | 0% | 39% | -1.3 | 495.4678 | 0% | 39% | 3.6 | 312.9596 | 0 | 0 | 0.00060426 | 0.0048321 | 11
23 | 2015-11-22 23:00 | 1.5998 | 0 | 0% | 30% | -1.5998 | 527.46 | 0% | 30% | 3.6 | 312.9596 | 0 | 0 | 0.00058662 | 0.00087453 | 11
0 | 2015-11-23 | 1.5376 | 132.3065 | 0% | 35% | -1.5376 | 483.0635 | 0% | 35% | 3.6 | 312.9596 | 0 | 0 | 0.00059026 | 0.0018912 | 11
1 | 2015-11-23 01:00 | 3.4 | 228.1584 | 0% | 38% | -3.4 | 439.9576 | 0% | 38% | 3.6 | 312.9596 | 0 | 0 | 0.0004862 | 0.0087968 | 11
2 | 2015-11-23 02:00 | 4.0999 | 168.0186 | 0% | 33% | -4.0999 | 412.1874 | 0% | 33% | 3.6 | 312.9596 | 0.001 | 0 | 0.0004497 | 0.0042749 | 11
3 | 2015-11-23 03:00 | 3.475 | 107.7754 | 0% | 31% | -3.475 | 437.2666 | 0% | 31% | 3.6 | 312.9596 | 0 | 0 | 0.00048222 | 0.0010218 | 11
4 | 2015-11-23 04:00 | 3.3 | 32.3753 | 0% | 31% | -3.3 | 512.6667 | 0% | 31% | 3.6 | 312.9596 | 0 | 0 | 0.00049153 | 0.00011924 | 11
5 | 2015-11-23 05:00 | 3.2375 | 0 | 0% | 36% | -3.2375 | 632.952 | 0% | 36% | 3.6 | 312.9596 | 0 | 0 | 0.00049488 | 0.00088734 | 11
6 | 2015-11-23 06:00 | 3.1375 | 30.8798 | 0% | 38% | -3.1375 | 637.2362 | 0% | 38% | 3.6 | 312.9596 | 0 | 0 | 0.00050025 | 0.00033907 | 11
7 | 2015-11-23 07:00 | 2.4749 | 167.6936 | 0% | 43% | -2.4749 | 588.3324 | 0% | 43% | 3.6 | 312.9596 | 0 | 0 | 0.00053663 | 0.0018235 | 11
8 | 2015-11-23 08:00 | 3.1 | 238.8995 | 0% | 40% | -3.1 | 464.3805 | 0% | 40% | 3.6 | 312.9596 | 0 | 0 | 0.00050228 | 0.010453 | 11
9 | 2015-11-23 09:00 | 2.0374 | 173.5816 | 0% | 39% | -2.0374 | 512.1164 | 0% | 39% | 3.6 | 312.9596 | 0 | 0 | 0.00056134 | 0.0036053 | 11
10 | 2015-11-23 10:00 | 1.2125 | 99.9078 | 0% | 36% | -1.2125 | 533.0442 | 0% | 36% | 3.6 | 312.9596 | 0 | 0 | 0.00060946 | 0.00073093 | 11
11 | 2015-11-23 11:00 | 1.1999 | 41.5619 | 0% | 39% | -1.1999 | 644.1361 | 0% | 39% | 3.6 | 312.9596 | 0 | 0 | 0.00061021 | 0.00022632 | 11
12 | 2015-11-23 12:00 | 2.1998 | 0 | 0% | 41% | -2.1998 | 720.862 | 0% | 41% | 3.6 | 312.9596 | 0 | 0 | 0.0005521 | 0.0014323 | 11
13 | 2015-11-23 13:00 | 1.6374 | 8.0026 | 0% | 41% | -1.6374 | 712.8594 | 0% | 41% | 3.6 | 312.9596 | 0 | 0 | 0.00058443 | 0.0011085 | 11
14 | 2015-11-23 14:00 | 1.9 | 21.972 | 0% | 42% | -1.9 | 716.472 | 0% | 42% | 3.6 | 312.9596 | 0 | 0 | 0.00056922 | 0.00055663 | 11
15 | 2015-11-23 15:00 | 2.8037 | 60.6301 | 0% | 43% | -2.8037 | 695.3959 | 0% | 43% | 3.6 | 312.9596 | 0 | 0 | 0.00051842 | 0.00033091 | 11
16 | 2015-11-23 16:00 | 0 | 29.4959 | 1% | 46% | 8.2945 | 779.2761 | 1% | 46% | 11.8945 | 312.9596 | 0 | 0 | 1.979e-05 | 0.00085279 | 11
17 | 2015-11-23 17:00 | 0 | 78.5254 | 3% | 45% | 24.8835 | 712.6646 | 3% | 45% | 28.4835 | 312.9596 | 0 | 0 | 0.00014044 | 0.00015547 | 11
18 | 2015-11-23 18:00 | 28.6644 | 373.1671 | 9% | 54% | 45.9861 | 576.2609 | 9% | 54% | 78.2505 | 312.9596 | 0 | 0.013 | 6.4579e-05 | 0.026905 | 11
19 | 2015-11-23 19:00 | 74.1559 | 336.3742 | 11% | 48% | 17.0836 | 507.5618 | 11% | 48% | 94.8395 | 312.9596 | 0 | 0.005 | 0.0036812 | 0.022695 | 11
20 | 2015-11-23 20:00 | 76.698 | 418.1147 | 10% | 50% | 6.247 | 460.9853 | 10% | 50% | 86.545 | 312.9596 | 0 | 0.029 | 0.0047041 | 0.039166 | 11
21 | 2015-11-23 21:00 | 42.751 | 370.1016 | 9% | 51% | 31.8995 | 526.5804 | 9% | 51% | 78.2505 | 312.9596 | 0 | 0.012 | 0.00062596 | 0.03105 | 11
22 | 2015-11-23 22:00 | 0 | 361.4282 | 8% | 53% | 66.356 | 570.4178 | 8% | 53% | 69.956 | 312.9596 | 0 | 0.01 | 0.00043663 | 0.027089 | 11
23 | 2015-11-23 23:00 | 17.9762 | 303.7316 | 9% | 57% | 56.6743 | 698.4424 | 9% | 57% | 78.2505 | 312.9596 | 0 | 0 | 2.352e-05 | 0.019612 | 11
0 | 2015-11-24 | 69.9461 | 485.9442 | 13% | 63% | 37.8824 | 621.7218 | 13% | 63% | 111.4285 | 312.9596 | 0 | 0.098 | 0.0033051 | 0.051882 | 11
1 | 2015-11-24 01:00 | 37.1068 | 459.896 | 9% | 64% | 37.5437 | 665.352 | 9% | 64% | 78.2505 | 312.9596 | 0 | 0.067 | 0.00033176 | 0.048596 | 11
2 | 2015-11-24 02:00 | 30.0361 | 325.9782 | 4% | 62% | 3.1419 | 764.1058 | 4% | 62% | 36.778 | 312.9596 | 0 | 0.002 | 0.00049222 | 0.020297 | 11
3 | 2015-11-24 03:00 | 20.0141 | 270.7279 | 1% | 64% | -11.7196 | 854.5201 | 2% | 64% | 20.189 | 312.9596 | 0 | 0 | 0.00028943 | 0.012736 | 11
4 | 2015-11-24 04:00 | 3.4308 | 262.7024 | 1% | 68% | 4.8637 | 932.8736 | 1% | 68% | 11.8945 | 312.9596 | 0 | 0 | 9.7598e-08 | 0.012316 | 11
5 | 2015-11-24 05:00 | 2.6108 | 197.3556 | 1% | 59% | 5.6837 | 839.9824 | 1% | 59% | 11.8945 | 312.9596 | 0 | 0 | 1.6925e-06 | 0.005854 | 11
6 | 2015-11-24 06:00 | 0 | 76.7273 | 2% | 57% | 16.589 | 925.4467 | 2% | 57% | 20.189 | 312.9596 | 0 | 0 | 5.0648e-05 | 0.00011946 | 11
7 | 2015-11-24 07:00 | 0 | 0 | 3% | 57% | 24.8835 | 1002.174 | 3% | 57% | 28.4835 | 312.9596 | 0 | 0 | 0.00014044 | 0.0010699 | 11
8 | 2015-11-24 08:00 | 9.9067 | 10.2679 | 4% | 61% | 23.2713 | 1062.2341 | 4% | 61% | 36.778 | 312.9596 | 0 | 0 | 4.3364e-06 | 0.00081669 | 11
9 | 2015-11-24 09:00 | 23.4545 | 0 | 5% | 60% | 18.018 | 1054.92 | 5% | 60% | 45.0725 | 312.9596 | 0 | 0 | 0.00019997 | 0.00090215 | 11
10 | 2015-11-24 10:00 | 21.6683 | 0 | 3% | 61% | 3.2152 | 1072.502 | 3% | 61% | 28.4835 | 312.9596 | 0 | 0 | 0.00020372 | 0.0011846 | 11
11 | 2015-11-24 11:00 | 26.7061 | 92.4724 | 3% | 67% | -1.8226 | 1085.5216 | 3% | 67% | 28.4835 | 312.9596 | 0 | 0 | 0.00041399 | 0.00053347 | 11
12 | 2015-11-24 12:00 | 27.816 | 74.4127 | 4% | 63% | 5.362 | 1033.2533 | 4% | 63% | 36.778 | 312.9596 | 0 | 0 | 0.00038062 | 3.9524e-05 | 11
13 | 2015-11-24 13:00 | 24.9662 | 277.463 | 3% | 62% | -0.08274 | 812.621 | 3% | 62% | 28.4835 | 312.9596 | 0 | 0 | 0.00033303 | 0.013196 | 11
14 | 2015-11-24 14:00 | 10.8013 | 257.6989 | 2% | 56% | 5.7877 | 726.8931 | 2% | 56% | 20.189 | 312.9596 | 0 | 0 | 3.4875e-05 | 0.012836 | 11
15 | 2015-11-24 15:00 | 8.5061 | 198.3347 | 3% | 52% | 16.3774 | 715.9293 | 3% | 52% | 28.4835 | 312.9596 | 0 | 0 | 2.5457e-06 | 0.0052236 | 11
16 | 2015-11-24 16:00 | 0 | 337.319 | 4% | 52% | 33.178 | 576.945 | 4% | 52% | 36.778 | 312.9596 | 0 | 0.005 | 0.00019673 | 0.022899 | 11
17 | 2015-11-24 17:00 | 27.8966 | 440.5164 | 12% | 46% | 71.6374 | 368.2556 | 12% | 46% | 103.134 | 312.9596 | 0 | 0.047 | 9.6242e-07 | 0.041849 | 11
18 | 2015-11-24 18:00 | 63.1254 | 322.209 | 17% | 36% | 77.8811 | 310.743 | 17% | 36% | 144.6065 | 312.9596 | 0 | 0.002 | 0.001626 | 0.023554 | 11
19 | 2015-11-24 19:00 | 100.1386 | 295.124 | 23% | 32% | 90.6349 | 267.5 | 23% | 32% | 194.3735 | 312.9596 | 0 | 0 | 0.006154 | 0.017634 | 11
20 | 2015-11-24 20:00 | 131.635 | 247.3802 | 31% | 27% | 125.4945 | 227.3338 | 31% | 27% | 247.1761 | 312.9596 | 0 | 0 | 0.015756 | 0.011855 | 11
21 | 2015-11-24 21:00 | 147.618 | 285.9982 | 39% | 28% | 175.8675 | 206.2978 | 39% | 28% | 247.1761 | 312.9596 | 0 | 0 | 0.020505 | 0.019049 | 11
22 | 2015-11-24 22:00 | 157.0295 | 204.4296 | 43% | 20% | 199.634 | 147.2104 | 43% | 20% | 247.1761 | 312.9596 | 0 | 0 | 0.018405 | 0.0085128 | 11
23 | 2015-11-24 23:00 | 194.0857 | 0 | 49% | 19% | 212.3448 | 334.058 | 49% | 19% | 247.1761 | 312.9596 | 0 | 0 | 0.036088 | 0.00062468 | 11
0 | 2015-11-25 | 148.9291 | 29.5649 | 43% | 27% | 207.7344 | 445.1491 | 43% | 27% | 247.1761 | 312.9596 | 0 | 0 | 0.015851 | 0.00022516 | 11
1 | 2015-11-25 01:00 | 92.9915 | 54.3383 | 41% | 26% | 247.083 | 402.7937 | 41% | 26% | 247.1761 | 312.9596 | 0 | 0 | 0.0043414 | 1.7262e-05 | 11
2 | 2015-11-25 02:00 | 119.4695 | 29.0923 | 43% | 23% | 237.194 | 375.2937 | 43% | 23% | 247.1761 | 312.9596 | 0 | 0 | 0.008169 | 8.3699e-05 | 11
3 | 2015-11-25 03:00 | 138.9187 | 0 | 47% | 21% | 250.9228 | 369.222 | 47% | 21% | 247.1761 | 312.9596 | 0 | 0 | 0.013001 | 0.00058222 | 11
4 | 2015-11-25 04:00 | 131.3312 | 157.4826 | 46% | 21% | 250.2158 | 211.7394 | 46% | 21% | 247.1761 | 312.9596 | 0 | 0 | 0.012328 | 0.0042825 | 11
5 | 2015-11-25 05:00 | 173.7851 | 157.4826 | 49% | 19% | 232.6454 | 176.5754 | 49% | 19% | 247.1761 | 312.9596 | 0 | 0 | 0.027388 | 0.0041702 | 11
6 | 2015-11-25 06:00 | 178.1554 | 119.3692 | 48% | 17% | 219.9806 | 179.5248 | 48% | 17% | 247.1761 | 298.894 | 0 | 0 | 0.030235 | 0.0016852 | 11
7 | 2015-11-25 07:00 | 191.1678 | 129.1447 | 50% | 16% | 223.5572 | 152.1673 | 50% | 16% | 247.1761 | 281.312 | 0 | 0 | 0.031825 | 0.0026722 | 11
8 | 2015-11-25 08:00 | 258.7244 | 119.2651 | 46% | 17% | 122.8226 | 179.6289 | 46% | 17% | 247.1761 | 298.894 | 0.005 | 0 | 0.070023 | 0.0016804 | 11
9 | 2015-11-25 09:00 | 231.5122 | 104.4442 | 42% | 16% | 116.8568 | 176.8678 | 42% | 16% | 247.1761 | 281.312 | 0 | 0 | 0.05515 | 0.0014171 | 11
10 | 2015-11-25 10:00 | 79.392 | 57.4546 | 34% | 18% | 202.621 | 259.0214 | 34% | 18% | 247.1761 | 312.9596 | 0 | 0 | 0.0028895 | 5.9025e-05 | 11
11 | 2015-11-25 11:00 | 84.7396 | 0 | 41% | 20% | 255.3349 | 351.64 | 41% | 20% | 247.1761 | 312.9596 | 0 | 0 | 0.0031294 | 0.00057635 | 11
12 | 2015-11-25 12:00 | 106.7544 | 60.2057 | 46% | 29% | 274.7926 | 449.6723 | 46% | 29% | 247.1761 | 312.9596 | 0 | 0 | 0.006626 | 2.3237e-08 | 11
13 | 2015-11-25 13:00 | 64.7795 | 0 | 46% | 29% | 316.7675 | 509.878 | 46% | 29% | 247.1761 | 312.9596 | 0 | 0 | 0.0009483 | 0.0011622 | 11
14 | 2015-11-25 14:00 | 47.5788 | 0 | 43% | 37% | 309.0847 | 650.534 | 43% | 37% | 247.1761 | 312.9596 | 0 | 0 | 1.3763e-05 | 0.0012424 | 11
15 | 2015-11-25 15:00 | 172.0136 | 0 | 42% | 43% | 176.3554 | 756.026 | 42% | 43% | 247.1761 | 312.9596 | 0 | 0 | 0.026605 | 0.0027747 | 11
16 | 2015-11-25 16:00 | 181.4284 | 0 | 35% | 44% | 108.8791 | 773.608 | 35% | 44% | 247.1761 | 312.9596 | 0 | 0 | 0.030602 | 0.0013793 | 11
17 | 2015-11-25 17:00 | 158.4721 | 172.0476 | 30% | 49% | 90.3629 | 689.4704 | 30% | 49% | 247.1761 | 312.9596 | 0 | 0 | 0.018121 | 0.0032972 | 11
18 | 2015-11-25 18:00 | 103.0452 | 198.7242 | 22% | 51% | 79.4338 | 697.9578 | 22% | 51% | 186.079 | 312.9596 | 0 | 0 | 0.00738 | 0.0061995 | 11
19 | 2015-11-25 19:00 | 81.5676 | 201.8216 | 19% | 46% | 76.0279 | 606.9504 | 19% | 46% | 161.1955 | 312.9596 | 0 | 0 | 0.004001 | 0.0047348 | 11
20 | 2015-11-25 20:00 | 60.5148 | 116.3005 | 18% | 46% | 88.7862 | 692.4715 | 18% | 46% | 152.901 | 312.9596 | 0 | 0 | 0.001725 | 0.00040678 | 11
21 | 2015-11-25 21:00 | 32.9058 | 145.1146 | 16% | 44% | 99.8062 | 628.4934 | 16% | 44% | 136.312 | 312.9596 | 0 | 0 | 1.9173e-07 | 0.0020608 | 11
22 | 2015-11-25 22:00 | 33.5932 | 176.5825 | 16% | 47% | 99.1188 | 649.7715 | 16% | 47% | 136.312 | 312.9596 | 0 | 0 | 1.6042e-06 | 0.0038945 | 11
23 | 2015-11-25 23:00 | 22.1114 | 223.6187 | 15% | 46% | 102.3061 | 585.1533 | 15% | 46% | 128.0175 | 312.9596 | 0 | 0 | 1.4407e-06 | 0.0065946 | 11
0 | 2015-11-26 | 0 | 200.0221 | 12% | 46% | 99.534 | 608.7499 | 12% | 46% | 103.134 | 312.9596 | 0 | 0 | 0.0010661 | 0.004595 | 11
1 | 2015-11-26 01:00 | 55.253 | 197.8052 | 14% | 39% | 60.87 | 487.8928 | 14% | 39% | 119.723 | 312.9596 | 0 | 0 | 0.0013031 | 0.0054496 | 11
2 | 2015-11-26 02:00 | 44.062 | 250.1856 | 9% | 38% | 30.5885 | 417.9304 | 9% | 38% | 78.2505 | 312.9596 | 0 | 0 | 0.00070754 | 0.011304 | 11
3 | 2015-11-26 03:00 | 30.116 | 244.6549 | 5% | 34% | 11.3565 | 353.1331 | 5% | 34% | 45.0725 | 312.9596 | 0 | 0 | 0.00049161 | 0.0104 | 11
4 | 2015-11-26 04:00 | 44.1875 | 195.1087 | 6% | 29% | 5.5795 | 314.7693 | 6% | 29% | 53.367 | 312.9596 | 0 | 0 | 0.0010392 | 0.0059106 | 11
5 | 2015-11-26 05:00 | 28.571 | 121.4759 | 4% | 27% | 4.607 | 353.2381 | 4% | 27% | 36.778 | 312.9596 | 0 | 0 | 0.00041696 | 0.0013891 | 11
6 | 2015-11-26 06:00 | 2.051 | 151.1652 | 2% | 27% | 14.538 | 323.5488 | 2% | 27% | 20.189 | 312.9596 | 0 | 0 | 2.1567e-05 | 0.0029329 | 11
7 | 2015-11-26 07:00 | 11.359 | 152.6489 | 3% | 25% | 13.5245 | 286.9011 | 3% | 25% | 28.4835 | 312.9596 | 0 | 0 | 3.4002e-06 | 0.004158 | 11
8 | 2015-11-26 08:00 | 23.6791 | 117.4049 | 3% | 23% | 1.2044 | 286.9811 | 3% | 23% | 28.4835 | 312.9596 | 0 | 0 | 0.0002788 | 0.0016876 | 11
9 | 2015-11-26 09:00 | 16.5431 | 66.937 | 2% | 23% | 0.04592 | 337.449 | 2% | 23% | 20.189 | 312.9596 | 0 | 0 | 0.00016455 | 0.00015316 | 11
10 | 2015-11-26 10:00 | 7.0745 | 62.8561 | 1% | 23% | 1.22 | 341.5299 | 1% | 23% | 11.8945 | 312.9596 | 0 | 0 | 1.665e-05 | 0.0001011 | 11
11 | 2015-11-26 11:00 | 6.4654 | 100.4358 | 1% | 22% | 1.8291 | 286.3682 | 1% | 22% | 11.8945 | 312.9596 | 0 | 0 | 1.1196e-05 | 0.0011766 | 11
12 | 2015-11-26 12:00 | 8.1539 | 79.7182 | 1% | 20% | 0.14062 | 271.9218 | 1% | 20% | 11.8945 | 312.9596 | 0 | 0 | 2.8964e-05 | 0.00045512 | 11
13 | 2015-11-26 13:00 | 8.9021 | 90.2554 | 1% | 19% | -0.60758 | 243.8026 | 1% | 19% | 11.8945 | 312.9596 | 0 | 0 | 3.9487e-05 | 0.00069382 | 11
14 | 2015-11-26 14:00 | 6.8048 | 86.71 | 1% | 19% | 1.4897 | 247.348 | 1% | 19% | 11.8945 | 312.9596 | 0 | 0 | 1.4103e-05 | 0.00059165 | 11
15 | 2015-11-26 15:00 | 8.4066 | 78.0592 | 1% | 19% | -0.1121 | 255.9988 | 1% | 19% | 11.8945 | 312.9596 | 0 | 0 | 3.2336e-05 | 0.0003765 | 11
16 | 2015-11-26 16:00 | 8.958 | 25.2564 | 1% | 20% | -0.6635 | 326.3836 | 1% | 20% | 11.8945 | 312.9596 | 0 | 0 | 4.0339e-05 | 9.2974e-05 | 11
17 | 2015-11-26 17:00 | 2.5439 | 79.7431 | 1% | 21% | 5.7506 | 289.4789 | 1% | 21% | 11.8945 | 312.9596 | 0 | 0 | 1.9091e-06 | 0.00045053 | 11
18 | 2015-11-26 18:00 | 7.2775 | 92.0336 | 1% | 20% | 1.017 | 259.6064 | 1% | 20% | 11.8945 | 312.9596 | 0 | 0 | 1.8708e-05 | 0.00080305 | 11
19 | 2015-11-26 19:00 | 8.6707 | 58.347 | 1% | 18% | -0.37622 | 258.129 | 1% | 18% | 11.8945 | 312.9596 | 0 | 0 | 3.6059e-05 | 6.7082e-05 | 11
20 | 2015-11-26 20:00 | 3.3182 | 21.3822 | 1% | 19% | 4.9763 | 312.6758 | 1% | 19% | 11.8945 | 312.9596 | 0 | 0 | 2.008e-07 | 0.00016466 | 11
21 | 2015-11-26 21:00 | 0 | 21.1136 | 1% | 20% | 8.2945 | 330.5264 | 1% | 20% | 11.8945 | 312.9596 | 0 | 0 | 1.979e-05 | 0.00014397 | 11
22 | 2015-11-26 22:00 | 1.4807 | 17.4504 | 1% | 20% | 6.8138 | 334.1896 | 1% | 20% | 11.8945 | 312.9596 | 0 | 0 | 7.0943e-06 | 0.00019831 | 11
23 | 2015-11-26 23:00 | 4.9891 | 0 | 1% | 21% | 3.3054 | 369.222 | 1% | 21% | 11.8945 | 312.9596 | 0 | 0 | 2.4534e-06 | 0.00058222 | 11
0 | 2015-11-27 | 6.7248 | 8.0723 | 1% | 23% | 1.5697 | 396.3137 | 1% | 23% | 11.8945 | 312.9596 | 0 | 0 | 1.3388e-05 | 0.00044539 | 11
1 | 2015-11-27 01:00 | 6.475 | 17.2854 | 1% | 23% | 1.8195 | 387.1006 | 1% | 23% | 11.8945 | 312.9596 | 0 | 0 | 1.1274e-05 | 0.00025167 | 11
2 | 2015-11-27 02:00 | 4.2247 | 14.7695 | 0% | 24% | -4.2247 | 407.1985 | 0% | 24% | 3.6 | 312.9596 | 0.001 | 0 | 0.00044334 | 0.00027466 | 11
3 | 2015-11-27 03:00 | 1.975 | 1.5446 | 0% | 23% | -1.975 | 402.8414 | 0% | 23% | 3.6 | 312.9596 | 0 | 0 | 0.00056491 | 0.00061588 | 11
4 | 2015-11-27 04:00 | 1.1124 | 0 | 0% | 23% | -1.1124 | 404.386 | 0% | 23% | 3.6 | 312.9596 | 0 | 0 | 0.00061543 | 0.00066025 | 11
5 | 2015-11-27 05:00 | 1.3375 | 0 | 0% | 25% | -1.3375 | 439.55 | 0% | 25% | 3.6 | 312.9596 | 0 | 0 | 0.00060204 | 0.00049903 | 11
6 | 2015-11-27 06:00 | 0.59988 | 0 | 0% | 26% | -0.59988 | 457.132 | 0% | 26% | 3.6 | 312.9596 | 0 | 0 | 0.00064647 | 0.0012292 | 11
7 | 2015-11-27 07:00 | 0.66252 | 49.898 | 0% | 26% | -0.66252 | 407.234 | 0% | 26% | 3.6 | 312.9596 | 0 | 0 | 0.00064263 | 4.4625e-05 | 11
8 | 2015-11-27 08:00 | 0 | 79.5248 | 0% | 27% | 0 | 395.1892 | 0% | 27% | 3.6 | 312.9596 | 0 | 0 | 0.00068377 | 0.00017983 | 11
9 | 2015-11-27 09:00 | Data Error | Data Error | Data Error | Data Error | Data Error | Data Error | Data Error | Data Error | Data Error | Data Error | Data Error | Data Error | Data Error | Data Error | 11
10 | 2015-11-27 10:00 | Data Error | Data Error | Data Error | Data Error | Data Error | Data Error | Data Error | Data Error | Data Error | Data Error | Data Error | Data Error | Data Error | Data Error | 11
11 | 2015-11-27 11:00 | 0.86244 | 202.3295 | 0% | 23% | -0.86244 | 202.0565 | 0% | 23% | 3.6 | 312.9596 | 0 | 0 | 0.00063047 | 0.0079892 | 11
12 | 2015-11-27 12:00 | 0.23748 | 129.3152 | 0% | 17% | -0.23748 | 169.5788 | 0% | 17% | 3.6 | 298.894 | 0 | 0 | 0.00066888 | 0.0021817 | 11
13 | 2015-11-27 13:00 | 0.50004 | 91.1744 | 0% | 16% | -0.50004 | 190.1376 | 0% | 16% | 3.6 | 281.312 | 0 | 0 | 0.0006526 | 0.00090585 | 11
14 | 2015-11-27 14:00 | 0.62508 | 93.5448 | 0% | 18% | -0.62508 | 222.9312 | 0% | 18% | 3.6 | 312.9596 | 0 | 0 | 0.00064493 | 0.00079578 | 11
15 | 2015-11-27 15:00 | Data Error | Data Error | Data Error | Data Error | Data Error | Data Error | Data Error | Data Error | Data Error | Data Error | Data Error | Data Error | Data Error | Data Error | 11
16 | 2015-11-27 16:00 | Data Error | Data Error | Data Error | Data Error | Data Error | Data Error | Data Error | Data Error | Data Error | Data Error | Data Error | Data Error | Data Error | Data Error | 11
17 | 2015-11-27 17:00 | 0 | 135.1934 | 0% | 26% | 0 | 321.9386 | 0% | 26% | 3.6 | 312.9596 | 0 | 0 | 0.00068377 | 0.00175 | 11
18 | 2015-11-27 18:00 | 0 | 167.2889 | 0% | 27% | 0 | 307.4251 | 0% | 27% | 3.6 | 312.9596 | 0 | 0 | 0.00068377 | 0.0040103 | 11
19 | 2015-11-27 19:00 | 1.1964 | 128.5034 | 1% | 24% | 7.0981 | 293.4646 | 1% | 24% | 11.8945 | 312.9596 | 0 | 0 | 9.0375e-06 | 0.002315 | 11
20 | 2015-11-27 20:00 | 2.6387 | 110.0996 | 1% | 23% | 5.6558 | 294.2864 | 1% | 23% | 11.8945 | 312.9596 | 0 | 0 | 1.6063e-06 | 0.0013635 | 11
21 | 2015-11-27 21:00 | 5.5998 | 46.1101 | 1% | 23% | 2.6947 | 358.2759 | 1% | 23% | 11.8945 | 312.9596 | 0 | 0 | 5.3019e-06 | 2.8129e-07 | 11
22 | 2015-11-27 22:00 | 3.2874 | 21.3757 | 0% | 24% | -3.2874 | 400.5923 | 0% | 24% | 3.6 | 312.9596 | 0 | 0 | 0.0004922 | 0.00016424 | 11
23 | 2015-11-27 23:00 | 1.3999 | 0 | 0% | 25% | -1.3999 | 439.55 | 0% | 25% | 3.6 | 312.9596 | 0 | 0 | 0.00059835 | 0.00049903 | 11
0 | 2015-11-28 | 0.53736 | 56.832 | 0% | 26% | -0.53736 | 400.3 | 0% | 26% | 3.6 | 312.9596 | 0 | 0 | 0.00065031 | 7.488e-06 | 11
1 | 2015-11-28 01:00 | 0 | 66.9074 | 0% | 25% | 0 | 372.6426 | 0% | 25% | 3.6 | 312.9596 | 0 | 0 | 0.00068377 | 0.00024698 | 11
2 | 2015-11-28 02:00 | 0.19992 | 140.8594 | 0% | 21% | -0.19992 | 228.3626 | 0% | 21% | 3.6 | 312.9596 | 0 | 0 | 0.00067122 | 0.0031345 | 11
3 | 2015-11-28 03:00 | 0.49992 | 87.825 | 0% | 15% | -0.49992 | 175.905 | 0% | 15% | 3.6 | 263.73 | 0 | 0 | 0.00065261 | 0.00068065 | 11
4 | 2015-11-28 04:00 | 0.4374 | 140.3374 | 0% | 13% | -0.4374 | 88.2286 | 0% | 13% | 3.6 | 228.566 | 0 | 0 | 0.00065647 | 0.0037851 | 11
5 | 2015-11-28 05:00 | 0.33732 | 122.5952 | 0% | 11% | -0.33732 | 70.8068 | 0% | 11% | 3.6 | 193.402 | 0 | 0 | 0.00066267 | 0.0027404 | 11
6 | 2015-11-28 06:00 | 0.23748 | 53.5007 | 0% | 6% | -0.23748 | 51.9913 | 0% | 6% | 3.6 | 105.492 | 0 | 0 | 0.00066888 | 0.00036478 | 11
7 | 2015-11-28 07:00 | 0.29988 | 34.6472 | 0% | 6% | -0.29988 | 70.8448 | 0% | 6% | 3.6 | 105.492 | 0 | 0 | 0.00066499 | 7.0158e-05 | 11
8 | 2015-11-28 08:00 | 0.17484 | 38.6014 | 0% | 6% | -0.17484 | 66.8906 | 0% | 6% | 3.6 | 105.492 | 0 | 0 | 0.00067279 | 0.00011289 | 11
9 | 2015-11-28 09:00 | 0.89988 | 42.7771 | 0% | 5% | -0.89988 | 45.1329 | 0% | 5% | 3.6 | 87.91 | 0 | 0 | 0.00062821 | 0.00016084 | 11
10 | 2015-11-28 10:00 | Data Error | 52.7659 | Data Error | 4% | Data Error | 17.5621 | Data Error | 4% | Data Error | 70.328 | Data Error | 0 | Data Error | 0.00042009 | 11
11 | 2015-11-28 11:00 | Data Error | 46.778 | Data Error | 3% | Data Error | 5.968 | Data Error | 3% | Data Error | 52.746 | Data Error | 0 | Data Error | 0.00037166 | 11
12 | 2015-11-28 12:00 | 0.09996 | 45.0016 | 0% | 3% | -0.09996 | 7.7444 | 0% | 3% | 3.6 | 52.746 | 0 | 0 | 0.00067748 | 0.00033372 | 11
13 | 2015-11-28 13:00 | 0 | 0 | 0% | 2% | 0 | 35.164 | 0% | 2% | 3.6 | 35.164 | 0 | 0 | 0.00068377 | 3.8128e-05 | 11
14 | 2015-11-28 14:00 | 0.20124 | 0 | 0% | 3% | -0.20124 | 52.746 | 0% | 3% | 3.6 | 52.746 | 0 | 0 | 0.00067114 | 5.3688e-05 | 11
15 | 2015-11-28 15:00 | 2.0999 | 0 | 0% | 4% | -2.0999 | 70.328 | 0% | 4% | 3.6 | 70.328 | 0 | 0 | 0.00055778 | 9.0538e-05 | 11
16 | 2015-11-28 16:00 | 1.5998 | 0 | 0% | 7% | -1.5998 | 123.074 | 0% | 7% | 3.6 | 123.074 | 0 | 0 | 0.00058662 | 0.00012763 | 11
17 | 2015-11-28 17:00 | 0.61236 | 0 | 0% | 11% | -0.61236 | 193.402 | 0% | 11% | 3.6 | 193.402 | 0 | 0 | 0.0006457 | 0.00030201 | 11
18 | 2015-11-28 18:00 | 0.19992 | 0 | 0% | 11% | -0.19992 | 193.402 | 0% | 11% | 3.6 | 193.402 | 0 | 0 | 0.00067122 | 0.00030201 | 11
19 | 2015-11-28 19:00 | 0.1374 | 10.4893 | 0% | 12% | -0.1374 | 200.4947 | 0% | 12% | 3.6 | 210.984 | 0 | 0 | 0.00067513 | 0.00017342 | 11
20 | 2015-11-28 20:00 | 0.49992 | 93.0968 | 0% | 12% | -0.49992 | 117.8872 | 0% | 12% | 3.6 | 210.984 | 0 | 0 | 0.00065261 | 0.0011435 | 11
21 | 2015-11-28 21:00 | 0.49992 | 99.0557 | 0% | 11% | -0.49992 | 94.3463 | 0% | 11% | 3.6 | 193.402 | 0 | 0 | 0.00065261 | 0.0015179 | 11
22 | 2015-11-28 22:00 | 0.24996 | 65.4463 | 0% | 7% | -0.24996 | 57.6277 | 0% | 7% | 3.6 | 123.074 | 0 | 0 | 0.0006681 | 0.00067217 | 11
23 | 2015-11-28 23:00 | 0.19992 | 0 | 0% | 7% | -0.19992 | 123.074 | 0% | 7% | 3.6 | 123.074 | 0 | 0 | 0.00067122 | 0.00012763 | 11
0 | 2015-11-29 | 0.49992 | 0 | 0% | 10% | -0.49992 | 175.82 | 0% | 10% | 3.6 | 175.82 | 0 | 0 | 0.00065261 | 0.00045381 | 11
1 | 2015-11-29 01:00 | 0.4374 | 40.5269 | 0% | 9% | -0.4374 | 117.7111 | 0% | 9% | 3.6 | 158.238 | 0 | 0 | 0.00065647 | 6.9396e-05 | 11
2 | 2015-11-29 02:00 | 0.2124 | 38.6784 | 0% | 8% | -0.2124 | 101.9776 | 0% | 8% | 3.6 | 140.656 | 0 | 0 | 0.00067044 | 5.7209e-05 | 11
3 | 2015-11-29 03:00 | 0.69996 | 27.878 | 0% | 6% | -0.69996 | 77.614 | 0% | 6% | 3.6 | 105.492 | 0 | 0 | 0.00064035 | 2.0484e-05 | 11
4 | 2015-11-29 04:00 | 0.32496 | 6.0714 | 0% | 6% | -0.32496 | 99.4206 | 0% | 6% | 3.6 | 105.492 | 0 | 0 | 0.00066343 | 6.2045e-05 | 11
5 | 2015-11-29 05:00 | 0.09996 | 0 | 0% | 5% | -0.09996 | 87.91 | 0% | 5% | 3.6 | 87.91 | 0 | 0 | 0.00067748 | 0.00013567 | 11
6 | 2015-11-29 06:00 | 0.39996 | 0 | 0% | 5% | -0.39996 | 87.91 | 0% | 5% | 3.6 | 87.91 | 0 | 0 | 0.00065878 | 0.00013567 | 11
7 | 2015-11-29 07:00 | 0.39996 | 0 | 0% | 8% | -0.39996 | 140.656 | 0% | 8% | 3.6 | 140.656 | 0 | 0 | 0.00065878 | 0.00020838 | 11
8 | 2015-11-29 08:00 | Data Error | 85.1567 | Data Error | 10% | Data Error | 90.6633 | Data Error | 10% | Data Error | 175.82 | Data Error | 0 | Data Error | 0.00073611 | 11
9 | 2015-11-29 09:00 | Data Error | 77.74 | Data Error | 9% | Data Error | 80.498 | Data Error | 9% | Data Error | 158.238 | Data Error | 0 | Data Error | 0.00087001 | 11
10 | 2015-11-29 10:00 | Data Error | 7.9898 | Data Error | 8% | Data Error | 132.6662 | Data Error | 8% | Data Error | 140.656 | Data Error | 0 | Data Error | 9.783e-05 | 11
11 | 2015-11-29 11:00 | 0.09996 | 0 | 0% | 11% | -0.09996 | 193.402 | 0% | 11% | 3.6 | 193.402 | 0 | 0 | 0.00067748 | 0.00030201 | 11
12 | 2015-11-29 12:00 | 0.09996 | 0 | 0% | 11% | -0.09996 | 193.402 | 0% | 11% | 3.6 | 193.402 | 0 | 0 | 0.00067748 | 0.00030201 | 11
13 | 2015-11-29 13:00 | 0.09996 | 0 | 0% | 12% | -0.09996 | 210.984 | 0% | 12% | 3.6 | 210.984 | 0 | 0 | 0.00067748 | 0.00036614 | 11
14 | 2015-11-29 14:00 | 0.29988 | 0 | 0% | 13% | -0.29988 | 228.566 | 0% | 13% | 3.6 | 228.566 | 0 | 0 | 0.00066499 | 0.00033473 | 11
15 | 2015-11-29 15:00 | 0.49992 | 0 | 0% | 15% | -0.49992 | 263.73 | 0% | 15% | 3.6 | 263.73 | 0 | 0 | 0.00065261 | 0.00056942 | 11
16 | 2015-11-29 16:00 | 0.49992 | 0 | 0% | 17% | -0.49992 | 298.894 | 0% | 17% | 3.6 | 298.894 | 0 | 0 | 0.00065261 | 0.00072044 | 11
17 | 2015-11-29 17:00 | 0.49992 | 0 | 0% | 24% | -0.49992 | 421.968 | 0% | 24% | 3.6 | 312.9596 | 0 | 0 | 0.00065261 | 0.00062366 | 11
18 | 2015-11-29 18:00 | 0.49992 | 0 | 0% | 25% | -0.49992 | 439.55 | 0% | 25% | 3.6 | 312.9596 | 0 | 0 | 0.00065261 | 0.00049903 | 11
19 | 2015-11-29 19:00 | 0.49992 | 0 | 0% | 25% | -0.49992 | 439.55 | 0% | 25% | 3.6 | 312.9596 | 0 | 0 | 0.00065261 | 0.00049903 | 11
20 | 2015-11-29 20:00 | 0.43752 | 67.3561 | 0% | 29% | -0.43752 | 442.5219 | 0% | 29% | 3.6 | 312.9596 | 0 | 0 | 0.00065646 | 1.7803e-05 | 11
21 | 2015-11-29 21:00 | 0.39996 | 97.0512 | 0% | 28% | -0.39996 | 395.2448 | 0% | 28% | 3.6 | 312.9596 | 0 | 0 | 0.00065878 | 0.00093335 | 11
22 | 2015-11-29 22:00 | 0.33744 | 108.847 | 0% | 25% | -0.33744 | 330.703 | 0% | 25% | 3.6 | 312.9596 | 0 | 0 | 0.00066266 | 0.0015657 | 11
23 | 2015-11-29 23:00 | 0.23748 | 0 | 0% | 22% | -0.23748 | 386.804 | 0% | 22% | 3.6 | 312.9596 | 0 | 0 | 0.00066888 | 0.00052086 | 11
0 | 2015-11-30 | 0.13752 | 17.8788 | 0% | 25% | -0.13752 | 421.6712 | 0% | 25% | 3.6 | 312.9596 | 0 | 0 | 0.00067513 | 0.00014811 | 11
1 | 2015-11-30 01:00 | 0.09996 | 0 | 0% | 26% | -0.09996 | 457.132 | 0% | 26% | 3.6 | 312.9596 | 0 | 0 | 0.00067748 | 0.0012292 | 11
2 | 2015-11-30 02:00 | 0 | 0 | 0% | 28% | 0 | 492.296 | 0% | 28% | 3.6 | 312.9596 | 0 | 0 | 0.00068377 | 0.00060754 | 11
3 | 2015-11-30 03:00 | 0.24036 | 0 | 0% | 32% | -0.24036 | 562.624 | 0% | 32% | 3.6 | 312.9596 | 0 | 0 | 0.0006687 | 0.0012294 | 11
4 | 2015-11-30 04:00 | 0.08076 | 0 | 0% | 35% | -0.08076 | 615.37 | 0% | 35% | 3.6 | 312.9596 | 0 | 0 | 0.00067869 | 0.0010089 | 11
5 | 2015-11-30 05:00 | 0 | 0 | 0% | 37% | 0 | 650.534 | 0% | 37% | 3.6 | 312.9596 | 0 | 0 | 0.00068377 | 0.0012424 | 11
6 | 2015-11-30 06:00 | 1.1999 | 0 | 0% | 43% | -1.1999 | 756.026 | 0% | 43% | 3.6 | 312.9596 | 0 | 0 | 0.00061021 | 0.0027747 | 11
7 | 2015-11-30 07:00 | 0.57492 | 8.7491 | 0% | 47% | -0.57492 | 817.6049 | 0% | 47% | 3.6 | 312.9596 | 0 | 0 | 0.000648 | 0.0010924 | 11
8 | 2015-11-30 08:00 | Data Error | 14.7624 | Data Error | 49% | Data Error | 846.7556 | Data Error | 49% | Data Error | 312.9596 | Data Error | 0 | Data Error | 0.0010263 | 11
9 | 2015-11-30 09:00 | Data Error | 0 | Data Error | 49% | Data Error | 861.518 | Data Error | 49% | Data Error | 312.9596 | Data Error | 0 | Data Error | 0.0016348 | 11
10 | 2015-11-30 10:00 | Data Error | 0 | Data Error | 52% | Data Error | 914.264 | Data Error | 52% | Data Error | 312.9596 | Data Error | 0 | Data Error | 0.0016427 | 11
11 | 2015-11-30 11:00 | 0.09996 | 0 | 0% | 51% | -0.09996 | 896.682 | 0% | 51% | 3.6 | 312.9596 | 0 | 0 | 0.00067748 | 0.0011758 | 11
12 | 2015-11-30 12:00 | 0.09036 | 0 | 0% | 57% | -0.09036 | 1002.174 | 0% | 57% | 3.6 | 312.9596 | 0 | 0 | 0.00067808 | 0.0010699 | 11
13 | 2015-11-30 13:00 | 0.09996 | 76.4076 | 0% | 63% | -0.09996 | 1031.2584 | 0% | 63% | 3.6 | 312.9596 | 0 | 0 | 0.00067748 | 2.6545e-05 | 11
14 | 2015-11-30 14:00 | 0.19992 | 77.9946 | 0% | 62% | -0.19992 | 1012.0894 | 0% | 62% | 3.6 | 312.9596 | 0 | 0 | 0.00067122 | 2.0231e-06 | 11
15 | 2015-11-30 15:00 | 0.1374 | 80.5345 | 0% | 59% | -0.1374 | 956.8035 | 0% | 59% | 3.6 | 312.9596 | 0 | 0 | 0.00067513 | 0.00010136 | 11
16 | 2015-11-30 16:00 | 0.09996 | 5.657 | 0% | 60% | -0.09996 | 1049.263 | 0% | 60% | 3.6 | 312.9596 | 0 | 0 | 0.00067748 | 0.00071922 | 11
17 | 2015-11-30 17:00 | 0.19992 | 0 | 0% | 57% | -0.19992 | 1002.174 | 0% | 57% | 3.6 | 312.9596 | 0 | 0 | 0.00067122 | 0.0010699 | 11
18 | 2015-11-30 18:00 | 0.29988 | 0 | 0% | 59% | -0.29988 | 1037.338 | 0% | 59% | 3.6 | 312.9596 | 0 | 0 | 0.00066499 | 0.0012771 | 11
19 | 2015-11-30 19:00 | 0.23748 | 0 | 0% | 61% | -0.23748 | 1072.502 | 0% | 61% | 3.6 | 312.9596 | 0 | 0 | 0.00066888 | 0.0011846 | 11
20 | 2015-11-30 20:00 | 0.79992 | 0 | 0% | 65% | -0.79992 | 1142.83 | 0% | 65% | 3.6 | 312.9596 | 0 | 0 | 0.00063426 | 0.0013583 | 11
21 | 2015-11-30 21:00 | 1.3998 | 0 | 0% | 67% | -1.3998 | 1177.994 | 0% | 67% | 3.6 | 312.9596 | 0 | 0 | 0.00059836 | 0.00087013 | 11
22 | 2015-11-30 22:00 | 1.4996 | 0 | 0% | 68% | -1.4996 | 1195.576 | 0% | 68% | 3.6 | 312.9596 | 0 | 0 | 0.00059248 | 0.0014773 | 11
23 | 2015-11-30 23:00 | 1.3122 | 0 | 0% | 68% | -1.3122 | 1195.576 | 0% | 68% | 3.6 | 312.9596 | 0 | 0 | 0.00060354 | 0.0014773 | 11
0 | 2015-12-01 | 1.075 | 0 | 0% | 68% | -1.075 | 1195.576 | 0% | 68% | 3.6 | 312.9596 | 0 | 0 | 0.00061767 | 0.0014773 | 12
1 | 2015-12-01 01:00 | 0.99996 | 0 | 0% | 67% | -0.99996 | 1177.994 | 0% | 67% | 3.6 | 312.9596 | 0 | 0 | 0.00062217 | 0.00087013 | 12
2 | 2015-12-01 02:00 | 0.81252 | 0 | 0% | 68% | -0.81252 | 1195.576 | 0% | 68% | 3.6 | 312.9596 | 0 | 0 | 0.0006335 | 0.0014773 | 12
3 | 2015-12-01 03:00 | 0.32496 | 0 | 0% | 65% | -0.32496 | 1142.83 | 0% | 65% | 3.6 | 312.9596 | 0 | 0 | 0.00066343 | 0.0013583 | 12
4 | 2015-12-01 04:00 | 0.3 | 0 | 0% | 65% | -0.3 | 1142.83 | 0% | 65% | 3.6 | 312.9596 | 0 | 0 | 0.00066498 | 0.0013583 | 12
5 | 2015-12-01 05:00 | 0.59988 | 0 | 0% | 65% | -0.59988 | 1142.83 | 0% | 65% | 3.6 | 312.9596 | 0 | 0 | 0.00064647 | 0.0013583 | 12
6 | 2015-12-01 06:00 | 0.56772 | 0 | 0% | 64% | -0.56772 | 1125.248 | 0% | 64% | 3.6 | 312.9596 | 0 | 0 | 0.00064844 | 0.0016915 | 12
7 | 2015-12-01 07:00 | 0.8022 | 0 | 0% | 62% | -0.8022 | 1090.084 | 0% | 62% | 3.6 | 312.9596 | 0 | 0 | 0.00063412 | 0.0018437 | 12
8 | 2015-12-01 08:00 | 0.18684 | 89.4348 | 0% | 62% | -0.18684 | 1000.6492 | 0% | 62% | 3.6 | 312.9596 | 0 | 0 | 0.00067204 | 6.2871e-05 | 12
9 | 2015-12-01 09:00 | 0.50592 | 160.6602 | 0% | 62% | -0.50592 | 929.4238 | 0% | 62% | 3.6 | 312.9596 | 0 | 0 | 0.00065224 | 0.0023464 | 12
10 | 2015-12-01 10:00 | 4.1999 | 14.1521 | 1% | 55% | 4.0946 | 952.8579 | 1% | 55% | 11.8945 | 312.9596 | 0 | 0 | 3.7799e-07 | 0.0009944 | 12
11 | 2015-12-01 11:00 | 4.3997 | 0 | 1% | 52% | 3.8948 | 914.264 | 1% | 52% | 11.8945 | 312.9596 | 0 | 0 | 7.3221e-07 | 0.0016427 | 12
12 | 2015-12-01 12:00 | 5.1998 | 0 | 1% | 59% | 3.0947 | 1037.338 | 1% | 59% | 11.8945 | 312.9596 | 0 | 0 | 3.3138e-06 | 0.0012771 | 12
13 | 2015-12-01 13:00 | 3.4499 | 0 | 0% | 57% | -3.4499 | 1002.174 | 0% | 57% | 3.6 | 312.9596 | 0 | 0 | 0.00048355 | 0.0010699 | 12
14 | 2015-12-01 14:00 | 1.7954 | 0 | 1% | 58% | 6.4991 | 1019.756 | 1% | 58% | 11.8945 | 312.9596 | 0 | 0 | 5.2168e-06 | 0.0024262 | 12
15 | 2015-12-01 15:00 | 0 | 0 | 1% | 56% | 8.2945 | 984.592 | 1% | 56% | 11.8945 | 312.9596 | 0 | 0 | 1.979e-05 | 0.001107 | 12
16 | 2015-12-01 16:00 | 8.3029 | 0 | 2% | 56% | 8.2861 | 984.592 | 2% | 56% | 20.189 | 312.9596 | 0 | 0 | 8.3717e-06 | 0.001107 | 12
17 | 2015-12-01 17:00 | 2.1017 | 0 | 2% | 54% | 14.4873 | 949.428 | 2% | 54% | 20.189 | 312.9596 | 0 | 0 | 2.1003e-05 | 0.0023249 | 12
18 | 2015-12-01 18:00 | 6.0193 | 0 | 1% | 53% | 2.2752 | 931.846 | 1% | 53% | 11.8945 | 312.9596 | 0 | 0 | 7.8869e-06 | 0.0016794 | 12
19 | 2015-12-01 19:00 | 7.3517 | 0 | 2% | 56% | 9.2373 | 984.592 | 2% | 56% | 20.189 | 312.9596 | 0 | 0 | 3.0505e-06 | 0.001107 | 12
20 | 2015-12-01 20:00 | 12.8411 | 0 | 2% | 56% | 3.7479 | 984.592 | 2% | 56% | 20.189 | 312.9596 | 0 | 0 | 6.9968e-05 | 0.001107 | 12
21 | 2015-12-01 21:00 | 11.5122 | 0 | 1% | 57% | -3.2177 | 1002.174 | 1% | 57% | 11.8945 | 312.9596 | 0 | 0 | 8.8938e-05 | 0.0010699 | 12
22 | 2015-12-01 22:00 | 6.887 | 0 | 1% | 60% | 1.4075 | 1054.92 | 1% | 60% | 11.8945 | 312.9596 | 0 | 0 | 1.4857e-05 | 0.00090215 | 12
23 | 2015-12-01 23:00 | 3.562 | 0 | 0% | 60% | -3.562 | 1054.92 | 0% | 60% | 3.6 | 312.9596 | 0 | 0 | 0.00047762 | 0.00090215 | 12
0 | 2015-12-02 | 9.3 | 211.916 | 1% | 64% | -1.0055 | 913.332 | 1% | 64% | 11.8945 | 312.9596 | 0 | 0 | 4.5746e-05 | 0.0063048 | 12
1 | 2015-12-02 01:00 | 4.5499 | 220.4347 | 0% | 61% | -4.5499 | 852.0673 | 0% | 61% | 3.6 | 312.9596 | 0.001 | 0 | 0.00042698 | 0.0082732 | 12
2 | 2015-12-02 02:00 | 2.5999 | 164.483 | 0% | 57% | -2.5999 | 837.691 | 0% | 57% | 3.6 | 312.9596 | 0 | 0 | 0.00052967 | 0.0037018 | 12
3 | 2015-12-02 03:00 | 2.1623 | 0 | 0% | 54% | -2.1623 | 949.428 | 0% | 54% | 3.6 | 312.9596 | 0 | 0 | 0.00055423 | 0.0023249 | 12
4 | 2015-12-02 04:00 | 10.9003 | 0 | 1% | 55% | -2.6058 | 967.01 | 1% | 55% | 11.8945 | 312.9596 | 0 | 0 | 7.5568e-05 | 0.0015668 | 12
5 | 2015-12-02 05:00 | 3.6752 | 62.4872 | 1% | 60% | 4.6193 | 992.4328 | 1% | 60% | 11.8945 | 312.9596 | 0 | 0 | 3.1348e-10 | 3.0301e-05 | 12
6 | 2015-12-02 06:00 | 0 | 62.4872 | 1% | 60% | 8.2945 | 992.4328 | 1% | 60% | 11.8945 | 312.9596 | 0 | 0 | 1.979e-05 | 3.0301e-05 | 12
7 | 2015-12-02 07:00 | 0 | 0 | 1% | 60% | 8.2945 | 1054.92 | 1% | 60% | 11.8945 | 312.9596 | 0 | 0 | 1.979e-05 | 0.00090215 | 12
8 | 2015-12-02 08:00 | 10.6314 | 149.7982 | 1% | 62% | -2.3369 | 940.2858 | 1% | 62% | 11.8945 | 312.9596 | 0 | 0 | 7.0036e-05 | 0.001786 | 12
9 | 2015-12-02 09:00 | 12.8 | 181.835 | 2% | 58% | 3.789 | 837.921 | 2% | 58% | 20.189 | 312.9596 | 0 | 0 | 6.9143e-05 | 0.0029338 | 12
10 | 2015-12-02 10:00 | 7.3624 | 182.7626 | 0% | 55% | -7.3624 | 784.2474 | 0% | 55% | 3.6 | 312.9596 | 0.001 | 0 | 0.00029835 | 0.0041429 | 12
11 | 2015-12-02 11:00 | 3.0374 | 183.9116 | 0% | 50% | -3.0374 | 695.1884 | 0% | 50% | 3.6 | 312.9596 | 0 | 0 | 0.00050566 | 0.0041858 | 12
12 | 2015-12-02 12:00 | 0 | 41.3292 | 0% | 45% | 0 | 749.8608 | 0% | 45% | 3.6 | 312.9596 | 0 | 0 | 0.00068377 | 7.5464e-05 | 12
13 | 2015-12-02 13:00 | 2.3214 | 0 | 1% | 47% | 5.9731 | 826.354 | 1% | 47% | 11.8945 | 312.9596 | 0 | 0 | 2.7222e-06 | 0.0014461 | 12
14 | 2015-12-02 14:00 | 7.2694 | 0 | 2% | 48% | 9.3196 | 843.936 | 2% | 48% | 20.189 | 312.9596 | 0 | 0 | 2.7137e-06 | 0.0016538 | 12
15 | 2015-12-02 15:00 | 11.4108 | 61.1849 | 3% | 51% | 13.4727 | 835.4971 | 3% | 51% | 28.4835 | 312.9596 | 0 | 0 | 3.6346e-06 | 2.5989e-07 | 12
16 | 2015-12-02 16:00 | 13.3642 | 3.2634 | 4% | 52% | 19.8138 | 911.0006 | 4% | 52% | 36.778 | 312.9596 | 0 | 0 | 4.3512e-06 | 0.0014957 | 12
17 | 2015-12-02 17:00 | 15.3445 | 15.9433 | 5% | 55% | 26.128 | 951.0667 | 5% | 55% | 45.0725 | 312.9596 | 0 | 0 | 1.9039e-05 | 0.00093119 | 12
18 | 2015-12-02 18:00 | 40.3697 | 2.7928 | 8% | 55% | 25.9863 | 964.2172 | 8% | 55% | 69.956 | 312.9596 | 0 | 0 | 0.00077144 | 0.0014436 | 12
19 | 2015-12-02 19:00 | 38.8442 | 28.5121 | 8% | 57% | 27.5118 | 973.6619 | 8% | 57% | 69.956 | 312.9596 | 0 | 0 | 0.00067266 | 0.00027202 | 12
20 | 2015-12-02 20:00 | 9.3492 | 71.9396 | 7% | 58% | 48.7123 | 947.8164 | 7% | 58% | 61.6615 | 312.9596 | 0 | 0 | 9.215e-05 | 6.9558e-05 | 12
21 | 2015-12-02 21:00 | 61.6554 | 190.118 | 12% | 56% | 37.8786 | 794.474 | 12% | 56% | 103.134 | 312.9596 | 0 | 0 | 0.0017373 | 0.0056041 | 12
22 | 2015-12-02 22:00 | 62.128 | 175.7196 | 12% | 53% | 37.406 | 756.1264 | 12% | 53% | 103.134 | 312.9596 | 0 | 0 | 0.0017851 | 0.0034766 | 12
23 | 2015-12-02 23:00 | 36.6119 | 83.049 | 8% | 47% | 29.7441 | 743.305 | 8% | 47% | 69.956 | 312.9596 | 0 | 0 | 0.0005403 | 8.4772e-05 | 12
0 | 2015-12-03 | 14.6216 | 118.6044 | 11% | 47% | 76.6179 | 707.7496 | 11% | 47% | 94.8395 | 312.9596 | 0 | 0 | 0.00012327 | 0.00086611 | 12
1 | 2015-12-03 01:00 | 11.6573 | 19.2577 | 13% | 39% | 96.1712 | 666.4403 | 13% | 39% | 111.4285 | 312.9596 | 0 | 0 | 0.00016344 | 0.00076894 | 12
2 | 2015-12-03 02:00 | 0 | 63.2027 | 13% | 38% | 107.8285 | 604.9133 | 13% | 38% | 111.4285 | 312.9596 | 0 | 0 | 0.0007203 | 8.879e-10 | 12
3 | 2015-12-03 03:00 | 0 | 145.4135 | 13% | 37% | 107.8285 | 505.1205 | 13% | 37% | 111.4285 | 312.9596 | 0 | 0 | 0.0007203 | 0.0022522 | 12
4 | 2015-12-03 04:00 | 0 | 124.8708 | 18% | 32% | 149.301 | 437.7532 | 18% | 32% | 152.901 | 312.9596 | 0 | 0 | 0.00098752 | 0.0012931 | 12
5 | 2015-12-03 05:00 | 0 | 133.657 | 23% | 32% | 190.7735 | 428.967 | 23% | 32% | 194.3735 | 312.9596 | 0 | 0 | 0.0017877 | 0.0016775 | 12
6 | 2015-12-03 06:00 | 0 | 0 | 20% | 27% | 165.89 | 474.714 | 20% | 27% | 169.49 | 312.9596 | 0 | 0 | 0.0021648 | 0.0010126 | 12
7 | 2015-12-03 07:00 | 1.1873 | 24.4486 | 31% | 31% | 255.9422 | 520.5934 | 31% | 31% | 247.1761 | 312.9596 | 0 | 0 | 0.0010078 | 0.00023803 | 12
8 | 2015-12-03 08:00 | 0 | 107.48 | 31% | 32% | 257.1295 | 455.144 | 31% | 32% | 247.1761 | 312.9596 | 0 | 0 | 0.0011007 | 0.00067957 | 12
9 | 2015-12-03 09:00 | 27.2293 | 33.0301 | 34% | 28% | 254.7837 | 459.2659 | 34% | 28% | 247.1761 | 312.9596 | 0 | 0 | 8.3427e-05 | 3.4364e-05 | 12
10 | 2015-12-03 10:00 | 35.5505 | 0 | 30% | 22% | 213.2845 | 386.804 | 30% | 22% | 247.1761 | 312.9596 | 0 | 0 | 0.00018451 | 0.00052086 | 12
11 | 2015-12-03 11:00 | 0 | 1.7353 | 22% | 29% | 182.479 | 508.1427 | 22% | 29% | 186.079 | 312.9596 | 0 | 0 | 0.0014689 | 0.0010958 | 12
12 | 2015-12-03 12:00 | 0 | 0 | 28% | 28% | 232.246 | 492.296 | 28% | 28% | 235.846 | 312.9596 | 0 | 0 | 0.0010544 | 0.00060754 | 12
13 | 2015-12-03 13:00 | 0 | 0 | 34% | 30% | 282.013 | 527.46 | 34% | 30% | 247.1761 | 312.9596 | 0 | 0 | 0.0017608 | 0.00087453 | 12
14 | 2015-12-03 14:00 | 51.8851 | 128.591 | 45% | 36% | 321.3674 | 504.361 | 45% | 36% | 247.1761 | 312.9596 | 0 | 0 | 0.00079624 | 0.0018792 | 12
15 | 2015-12-03 15:00 | 0 | 143.1203 | 38% | 36% | 315.191 | 489.8317 | 38% | 36% | 247.1761 | 312.9596 | 0 | 0 | 0.0019341 | 0.0026639 | 12
16 | 2015-12-03 16:00 | 0 | 212.1565 | 42% | 32% | 348.369 | 350.4675 | 42% | 32% | 247.1761 | 312.9596 | 0 | 0 | 0.0019602 | 0.0073282 | 12
17 | 2015-12-03 17:00 | 0 | 171.518 | 43% | 31% | 356.6635 | 373.524 | 43% | 31% | 247.1761 | 312.9596 | 0 | 0 | 0.0028785 | 0.0046539 | 12
18 | 2015-12-03 18:00 | 0 | 126.2528 | 46% | 24% | 381.547 | 295.7152 | 46% | 24% | 247.1761 | 312.9596 | 0 | 0 | 0.0022377 | 0.0021935 | 12
19 | 2015-12-03 19:00 | 0 | 0 | 42% | 27% | 348.369 | 474.714 | 42% | 27% | 247.1761 | 312.9596 | 0 | 0 | 0.0019602 | 0.0010126 | 12
20 | 2015-12-03 20:00 | 0 | 0 | 50% | 30% | 414.725 | 527.46 | 50% | 30% | 247.1761 | 312.9596 | 0 | 0 | 0.0027122 | 0.00087453 | 12
21 | 2015-12-03 21:00 | 0 | 0 | 57% | 32% | 472.7865 | 562.624 | 57% | 32% | 247.1761 | 312.9596 | 0 | 0 | 0.0016916 | 0.0012294 | 12
22 | 2015-12-03 22:00 | 26.0651 | 0 | 58% | 38% | 455.0159 | 668.116 | 58% | 38% | 247.1761 | 312.9596 | 0 | 0 | 3.037e-05 | 0.0012944 | 12
23 | 2015-12-03 23:00 | 0 | 151.9499 | 56% | 43% | 464.492 | 604.0761 | 56% | 43% | 247.1761 | 312.9596 | 0 | 0 | 0.0029131 | 0.001139 | 12
0 | 2015-12-04 | 0 | 156.0689 | 56% | 42% | 464.492 | 582.3751 | 56% | 42% | 247.1761 | 312.9596 | 0 | 0 | 0.0029131 | 0.0027748 | 12
1 | 2015-12-04 01:00 | 0 | 0 | 59% | 35% | 489.3755 | 615.37 | 59% | 35% | 247.1761 | 312.9596 | 0 | 0 | 0.00068611 | 0.0010089 | 12
2 | 2015-12-04 02:00 | 0 | 30.5999 | 56% | 42% | 464.492 | 707.8441 | 56% | 42% | 247.1761 | 312.9596 | 0 | 0 | 0.0029131 | 0.00034916 | 12
3 | 2015-12-04 03:00 | 0 | 191.3909 | 63% | 44% | 522.5535 | 582.2171 | 63% | 44% | 247.1761 | 312.9596 | 0 | 0 | 0.00061093 | 0.0051433 | 12
4 | 2015-12-04 04:00 | 0 | 307.9008 | 59% | 49% | 489.3755 | 553.6172 | 59% | 49% | 247.1761 | 312.9596 | 0 | 0 | 0.00068611 | 0.018141 | 12
5 | 2015-12-04 05:00 | 0 | 165.3776 | 59% | 43% | 489.3755 | 590.6484 | 59% | 43% | 247.1761 | 312.9596 | 0 | 0 | 0.00068611 | 0.0017128 | 12
6 | 2015-12-04 06:00 | 0 | 9.9724 | 60% | 44% | 497.67 | 763.6356 | 60% | 44% | 247.1761 | 312.9596 | 0 | 0 | 0.0017678 | 0.00099021 | 12
7 | 2015-12-04 07:00 | 0 | 115.7303 | 61% | 50% | 505.9645 | 763.3697 | 61% | 50% | 247.1761 | 312.9596 | 0 | 0 | 0.001728 | 0.00067179 | 12
8 | 2015-12-04 08:00 | 0 | 246.7124 | 59% | 53% | 489.3755 | 685.1336 | 59% | 53% | 247.1761 | 312.9596 | 0 | 0 | 0.00068611 | 0.0098686 | 12
9 | 2015-12-04 09:00 | 0 | 367.1321 | 59% | 53% | 489.3755 | 564.7139 | 59% | 53% | 247.1761 | 312.9596 | 0 | 0.011 | 0.00068611 | 0.028167 | 12
10 | 2015-12-04 10:00 | 0 | 168.9511 | 63% | 46% | 522.5535 | 639.8209 | 63% | 46% | 247.1761 | 312.9596 | 0 | 0 | 0.00061093 | 0.0025115 | 12
11 | 2015-12-04 11:00 | 0 | 0 | 67% | 49% | 555.7315 | 861.518 | 67% | 49% | 247.1761 | 312.9596 | 0 | 0 | 0.0014395 | 0.0016348 | 12
12 | 2015-12-04 12:00 | 0 | 0 | 63% | 55% | 522.5535 | 967.01 | 63% | 55% | 247.1761 | 312.9596 | 0 | 0 | 0.00061093 | 0.0015668 | 12
13 | 2015-12-04 13:00 | 0 | 0 | 65% | 52% | 539.1425 | 914.264 | 65% | 52% | 247.1761 | 312.9596 | 0 | 0 | 0.0016107 | 0.0016427 | 12
14 | 2015-12-04 14:00 | 0 | 127.9409 | 64% | 62% | 530.848 | 962.1431 | 64% | 62% | 247.1761 | 312.9596 | 0 | 0 | 0.0014193 | 0.00088983 | 12
15 | 2015-12-04 15:00 | 0 | 60.9899 | 61% | 64% | 505.9645 | 1064.2581 | 61% | 64% | 247.1761 | 312.9596 | 0 | 0 | 0.001728 | 4.1458e-05 | 12
16 | 2015-12-04 16:00 | 0 | 36.4981 | 58% | 59% | 481.081 | 1000.8399 | 58% | 59% | 247.1761 | 312.9596 | 0 | 0 | 0.0013642 | 0.00022435 | 12
17 | 2015-12-04 17:00 | 0 | 141.1106 | 56% | 63% | 464.492 | 966.5554 | 56% | 63% | 247.1761 | 312.9596 | 0 | 0 | 0.0029131 | 0.0010016 | 12
18 | 2015-12-04 18:00 | 0 | 130.2863 | 51% | 57% | 423.0195 | 871.8877 | 51% | 57% | 247.1761 | 312.9596 | 0 | 0 | 0.0019704 | 0.0017133 | 12
19 | 2015-12-04 19:00 | 0 | 78.4087 | 59% | 52% | 489.3755 | 835.8553 | 59% | 52% | 247.1761 | 312.9596 | 0 | 0 | 0.00068611 | 1.6526e-05 | 12
20 | 2015-12-04 20:00 | 53.334 | 0 | 52% | 50% | 377.98 | 879.1 | 52% | 50% | 247.1761 | 312.9596 | 0 | 0 | 0.00032312 | 0.0015923 | 12
21 | 2015-12-04 21:00 | 156.529 | 0 | 47% | 50% | 233.3125 | 879.1 | 47% | 50% | 247.1761 | 312.9596 | 0 | 0 | 0.018293 | 0.0015923 | 12
22 | 2015-12-04 22:00 | 132.5095 | 0 | 39% | 48% | 190.976 | 843.936 | 39% | 48% | 247.1761 | 312.9596 | 0 | 0 | 0.015621 | 0.0016538 | 12
23 | 2015-12-04 23:00 | 111.0666 | 0 | 29% | 49% | 129.4739 | 861.518 | 29% | 49% | 244.1405 | 312.9596 | 0 | 0 | 0.0070181 | 0.0016348 | 12
0 | 2015-12-05 | 86.9712 | 0 | 20% | 56% | 78.9188 | 984.592 | 20% | 56% | 169.49 | 312.9596 | 0 | 0 | 0.003402 | 0.001107 | 12
1 | 2015-12-05 01:00 | 94.9014 | 0 | 18% | 54% | 54.3996 | 949.428 | 18% | 54% | 152.901 | 312.9596 | 0 | 0 | 0.0068873 | 0.0023249 | 12
2 | 2015-12-05 02:00 | 63.7313 | 267.3986 | 16% | 58% | 68.9807 | 752.3574 | 16% | 58% | 136.312 | 312.9596 | 0 | 0 | 0.0014139 | 0.010574 | 12
3 | 2015-12-05 03:00 | 7.1465 | 293.8852 | 14% | 51% | 108.9765 | 602.7968 | 14% | 51% | 119.723 | 312.9596 | 0 | 0 | 0.00047957 | 0.017652 | 12
4 | 2015-12-05 04:00 | 0 | 238.3781 | 18% | 42% | 149.301 | 500.0659 | 18% | 42% | 152.901 | 312.9596 | 0 | 0 | 0.00098752 | 0.0098984 | 12
5 | 2015-12-05 05:00 | 0 | 193.5564 | 22% | 34% | 182.479 | 404.2316 | 22% | 34% | 186.079 | 312.9596 | 0 | 0 | 0.0014689 | 0.0053173 | 12
6 | 2015-12-05 06:00 | 0 | 0 | 26% | 29% | 215.657 | 509.878 | 26% | 29% | 219.257 | 312.9596 | 0 | 0 | 0.0024692 | 0.0011622 | 12
7 | 2015-12-05 07:00 | 0 | 0 | 31% | 31% | 257.1295 | 545.042 | 31% | 31% | 247.1761 | 312.9596 | 0 | 0 | 0.0011007 | 0.00086046 | 12
8 | 2015-12-05 08:00 | 0 | 76.1302 | 35% | 37% | 290.3075 | 574.4038 | 35% | 37% | 247.1761 | 312.9596 | 0 | 0 | 0.0019183 | 6.4831e-05 | 12
9 | 2015-12-05 09:00 | 0 | 0 | 39% | 30% | 323.4855 | 527.46 | 39% | 30% | 247.1761 | 312.9596 | 0 | 0 | 0.0012092 | 0.00087453 | 12
10 | 2015-12-05 10:00 | 0 | 0 | 41% | 28% | 340.0745 | 492.296 | 41% | 28% | 247.1761 | 312.9596 | 0 | 0 | 0.0021365 | 0.00060754 | 12
11 | 2015-12-05 11:00 | 15.5057 | 17.0718 | 41% | 27% | 324.5688 | 457.6422 | 41% | 27% | 247.1761 | 312.9596 | 0 | 0 | 0.00075782 | 0.0004889 | 12
12 | 2015-12-05 12:00 | 63.1142 | 33.3764 | 40% | 28% | 268.6658 | 458.9196 | 40% | 28% | 247.1761 | 312.9596 | 0 | 0 | 0.0012925 | 3.2093e-05 | 12
13 | 2015-12-05 13:00 | 68.0321 | 0 | 41% | 27% | 272.0424 | 474.714 | 41% | 27% | 247.1761 | 312.9596 | 0 | 0 | 0.0012815 | 0.0010126 | 12
14 | 2015-12-05 14:00 | 23.7474 | 0 | 36% | 35% | 274.8546 | 615.37 | 36% | 35% | 247.1761 | 312.9596 | 0 | 0 | 0.00017755 | 0.0010089 | 12
15 | 2015-12-05 15:00 | 41.8313 | 95.0012 | 42% | 45% | 306.5377 | 696.1888 | 42% | 45% | 247.1761 | 312.9596 | 0 | 0 | 3.7929e-05 | 0.00047697 | 12
16 | 2015-12-05 16:00 | 35.5284 | 0 | 44% | 41% | 329.4296 | 720.862 | 44% | 41% | 247.1761 | 312.9596 | 0 | 0 | 0.00012037 | 0.0014323 | 12
17 | 2015-12-05 17:00 | 47.137 | 0 | 47% | 47% | 342.7045 | 826.354 | 47% | 47% | 247.1761 | 312.9596 | 0 | 0 | 1.134e-05 | 0.0014461 | 12
18 | 2015-12-05 18:00 | 44.006 | 0 | 50% | 51% | 370.719 | 896.682 | 50% | 51% | 247.1761 | 312.9596 | 0 | 0 | 9.513e-07 | 0.0011758 | 12
19 | 2015-12-05 19:00 | 31.4588 | 0 | 49% | 55% | 374.9717 | 967.01 | 49% | 55% | 247.1761 | 312.9596 | 0 | 0 | 3.7178e-05 | 0.0015668 | 12
20 | 2015-12-05 20:00 | 60.751 | 0 | 52% | 57% | 370.563 | 1002.174 | 52% | 57% | 247.1761 | 312.9596 | 0 | 0 | 0.00072455 | 0.0010699 | 12
21 | 2015-12-05 21:00 | 60.5126 | 0 | 51% | 60% | 362.5069 | 1054.92 | 51% | 60% | 247.1761 | 312.9596 | 0 | 0 | 0.000816 | 0.00090215 | 12
22 | 2015-12-05 22:00 | 33.8392 | 0 | 50% | 57% | 380.8858 | 1002.174 | 50% | 57% | 247.1761 | 312.9596 | 0 | 0 | 0.00012728 | 0.0010699 | 12
23 | 2015-12-05 23:00 | 5.3278 | 0 | 50% | 67% | 409.3972 | 1177.994 | 50% | 67% | 247.1761 | 312.9596 | 0 | 0 | 0.0020845 | 0.00087013 | 12
0 | 2015-12-06 | 0 | 0 | 49% | 67% | 406.4305 | 1177.994 | 49% | 67% | 247.1761 | 312.9596 | 0 | 0 | 0.0019382 | 0.00087013 | 12
1 | 2015-12-06 01:00 | 49.5935 | 33.0082 | 48% | 67% | 348.5425 | 1144.9858 | 48% | 67% | 247.1761 | 312.9596 | 0 | 0 | 0.00035672 | 0.00011501 | 12
2 | 2015-12-06 02:00 | 58.8071 | 140.7947 | 50% | 67% | 355.9179 | 1037.1993 | 50% | 67% | 247.1761 | 312.9596 | 0 | 0 | 0.00035418 | 0.0025584 | 12
3 | 2015-12-06 03:00 | 15.7979 | 116.8709 | 49% | 62% | 390.6326 | 973.2131 | 49% | 62% | 247.1761 | 312.9596 | 0 | 0 | 0.00062393 | 0.00055384 | 12
4 | 2015-12-06 04:00 | 14.2583 | 126.1498 | 53% | 59% | 425.3502 | 911.1882 | 53% | 59% | 247.1761 | 312.9596 | 0 | 0 | 0.00087699 | 0.0012969 | 12
5 | 2015-12-06 05:00 | 0 | 62.0528 | 50% | 55% | 414.725 | 904.9572 | 50% | 55% | 247.1761 | 312.9596 | 0 | 0 | 0.0027122 | 1.8404e-05 | 12
6 | 2015-12-06 06:00 | 24.5365 | 46.1731 | 61% | 54% | 481.428 | 903.2549 | 61% | 54% | 247.1761 | 312.9596 | 0 | 0 | 0.00014371 | 0.00048207 | 12
7 | 2015-12-06 07:00 | 0 | 21.555 | 58% | 54% | 481.081 | 927.873 | 58% | 54% | 247.1761 | 312.9596 | 0 | 0 | 0.0013642 | 0.001293 | 12
8 | 2015-12-06 08:00 | 0 | 0 | 68% | 56% | 564.026 | 984.592 | 68% | 56% | 247.1761 | 312.9596 | 0 | 0 | 0.0026884 | 0.001107 | 12
9 | 2015-12-06 09:00 | 0 | 138.6732 | 64% | 56% | 530.848 | 845.9188 | 64% | 56% | 247.1761 | 312.9596 | 0 | 0 | 0.0014193 | 0.0020794 | 12
10 | 2015-12-06 10:00 | 0 | 183.0857 | 69% | 59% | 572.3205 | 854.2523 | 69% | 59% | 247.1761 | 312.9596 | 0 | 0 | 0.0036564 | 0.0046779 | 12
11 | 2015-12-06 11:00 | 0 | 296.9281 | 74% | 58% | 613.793 | 722.8279 | 74% | 58% | 247.1761 | 312.9596 | 0 | 0 | 0.0041038 | 0.01431 | 12
12 | 2015-12-06 12:00 | 0 | 246.6719 | 75% | 59% | 622.0875 | 790.6661 | 75% | 59% | 247.1761 | 312.9596 | 0 | 0 | 0.0014769 | 0.010933 | 12
13 | 2015-12-06 13:00 | 0 | 221.0888 | 69% | 58% | 572.3205 | 798.6672 | 69% | 58% | 247.1761 | 312.9596 | 0 | 0 | 0.0036564 | 0.0058508 | 12
14 | 2015-12-06 14:00 | 278.9899 | 0 | 62% | 59% | 235.2691 | 1037.338 | 62% | 59% | 247.1761 | 312.9596 | 0.014 | 0 | 0.085685 | 0.0012771 | 12
15 | 2015-12-06 15:00 | 314.0196 | 0 | 55% | 66% | 142.1779 | 1160.412 | 55% | 66% | 247.1761 | 312.9596 | 0.072 | 0 | 0.10363 | 0.0013082 | 12
16 | 2015-12-06 16:00 | 246.5808 | 0 | 39% | 72% | 76.9047 | 1265.904 | 39% | 72% | 247.1761 | 312.9596 | 0 | 0 | 0.068911 | 0.0025726 | 12
17 | 2015-12-06 17:00 | 223.101 | 0 | 41% | 74% | 116.9735 | 1301.068 | 41% | 74% | 247.1761 | 312.9596 | 0 | 0 | 0.049618 | 0.00078175 | 12
18 | 2015-12-06 18:00 | 36.4366 | 0 | 30% | 79% | 212.3984 | 1388.978 | 30% | 79% | 247.1761 | 312.9596 | 0 | 0 | 0.00015663 | 0.0013819 | 12
19 | 2015-12-06 19:00 | 0 | 0 | 38% | 79% | 315.191 | 1388.978 | 38% | 79% | 247.1761 | 312.9596 | 0 | 0 | 0.0019341 | 0.0013819 | 12
20 | 2015-12-06 20:00 | 0 | 0 | 51% | 81% | 423.0195 | 1424.142 | 51% | 81% | 247.1761 | 312.9596 | 0 | 0 | 0.0019704 | 0.0018145 | 12
21 | 2015-12-06 21:00 | 41.3592 | 32.1629 | 50% | 84% | 373.3658 | 1444.7251 | 50% | 84% | 247.1761 | 312.9596 | 0 | 0 | 4.9095e-06 | 0.00052873 | 12
22 | 2015-12-06 22:00 | 186.0808 | 0 | 58% | 82% | 295.0002 | 1441.724 | 58% | 82% | 247.1761 | 312.9596 | 0 | 0 | 0.035121 | 0.00097042 | 12
23 | 2015-12-06 23:00 | 172.7466 | 85.0961 | 53% | 83% | 266.8619 | 1374.2099 | 53% | 83% | 247.1761 | 312.9596 | 0 | 0 | 0.02607 | 0.00082676 | 12
0 | 2015-12-07 | 72.5239 | 0 | 44% | 79% | 292.4341 | 1388.978 | 44% | 79% | 247.1761 | 312.9596 | 0 | 0 | 0.001131 | 0.0013819 | 12
1 | 2015-12-07 01:00 | 0 | 0 | 45% | 81% | 373.2525 | 1424.142 | 45% | 81% | 247.1761 | 312.9596 | 0 | 0 | 0.001179 | 0.0018145 | 12
2 | 2015-12-07 02:00 | 85.6075 | 0 | 55% | 83% | 370.59 | 1459.306 | 55% | 83% | 247.1761 | 312.9596 | 0 | 0 | 0.0021665 | 0.00038597 | 12
3 | 2015-12-07 03:00 | 42.9298 | 151.5836 | 49% | 84% | 363.5007 | 1325.3044 | 49% | 84% | 247.1761 | 312.9596 | 0 | 0 | 5.9787e-05 | 0.0020185 | 12
4 | 2015-12-07 04:00 | 122.2297 | 179.0593 | 53% | 83% | 317.3788 | 1280.2467 | 53% | 83% | 247.1761 | 312.9596 | 0 | 0 | 0.010112 | 0.0067562 | 12
5 | 2015-12-07 05:00 | 79.1454 | 0 | 47% | 75% | 310.6961 | 1318.65 | 47% | 75% | 247.1761 | 312.9596 | 0 | 0 | 0.0017604 | 0.0017181 | 12
6 | 2015-12-07 06:00 | 41.0869 | 129.4715 | 40% | 81% | 290.6931 | 1294.6705 | 40% | 81% | 247.1761 | 312.9596 | 0 | 0 | 8.8275e-05 | 0.00096359 | 12
7 | 2015-12-07 07:00 | 59.0941 | 126.2728 | 43% | 80% | 297.5694 | 1280.2872 | 43% | 80% | 247.1761 | 312.9596 | 0 | 0 | 0.00030951 | 0.00058803 | 12
8 | 2015-12-07 08:00 | 93.2858 | 0 | 36% | 75% | 205.3162 | 1318.65 | 36% | 75% | 247.1761 | 312.9596 | 0 | 0 | 0.004972 | 0.0017181 | 12
9 | 2015-12-07 09:00 | 145.8282 | 0 | 39% | 77% | 177.6573 | 1353.814 | 39% | 77% | 247.1761 | 312.9596 | 0 | 0 | 0.019892 | 0.00085625 | 12
10 | 2015-12-07 10:00 | 128.8885 | 0 | 37% | 80% | 178.008 | 1406.56 | 37% | 80% | 247.1761 | 312.9596 | 0 | 0 | 0.010488 | 0.0022629 | 12
11 | 2015-12-07 11:00 | 149.3773 | 0 | 42% | 82% | 198.9917 | 1441.724 | 42% | 82% | 247.1761 | 312.9596 | 0 | 0 | 0.018447 | 0.00097042 | 12
12 | 2015-12-07 12:00 | 0 | 69.0371 | 38% | 84% | 315.191 | 1407.8509 | 38% | 84% | 247.1761 | 312.9596 | 0 | 0 | 0.0019341 | 4.0863e-06 | 12
13 | 2015-12-07 13:00 | 0 | 90.6882 | 45% | 83% | 373.2525 | 1368.6178 | 45% | 83% | 247.1761 | 312.9596 | 0 | 0 | 0.001179 | 0.0010198 | 12
14 | 2015-12-07 14:00 | 0 | 17.7718 | 56% | 81% | 464.492 | 1406.3702 | 56% | 81% | 247.1761 | 312.9596 | 0 | 0 | 0.0029131 | 0.0010555 | 12
15 | 2015-12-07 15:00 | 0 | 0 | 67% | 79% | 555.7315 | 1388.978 | 67% | 79% | 247.1761 | 312.9596 | 0 | 0 | 0.0014395 | 0.0013819 | 12
16 | 2015-12-07 16:00 | 0 | 0 | 71% | 80% | 588.9095 | 1406.56 | 71% | 80% | 247.1761 | 312.9596 | 0 | 0 | 0.0011088 | 0.0022629 | 12
17 | 2015-12-07 17:00 | 0 | 0 | 77% | 83% | 638.6765 | 1459.306 | 77% | 83% | 247.1761 | 312.9596 | 0 | 0 | 0.0012085 | 0.00038597 | 12
18 | 2015-12-07 18:00 | 0 | 0 | 75% | 85% | 622.0875 | 1494.47 | 75% | 85% | 247.1761 | 312.9596 | 0 | 0 | 0.0014769 | 0.0025722 | 12
19 | 2015-12-07 19:00 | 0 | 14.5674 | 84% | 88% | 696.738 | 1532.6486 | 84% | 88% | 247.1761 | 312.9596 | 0 | 0 | 0.0012718 | 0.0006101 | 12
20 | 2015-12-07 20:00 | 163.5181 | 35.0928 | 85% | 86% | 541.5144 | 1476.9592 | 85% | 86% | 247.1761 | 312.9596 | 0 | 0 | 0.017747 | 0.00021813 | 12
21 | 2015-12-07 21:00 | 86.1782 | 0 | 79% | 82% | 569.0873 | 1441.724 | 79% | 82% | 247.1761 | 312.9596 | 0 | 0 | 0.0070293 | 0.00097042 | 12
22 | 2015-12-07 22:00 | 147.6823 | 0 | 73% | 85% | 457.8162 | 1494.47 | 73% | 85% | 247.1761 | 312.9596 | 0 | 0 | 0.018298 | 0.0025722 | 12
23 | 2015-12-07 23:00 | 158.6364 | 0 | 68% | 87% | 405.3896 | 1529.634 | 68% | 87% | 247.1761 | 312.9596 | 0 | 0 | 0.019434 | 0.00088034 | 12
0 | 2015-12-08 | 163.5881 | 0 | 60% | 87% | 334.0819 | 1529.634 | 60% | 87% | 247.1761 | 312.9596 | 0 | 0 | 0.024081 | 0.00088034 | 12
1 | 2015-12-08 01:00 | 175.9171 | 0 | 53% | 88% | 263.6914 | 1547.216 | 53% | 88% | 247.1761 | 312.9596 | 0 | 0 | 0.027319 | 0.001088 | 12
2 | 2015-12-08 02:00 | 152.6302 | 0 | 43% | 89% | 204.0333 | 1564.798 | 43% | 89% | 247.1761 | 312.9596 | 0 | 0 | 0.016994 | 0.0009766 | 12
3 | 2015-12-08 03:00 | 160.3106 | 7.4293 | 37% | 88% | 146.5859 | 1539.7867 | 37% | 88% | 247.1761 | 312.9596 | 0 | 0 | 0.019682 | 0.00082714 | 12
4 | 2015-12-08 04:00 | 214.8493 | 0 | 37% | 83% | 92.0472 | 1459.306 | 37% | 83% | 247.1761 | 312.9596 | 0 | 0 | 0.042455 | 0.00038597 | 12
5 | 2015-12-08 05:00 | 75.0482 | 0 | 32% | 84% | 190.3758 | 1476.888 | 32% | 84% | 247.1761 | 312.9596 | 0 | 0 | 0.0017254 | 0.0017046 | 12
6 | 2015-12-08 06:00 | 0 | 200.0428 | 39% | 85% | 323.4855 | 1294.4272 | 39% | 85% | 247.1761 | 312.9596 | 0 | 0 | 0.0012092 | 0.0039766 | 12
7 | 2015-12-08 07:00 | 0 | 229.1716 | 50% | 86% | 414.725 | 1282.8804 | 50% | 86% | 247.1761 | 312.9596 | 0 | 0 | 0.0027122 | 0.0091423 | 12
8 | 2015-12-08 08:00 | 0 | 18.29 | 66% | 74% | 547.437 | 1282.778 | 66% | 74% | 247.1761 | 312.9596 | 0 | 0 | 0.0017394 | 0.00030825 | 12
9 | 2015-12-08 09:00 | 0 | 0 | 71% | 77% | 588.9095 | 1353.814 | 71% | 77% | 247.1761 | 312.9596 | 0 | 0 | 0.0011088 | 0.00085625 | 12
10 | 2015-12-08 10:00 | 0 | 0 | 75% | 77% | 622.0875 | 1353.814 | 75% | 77% | 247.1761 | 312.9596 | 0 | 0 | 0.0014769 | 0.00085625 | 12
11 | 2015-12-08 11:00 | 0 | 0 | 79% | 79% | 655.2655 | 1388.978 | 79% | 79% | 247.1761 | 312.9596 | 0 | 0 | 0.00040229 | 0.0013819 | 12
12 | 2015-12-08 12:00 | 0 | 0 | 81% | 79% | 671.8545 | 1388.978 | 81% | 79% | 247.1761 | 312.9596 | 0 | 0 | 0.0022597 | 0.0013819 | 12
13 | 2015-12-08 13:00 | 0 | 0 | 83% | 79% | 688.4435 | 1388.978 | 83% | 79% | 247.1761 | 312.9596 | 0 | 0 | 0.00090757 | 0.0013819 | 12
14 | 2015-12-08 14:00 | 0 | 0 | 83% | 83% | 688.4435 | 1459.306 | 83% | 83% | 247.1761 | 312.9596 | 0 | 0 | 0.00090757 | 0.00038597 | 12
15 | 2015-12-08 15:00 | 0 | 0 | 84% | 83% | 696.738 | 1459.306 | 84% | 83% | 247.1761 | 312.9596 | 0 | 0 | 0.0012718 | 0.00038597 | 12
16 | 2015-12-08 16:00 | 51.9704 | 0 | 82% | 83% | 628.1786 | 1459.306 | 82% | 83% | 247.1761 | 312.9596 | 0 | 0 | 0.0029677 | 0.00038597 | 12
17 | 2015-12-08 17:00 | 0 | 3.7277 | 81% | 89% | 671.8545 | 1561.0703 | 81% | 89% | 247.1761 | 312.9596 | 0 | 0 | 0.0022597 | 0.00084859 | 12
18 | 2015-12-08 18:00 | 0 | 6.1427 | 75% | 86% | 622.0875 | 1505.9093 | 75% | 86% | 247.1761 | 312.9596 | 0 | 0 | 0.0014769 | 0.00097563 | 12
19 | 2015-12-08 19:00 | 46.3586 | 89.8316 | 84% | 87% | 650.3794 | 1439.8024 | 84% | 87% | 247.1761 | 312.9596 | 0 | 0 | 0.00040921 | 0.00045892 | 12
20 | 2015-12-08 20:00 | 69.5303 | 0 | 87% | 84% | 652.0912 | 1476.888 | 87% | 84% | 247.1761 | 312.9596 | 0 | 0 | 0.0010087 | 0.0017046 | 12
21 | 2015-12-08 21:00 | 171.8591 | 0 | 85% | 82% | 533.1734 | 1441.724 | 85% | 82% | 247.1761 | 312.9596 | 0 | 0 | 0.020527 | 0.00097042 | 12
22 | 2015-12-08 22:00 | 68.4431 | 26.1083 | 85% | 87% | 636.5894 | 1503.5257 | 85% | 87% | 247.1761 | 312.9596 | 0 | 0 | 0.00034573 | 0.00021967 | 12
23 | 2015-12-08 23:00 | 0 | 0 | 74% | 87% | 613.793 | 1529.634 | 74% | 87% | 247.1761 | 312.9596 | 0 | 0 | 0.0041038 | 0.00088034 | 12
0 | 2015-12-09 | 17.8608 | 131.0083 | 84% | 90% | 678.8772 | 1451.3717 | 84% | 90% | 247.1761 | 312.9596 | 0 | 0 | 0.00019962 | 1.7878e-05 | 12
1 | 2015-12-09 01:00 | 55.378 | 127.7802 | 83% | 90% | 633.0655 | 1454.5998 | 83% | 90% | 247.1761 | 312.9596 | 0 | 0 | 0.0013424 | 5.7225e-06 | 12
2 | 2015-12-09 02:00 | 72.5047 | 0 | 83% | 85% | 615.9388 | 1494.47 | 83% | 85% | 247.1761 | 312.9596 | 0 | 0 | 0.0032818 | 0.0025722 | 12
3 | 2015-12-09 03:00 | 79.3256 | 41.5517 | 83% | 89% | 609.1179 | 1523.2463 | 83% | 89% | 247.1761 | 312.9596 | 0 | 0 | 0.0042916 | 5.8027e-05 | 12
4 | 2015-12-09 04:00 | 0 | 88.7648 | 82% | 89% | 680.149 | 1476.0332 | 82% | 89% | 247.1761 | 312.9596 | 0 | 0 | 6.6911e-05 | 0.00037001 | 12
5 | 2015-12-09 05:00 | 1.6985 | 88.6777 | 79% | 88% | 653.567 | 1458.5383 | 79% | 88% | 247.1761 | 312.9596 | 0 | 0 | 0.00032434 | 0.00030454 | 12
6 | 2015-12-09 06:00 | 186.2327 | 0 | 87% | 83% | 535.3888 | 1459.306 | 87% | 83% | 247.1761 | 312.9596 | 0 | 0 | 0.029742 | 0.00038597 | 12
7 | 2015-12-09 07:00 | 150.5224 | 0 | 81% | 85% | 521.3321 | 1494.47 | 81% | 85% | 247.1761 | 312.9596 | 0 | 0 | 0.017939 | 0.0025722 | 12
8 | 2015-12-09 08:00 | 62.9136 | 0 | 74% | 87% | 550.8794 | 1529.634 | 74% | 87% | 247.1761 | 312.9596 | 0 | 0 | 0.00013898 | 0.00088034 | 12
9 | 2015-12-09 09:00 | 113.4548 | 1.891 | 76% | 87% | 516.9272 | 1527.743 | 76% | 87% | 247.1761 | 312.9596 | 0 | 0 | 0.01297 | 0.00081768 | 12
10 | 2015-12-09 10:00 | 0 | 3.4387 | 70% | 86% | 580.615 | 1508.6133 | 70% | 86% | 247.1761 | 312.9596 | 0 | 0 | 0.0015872 | 0.0010741 | 12
11 | 2015-12-09 11:00 | 33.513 | 0 | 75% | 88% | 588.5745 | 1547.216 | 75% | 88% | 247.1761 | 312.9596 | 0 | 0 | 3.8959e-06 | 0.001088 | 12
12 | 2015-12-09 12:00 | 125.8007 | 29.3003 | 80% | 90% | 537.7593 | 1553.0797 | 80% | 90% | 247.1761 | 312.9596 | 0 | 0 | 0.0098966 | 0.0028751 | 12
13 | 2015-12-09 13:00 | 80.9416 | 44.8928 | 77% | 88% | 557.7349 | 1502.3232 | 77% | 88% | 247.1761 | 312.9596 | 0 | 0 | 0.0039465 | 5.5535e-05 | 12
14 | 2015-12-09 14:00 | 0 | 47.0285 | 70% | 87% | 580.615 | 1482.6055 | 70% | 87% | 247.1761 | 312.9596 | 0 | 0 | 0.0015872 | 8.5408e-06 | 12
15 | 2015-12-09 15:00 | 36.6841 | 39.2344 | 76% | 89% | 593.6979 | 1525.5636 | 76% | 89% | 247.1761 | 312.9596 | 0 | 0 | 0.00045488 | 7.9845e-05 | 12
16 | 2015-12-09 16:00 | 171.7758 | 0 | 74% | 84% | 442.0172 | 1476.888 | 74% | 84% | 247.1761 | 312.9596 | 0 | 0 | 0.020459 | 0.0017046 | 12
17 | 2015-12-09 17:00 | 36.2696 | 6.4973 | 59% | 87% | 453.1059 | 1523.1367 | 59% | 87% | 247.1761 | 312.9596 | 0 | 0 | 0.00030743 | 0.00067471 | 12
18 | 2015-12-09 18:00 | 0 | 99.3124 | 47% | 88% | 389.8415 | 1447.9036 | 47% | 88% | 247.1761 | 312.9596 | 0 | 0 | 0.0028582 | 0.00055223 | 12
19 | 2015-12-09 19:00 | 157.0812 | 0 | 45% | 82% | 216.1713 | 1441.724 | 45% | 82% | 247.1761 | 312.9596 | 0 | 0 | 0.024039 | 0.00097042 | 12
20 | 2015-12-09 20:00 | 206.5631 | 0 | 38% | 84% | 108.6279 | 1476.888 | 38% | 84% | 247.1761 | 312.9596 | 0 | 0 | 0.042049 | 0.0017046 | 12
21 | 2015-12-09 21:00 | 111.8033 | 141.3624 | 23% | 84% | 78.9702 | 1335.5256 | 23% | 84% | 194.3735 | 312.9596 | 0 | 0 | 0.0085582 | 0.0015299 | 12
22 | 2015-12-09 22:00 | 43.2818 | Data Error | 21% | Data Error | 130.9027 | Data Error | 21% | Data Error | 177.7845 | Data Error | 0 | Data Error | 7.6805e-08 | Data Error | 12
23 | 2015-12-09 23:00 | 0 | Data Error | 23% | Data Error | 190.7735 | Data Error | 23% | Data Error | 194.3735 | Data Error | 0 | Data Error | 0.0017877 | Data Error | 12
0 | 2015-12-10 | 76.9722 | 0 | 38% | 63% | 238.2188 | 1107.666 | 38% | 63% | 247.1761 | 312.9596 | 0 | 0 | 0.0023834 | 0.0023629 | 12
1 | 2015-12-10 01:00 | 94.2546 | 30.2064 | 45% | 70% | 278.9979 | 1200.5336 | 45% | 70% | 247.1761 | 312.9596 | 0 | 0 | 0.0062883 | 7.3228e-05 | 12
2 | 2015-12-10 02:00 | 17.5943 | 199.5092 | 42% | 79% | 330.7747 | 1189.4688 | 42% | 79% | 247.1761 | 312.9596 | 0 | 0 | 0.00053185 | 0.0058216 | 12
3 | 2015-12-10 03:00 | 64.1369 | 0 | 49% | 73% | 342.2936 | 1283.486 | 49% | 73% | 247.1761 | 312.9596 | 0 | 0 | 0.0011089 | 0.00054088 | 12
4 | 2015-12-10 04:00 | 105.9653 | 150.833 | 49% | 75% | 300.4652 | 1167.817 | 49% | 75% | 247.1761 | 312.9596 | 0 | 0 | 0.0070105 | 0.0019659 | 12
5 | 2015-12-10 05:00 | 51.405 | 140.6297 | 47% | 72% | 338.4365 | 1125.2743 | 47% | 72% | 247.1761 | 312.9596 | 0 | 0 | 7.2473e-05 | 0.00085638 | 12
6 | 2015-12-10 06:00 | 0 | 75.6949 | 49% | 66% | 406.4305 | 1084.7171 | 49% | 66% | 247.1761 | 312.9596 | 0 | 0 | 0.0019382 | 4.739e-05 | 12
7 | 2015-12-10 07:00 | 0 | 103.4666 | 51% | 66% | 423.0195 | 1056.9454 | 51% | 66% | 247.1761 | 312.9596 | 0 | 0 | 0.0019704 | 0.00051436 | 12
8 | 2015-12-10 08:00 | 0 | Data Error | 62% | Data Error | 514.259 | Data Error | 62% | Data Error | 247.1761 | Data Error | 0 | Data Error | 0.0019041 | Data Error | 12
9 | 2015-12-10 09:00 | 0 | Data Error | 72% | Data Error | 597.204 | Data Error | 72% | Data Error | 247.1761 | Data Error | 0 | Data Error | 0.0018516 | Data Error | 12
10 | 2015-12-10 10:00 | 0 | Data Error | 76% | Data Error | 630.382 | Data Error | 76% | Data Error | 247.1761 | Data Error | 0 | Data Error | 0.00052437 | Data Error | 12
11 | 2015-12-10 11:00 | 0 | Data Error | 81% | Data Error | 671.8545 | Data Error | 81% | Data Error | 247.1761 | Data Error | 0 | Data Error | 0.0022597 | Data Error | 12
12 | 2015-12-10 12:00 | 0 | Data Error | 83% | Data Error | 688.4435 | Data Error | 83% | Data Error | 247.1761 | Data Error | 0 | Data Error | 0.00090757 | Data Error | 12
13 | 2015-12-10 13:00 | 0 | Data Error | 84% | Data Error | 696.738 | Data Error | 84% | Data Error | 247.1761 | Data Error | 0 | Data Error | 0.0012718 | Data Error | 12
14 | 2015-12-10 14:00 | 0 | 71.3407 | 80% | 69% | 663.56 | 1141.8173 | 80% | 69% | 247.1761 | 312.9596 | 0 | 0 | 0.0027234 | 0.00027695 | 12
15 | 2015-12-10 15:00 | 0 | 54.9674 | 78% | 68% | 646.971 | 1140.6086 | 78% | 68% | 247.1761 | 312.9596 | 0 | 0 | 0.0020462 | 5.1449e-05 | 12
16 | 2015-12-10 16:00 | 0 | 50.3051 | 73% | 67% | 605.4985 | 1127.6889 | 73% | 67% | 247.1761 | 312.9596 | 0 | 0 | 0.0018299 | 7.8543e-07 | 12
17 | 2015-12-10 17:00 | 109.0055 | 18.6012 | 73% | 64% | 496.493 | 1106.6468 | 73% | 64% | 247.1761 | 312.9596 | 0 | 0 | 0.0078573 | 0.00093318 | 12
18 | 2015-12-10 18:00 | 179.4204 | 0 | 63% | 60% | 343.1331 | 1054.92 | 63% | 60% | 247.1761 | 312.9596 | 0 | 0 | 0.036709 | 0.00090215 | 12
19 | 2015-12-10 19:00 | 221.9664 | 0 | 46% | 65% | 159.5806 | 1142.83 | 46% | 65% | 247.1761 | 312.9596 | 0 | 0 | 0.048533 | 0.0013583 | 12
20 | 2015-12-10 20:00 | 178.0235 | 0 | 37% | 73% | 128.873 | 1283.486 | 37% | 73% | 247.1761 | 312.9596 | 0 | 0 | 0.02613 | 0.00054088 | 12
21 | 2015-12-10 21:00 | 173.6174 | 0 | 32% | 83% | 91.8066 | 1459.306 | 32% | 83% | 247.1761 | 312.9596 | 0 | 0 | 0.02572 | 0.00038597 | 12
22 | 2015-12-10 22:00 | 158.492 | 18.9284 | 25% | 82% | 48.8705 | 1422.7956 | 25% | 82% | 210.9625 | 312.9596 | 0 | 0 | 0.021542 | 0.00041558 | 12
23 | 2015-12-10 23:00 | 105.2996 | 202.173 | 18% | 80% | 44.0014 | 1204.387 | 18% | 80% | 152.901 | 312.9596 | 0 | 0 | 0.0091253 | 0.0045453 | 12
0 | 2015-12-11 | 71.6596 | 3.2972 | 16% | 71% | 61.0524 | 1245.0248 | 16% | 71% | 136.312 | 312.9596 | 0 | 0 | 0.0022241 | 0.00055116 | 12
1 | 2015-12-11 01:00 | 43.5758 | 0 | 11% | 65% | 47.6637 | 1142.83 | 11% | 65% | 94.8395 | 312.9596 | 0 | 0 | 0.00056668 | 0.0013583 | 12
2 | 2015-12-11 02:00 | 18.9299 | 0 | 9% | 64% | 55.7206 | 1125.248 | 9% | 64% | 78.2505 | 312.9596 | 0 | 0 | 1.369e-05 | 0.0016915 | 12
3 | 2015-12-11 03:00 | 18.3001 | 39.5928 | 10% | 62% | 64.6449 | 1050.4912 | 10% | 62% | 86.545 | 312.9596 | 0 | 0 | 3.3087e-06 | 0.00041694 | 12
4 | 2015-12-11 04:00 | 45.6139 | 264.986 | 9% | 53% | 29.0366 | 666.86 | 9% | 53% | 78.2505 | 312.9596 | 0 | 0 | 0.00081059 | 0.012042 | 12
5 | 2015-12-11 05:00 | 29.3314 | 389.77 | 13% | 48% | 78.4971 | 454.166 | 13% | 48% | 111.4285 | 312.9596 | 0 | 0.016 | 7.2658e-05 | 0.032768 | 12
6 | 2015-12-11 06:00 | 23.1904 | 200.9968 | 8% | 25% | 43.1656 | 238.5532 | 8% | 25% | 69.956 | 312.9596 | 0 | 0 | 4.9886e-05 | 0.0084604 | 12
7 | 2015-12-11 07:00 | 18.7198 | 94.2288 | 9% | 19% | 55.9307 | 239.8292 | 9% | 19% | 78.2505 | 312.9596 | 0 | 0 | 1.5629e-05 | 0.00081798 | 12
8 | 2015-12-11 08:00 | 1.087 | 136.9458 | 6% | 19% | 48.68 | 197.1122 | 6% | 19% | 53.367 | 312.9596 | 0 | 0 | 0.0003891 | 0.002798 | 12
9 | 2015-12-11 09:00 | 30.2892 | 104.597 | 7% | 14% | 27.7723 | 141.551 | 7% | 14% | 61.6615 | 246.148 | 0 | 0 | 0.0002448 | 0.0015628 | 12
10 | 2015-12-11 10:00 | 47.4233 | 113.1242 | 7% | 12% | 10.6382 | 97.8598 | 7% | 12% | 61.6615 | 210.984 | 0 | 0 | 0.0013179 | 0.0020436 | 12
11 | 2015-12-11 11:00 | 36.9563 | 65.1338 | 4% | 8% | -3.7783 | 75.5222 | 4% | 8% | 36.778 | 140.656 | 0.001 | 0 | 0.00093202 | 0.00051124 | 12
12 | 2015-12-11 12:00 | 30.3024 | 42.18 | 4% | 8% | 2.8756 | 98.476 | 4% | 8% | 36.778 | 140.656 | 0 | 0 | 0.00050657 | 9.1302e-05 | 12
13 | 2015-12-11 13:00 | 34.6004 | 7.3855 | 4% | 7% | -1.4224 | 115.6885 | 4% | 7% | 36.778 | 123.074 | 0 | 0 | 0.00076667 | 5.0363e-05 | 12
14 | 2015-12-11 14:00 | 18.3061 | 56.0872 | 1% | 6% | -10.0116 | 49.4048 | 2% | 6% | 20.189 | 105.492 | 0 | 0 | 0.00022361 | 0.00042314 | 12
15 | 2015-12-11 15:00 | 1.4581 | 78.158 | 1% | 5% | 6.8364 | 9.752 | 1% | 5% | 11.8945 | 87.91 | 0 | 0 | 7.2399e-06 | 0.0010762 | 12
16 | 2015-12-11 16:00 | 12.9235 | 48.3166 | 5% | 2% | 28.549 | -13.1526 | 5% | 3% | 45.0725 | 52.746 | 0 | 0 | 2.0869e-06 | 0.00040616 | 12
17 | 2015-12-11 17:00 | 4.9327 | 22.2259 | 3% | 2% | 19.9508 | 12.9381 | 3% | 2% | 28.4835 | 35.164 | 0 | 0 | 3.4853e-05 | 4.1816e-05 | 12
18 | 2015-12-11 18:00 | 5.067 | 18.6491 | 4% | 2% | 28.111 | 16.5149 | 4% | 2% | 36.778 | 35.164 | 0 | 0 | 6.2683e-05 | 1.9644e-05 | 12
19 | 2015-12-11 19:00 | 0 | 23.8614 | 2% | 3% | 16.589 | 28.8846 | 2% | 3% | 20.189 | 52.746 | 0 | 0 | 5.0648e-05 | 3.8991e-05 | 12
20 | 2015-12-11 20:00 | 0 | 26.5303 | 5% | 3% | 41.4725 | 26.2157 | 5% | 3% | 45.0725 | 52.746 | 0 | 0 | 0.00019983 | 6.0253e-05 | 12
21 | 2015-12-11 21:00 | 7.625 | 22.3615 | 5% | 5% | 33.8475 | 65.5485 | 5% | 5% | 45.0725 | 87.91 | 0 | 0 | 2.4437e-05 | 1.1462e-06 | 12
22 | 2015-12-11 22:00 | 47.1606 | 0 | 6% | 7% | 2.6064 | 123.074 | 6% | 7% | 53.367 | 123.074 | 0 | 0 | 0.0012832 | 0.00012763 | 12
23 | 2015-12-11 23:00 | 36.7459 | 30.2774 | 3% | 11% | -11.8624 | 163.1246 | 4% | 11% | 36.778 | 193.402 | 0 | 0 | 0.0009166 | 2.4879e-08 | 12
0 | 2015-12-12 | 37.9258 | 179.7762 | 7% | 16% | 20.1357 | 101.5358 | 7% | 16% | 61.6615 | 281.312 | 0 | 0 | 0.00061767 | 0.0064788 | 12
1 | 2015-12-12 01:00 | 8.7449 | 94.112 | 3% | 12% | 16.1386 | 116.872 | 3% | 12% | 28.4835 | 210.984 | 0 | 0 | 1.7099e-06 | 0.0011828 | 12
2 | 2015-12-12 02:00 | 17.0284 | 0 | 8% | 12% | 49.3276 | 210.984 | 8% | 12% | 69.956 | 210.984 | 0 | 0 | 1.3396e-07 | 0.00036614 | 12
3 | 2015-12-12 03:00 | 8.072 | 1.1242 | 15% | 15% | 116.3455 | 262.6058 | 15% | 15% | 128.0175 | 263.73 | 0 | 0 | 0.00032857 | 0.00053931 | 12
4 | 2015-12-12 04:00 | 0 | 86.8634 | 16% | 16% | 132.712 | 194.4486 | 16% | 16% | 136.312 | 281.312 | 0 | 0 | 0.0015393 | 0.00076427 | 12
5 | 2015-12-12 05:00 | 0 | 71.8523 | 24% | 15% | 199.068 | 191.8777 | 24% | 15% | 202.668 | 263.73 | 0 | 0 | 0.0023597 | 0.00028915 | 12
6 | 2015-12-12 06:00 | 0 | 41.4917 | 27% | 13% | 223.9515 | 187.0743 | 27% | 13% | 227.5515 | 228.566 | 0 | 0 | 0.0016626 | 2.8125e-05 | 12
7 | 2015-12-12 07:00 | 0 | 22.6705 | 29% | 13% | 240.5405 | 205.8955 | 29% | 13% | 244.1405 | 228.566 | 0 | 0 | 0.002513 | 2.9176e-05 | 12
8 | 2015-12-12 08:00 | 0 | 0 | 35% | 14% | 290.3075 | 246.148 | 35% | 14% | 247.1761 | 246.148 | 0 | 0 | 0.0019183 | 0.00039837 | 12
9 | 2015-12-12 09:00 | 0 | 30.1054 | 34% | 14% | 282.013 | 216.0426 | 34% | 14% | 247.1761 | 246.148 | 0 | 0 | 0.0017608 | 8.0446e-06 | 12
10 | 2015-12-12 10:00 | 0 | 148.5964 | 33% | 16% | 273.7185 | 132.7156 | 33% | 16% | 247.1761 | 281.312 | 0 | 0 | 0.0018132 | 0.0039384 | 12
11 | 2015-12-12 11:00 | 45.3748 | 143.0468 | 32% | 12% | 220.0492 | 67.9372 | 32% | 12% | 247.1761 | 210.984 | 0 | 0 | 3.3215e-05 | 0.0038719 | 12
12 | 2015-12-12 12:00 | 42.3023 | 17.2439 | 33% | 6% | 231.4162 | 88.2481 | 33% | 6% | 247.1761 | 105.492 | 0 | 0 | 7.0873e-05 | 2.3176e-06 | 12
13 | 2015-12-12 13:00 | 41.5994 | 0 | 31% | 7% | 215.5301 | 123.074 | 31% | 7% | 247.1761 | 123.074 | 0 | 0 | 0.00028818 | 0.00012763 | 12
14 | 2015-12-12 14:00 | 0 | 0 | 30% | 9% | 248.835 | 158.238 | 30% | 9% | 247.1761 | 158.238 | 0 | 0 | 0.0031859 | 0.00021667 | 12
15 | 2015-12-12 15:00 | 0 | 110.0676 | 37% | 13% | 306.8965 | 118.4984 | 37% | 13% | 247.1761 | 228.566 | 0 | 0 | 0.002807 | 0.0019631 | 12
16 | 2015-12-12 16:00 | 0 | 18.6391 | 38% | 10% | 315.191 | 157.1809 | 38% | 10% | 247.1761 | 175.82 | 0 | 0 | 0.0019341 | 0.00011452 | 12
17 | 2015-12-12 17:00 | 0 | 44.2962 | 47% | 10% | 389.8415 | 131.5238 | 47% | 10% | 247.1761 | 175.82 | 0 | 0 | 0.0028582 | 1.5143e-05 | 12
18 | 2015-12-12 18:00 | 0 | 44.2962 | 59% | 12% | 489.3755 | 166.6878 | 59% | 12% | 247.1761 | 210.984 | 0 | 0 | 0.00068611 | 3.6713e-05 | 12
19 | 2015-12-12 19:00 | 0 | 26.692 | 54% | 12% | 447.903 | 184.292 | 54% | 12% | 247.1761 | 210.984 | 0 | 0 | 0.0020799 | 1.563e-05 | 12
20 | 2015-12-12 20:00 | 0 | 0 | 73% | 14% | 605.4985 | 246.148 | 73% | 14% | 247.1761 | 246.148 | 0 | 0 | 0.0018299 | 0.00039837 | 12
21 | 2015-12-12 21:00 | 0 | 0 | 80% | 18% | 663.56 | 316.476 | 80% | 18% | 247.1761 | 312.9596 | 0 | 0 | 0.0027234 | 0.00062476 | 12
22 | 2015-12-12 22:00 | 0 | 0 | 82% | 26% | 680.149 | 457.132 | 82% | 26% | 247.1761 | 312.9596 | 0 | 0 | 6.6911e-05 | 0.0012292 | 12
23 | 2015-12-12 23:00 | 0 | 0 | 79% | 30% | 655.2655 | 527.46 | 79% | 30% | 247.1761 | 312.9596 | 0 | 0 | 0.00040229 | 0.00087453 | 12
0 | 2015-12-13 | 43.7831 | 0 | 79% | 40% | 611.4824 | 703.28 | 79% | 40% | 247.1761 | 312.9596 | 0 | 0 | 0.0010712 | 0.0011315 | 12
1 | 2015-12-13 01:00 | 0 | 0 | 79% | 51% | 655.2655 | 896.682 | 79% | 51% | 247.1761 | 312.9596 | 0 | 0 | 0.00040229 | 0.0011758 | 12
2 | 2015-12-13 02:00 | 125.7136 | 0 | 75% | 56% | 496.3739 | 984.592 | 75% | 56% | 247.1761 | 312.9596 | 0 | 0 | 0.012799 | 0.001107 | 12
3 | 2015-12-13 03:00 | 3.9666 | 0 | 78% | 63% | 643.0044 | 1107.666 | 78% | 63% | 247.1761 | 312.9596 | 0 | 0 | 0.0016364 | 0.0023629 | 12
4 | 2015-12-13 04:00 | 13.992 | 0 | 77% | 68% | 624.6845 | 1195.576 | 77% | 68% | 247.1761 | 312.9596 | 0 | 0 | 0.0003202 | 0.0014773 | 12
5 | 2015-12-13 05:00 | 94.162 | 0 | 77% | 71% | 544.5145 | 1248.322 | 77% | 71% | 247.1761 | 312.9596 | 0 | 0 | 0.0062032 | 0.00064273 | 12
6 | 2015-12-13 06:00 | 0 | 0 | 52% | 74% | 431.314 | 1301.068 | 52% | 74% | 247.1761 | 312.9596 | 0 | 0 | 0.002146 | 0.00078175 | 12
7 | 2015-12-13 07:00 | 38.6549 | 275.5104 | 61% | 79% | 467.3096 | 1113.4676 | 61% | 79% | 247.1761 | 312.9596 | 0 | 0 | 2.5336e-05 | 0.014287 | 12
8 | 2015-12-13 08:00 | 143.0614 | 227.1193 | 60% | 80% | 354.6086 | 1179.4407 | 60% | 80% | 247.1761 | 312.9596 | 0 | 0 | 0.017013 | 0.0066597 | 12
9 | 2015-12-13 09:00 | 11.2262 | 0 | 58% | 63% | 469.8548 | 1107.666 | 58% | 63% | 247.1761 | 312.9596 | 0 | 0 | 0.0005476 | 0.0023629 | 12
10 | 2015-12-13 10:00 | 25.0049 | 285.863 | 52% | 66% | 406.3091 | 874.549 | 52% | 66% | 247.1761 | 312.9596 | 0 | 0 | 0.00026175 | 0.015982 | 12
11 | 2015-12-13 11:00 | 0 | 252.1021 | 48% | 60% | 398.136 | 802.8179 | 48% | 60% | 247.1761 | 312.9596 | 0 | 0 | 0.0016731 | 0.012848 | 12
12 | 2015-12-13 12:00 | 0 | 233.559 | 49% | 52% | 406.4305 | 680.705 | 49% | 52% | 247.1761 | 312.9596 | 0 | 0 | 0.0019382 | 0.008521 | 12
13 | 2015-12-13 13:00 | 0 | 61.5569 | 45% | 48% | 373.2525 | 782.3791 | 45% | 48% | 247.1761 | 312.9596 | 0 | 0 | 0.001179 | 3.1988e-05 | 12
14 | 2015-12-13 14:00 | 0 | 288.0994 | 63% | 51% | 522.5535 | 608.5826 | 63% | 51% | 247.1761 | 312.9596 | 0 | 0 | 0.00061093 | 0.016789 | 12
15 | 2015-12-13 15:00 | 0 | 167.5446 | 63% | 43% | 522.5535 | 588.4814 | 63% | 43% | 247.1761 | 312.9596 | 0 | 0 | 0.00061093 | 0.0018163 | 12
16 | 2015-12-13 16:00 | 0 | 3.1148 | 68% | 40% | 564.026 | 700.1652 | 68% | 40% | 247.1761 | 312.9596 | 0 | 0 | 0.0026884 | 0.0010155 | 12
17 | 2015-12-13 17:00 | 0 | 132.2916 | 79% | 44% | 655.2655 | 641.3164 | 79% | 44% | 247.1761 | 312.9596 | 0 | 0 | 0.00040229 | 0.0014518 | 12
18 | 2015-12-13 18:00 | 0 | 119.5414 | 76% | 39% | 630.382 | 566.1566 | 76% | 39% | 247.1761 | 312.9596 | 0 | 0 | 0.00052437 | 0.00085895 | 12
19 | 2015-12-13 19:00 | 0 | 192.3954 | 79% | 39% | 655.2655 | 493.3026 | 79% | 39% | 247.1761 | 312.9596 | 0 | 0 | 0.00040229 | 0.0050048 | 12
20 | 2015-12-13 20:00 | 6.1762 | 294.23 | 79% | 39% | 649.0893 | 391.468 | 79% | 39% | 247.1761 | 312.9596 | 0 | 0 | 0.00015904 | 0.016555 | 12
21 | 2015-12-13 21:00 | 0 | 297.5125 | 75% | 34% | 622.0875 | 300.2755 | 75% | 34% | 247.1761 | 312.9596 | 0 | 0 | 0.0014769 | 0.017436 | 12
22 | 2015-12-13 22:00 | 0 | 291.6847 | 75% | 31% | 622.0875 | 253.3573 | 75% | 31% | 247.1761 | 312.9596 | 0 | 0 | 0.0014769 | 0.01865 | 12
23 | 2015-12-13 23:00 | 0 | 159.6716 | 56% | 25% | 464.492 | 279.8784 | 56% | 25% | 247.1761 | 312.9596 | 0 | 0 | 0.0029131 | 0.004689 | 12
0 | 2015-12-14 | 0 | 0 | 73% | 25% | 605.4985 | 439.55 | 73% | 25% | 247.1761 | 312.9596 | 0 | 0 | 0.0018299 | 0.00049903 | 12
1 | 2015-12-14 01:00 | 0 | 0 | 72% | 29% | 597.204 | 509.878 | 72% | 29% | 247.1761 | 312.9596 | 0 | 0 | 0.0018516 | 0.0011622 | 12
2 | 2015-12-14 02:00 | 0 | 102.931 | 75% | 32% | 622.0875 | 459.693 | 75% | 32% | 247.1761 | 312.9596 | 0 | 0 | 0.0014769 | 0.00055137 | 12
3 | 2015-12-14 03:00 | 0 | 151.9319 | 76% | 33% | 630.382 | 428.2741 | 76% | 33% | 247.1761 | 312.9596 | 0 | 0 | 0.00052437 | 0.0031622 | 12
4 | 2015-12-14 04:00 | 0 | 14.5958 | 72% | 24% | 597.204 | 407.3722 | 72% | 24% | 247.1761 | 312.9596 | 0 | 0 | 0.0018516 | 0.00027794 | 12
5 | 2015-12-14 05:00 | 0 | 12.8066 | 67% | 23% | 555.7315 | 391.5794 | 67% | 23% | 247.1761 | 312.9596 | 0 | 0 | 0.0014395 | 0.00033898 | 12
6 | 2015-12-14 06:00 | 18.6181 | 40.8604 | 68% | 23% | 545.4079 | 363.5256 | 68% | 23% | 247.1761 | 312.9596 | 0 | 0 | 0.00086459 | 6.0295e-06 | 12
7 | 2015-12-14 07:00 | 0 | 26.1898 | 64% | 21% | 530.848 | 343.0322 | 64% | 21% | 247.1761 | 312.9596 | 0 | 0 | 0.0014193 | 8.5258e-05 | 12
8 | 2015-12-14 08:00 | 0 | 10.2322 | 59% | 18% | 489.3755 | 306.2438 | 59% | 18% | 247.1761 | 312.9596 | 0 | 0 | 0.00068611 | 0.0003677 | 12
9 | 2015-12-14 09:00 | 0 | 87.9002 | 51% | 16% | 423.0195 | 193.4118 | 51% | 16% | 247.1761 | 281.312 | 0 | 0 | 0.0019704 | 0.00079722 | 12
10 | 2015-12-14 10:00 | 0 | 84.48 | 45% | 13% | 373.2525 | 144.086 | 45% | 13% | 247.1761 | 228.566 | 0 | 0 | 0.001179 | 0.00088527 | 12
11 | 2015-12-14 11:00 | 0 | 8.7691 | 34% | 7% | 282.013 | 114.3049 | 34% | 7% | 247.1761 | 123.074 | 0 | 0 | 0.0017608 | 3.9813e-05 | 12
12 | 2015-12-14 12:00 | 0 | 0 | 23% | 7% | 190.7735 | 123.074 | 23% | 7% | 194.3735 | 123.074 | 0 | 0 | 0.0017877 | 0.00012763 | 12
13 | 2015-12-14 13:00 | 0 | 31.3421 | 19% | 13% | 157.5955 | 197.2239 | 19% | 13% | 161.1955 | 228.566 | 0 | 0 | 0.001231 | 2.2036e-07 | 12
14 | 2015-12-14 14:00 | 22.4959 | 28.5974 | 22% | 16% | 159.9831 | 252.7146 | 22% | 16% | 186.079 | 281.312 | 0 | 0 | 0.00012555 | 3.0186e-05 | 12
15 | 2015-12-14 15:00 | 0 | 71.0538 | 14% | 19% | 116.123 | 263.0042 | 14% | 19% | 119.723 | 312.9596 | 0 | 0 | 0.00093117 | 0.00023775 | 12
16 | 2015-12-14 16:00 | 0 | 25.0442 | 16% | 23% | 132.712 | 379.3418 | 16% | 23% | 136.312 | 312.9596 | 0 | 0 | 0.0015393 | 0.00013113 | 12
17 | 2015-12-14 17:00 | 0 | 0 | 12% | 25% | 99.534 | 439.55 | 12% | 25% | 103.134 | 312.9596 | 0 | 0 | 0.0010661 | 0.00049903 | 12
18 | 2015-12-14 18:00 | 3.237 | 0 | 15% | 31% | 121.1805 | 545.042 | 15% | 31% | 128.0175 | 312.9596 | 0 | 0 | 0.00057387 | 0.00086046 | 12
19 | 2015-12-14 19:00 | 0 | 0 | 15% | 35% | 124.4175 | 615.37 | 15% | 35% | 128.0175 | 312.9596 | 0 | 0 | 0.00077608 | 0.0010089 | 12
20 | 2015-12-14 20:00 | 0 | 28.3961 | 15% | 40% | 124.4175 | 674.8839 | 15% | 40% | 128.0175 | 312.9596 | 0 | 0 | 0.00077608 | 0.00030582 | 12
21 | 2015-12-14 21:00 | 0 | 0.82212 | 12% | 40% | 99.534 | 702.4579 | 12% | 40% | 103.134 | 312.9596 | 0 | 0 | 0.0010661 | 0.0011003 | 12
22 | 2015-12-14 22:00 | 0 | 37.7898 | 17% | 41% | 141.0065 | 683.0722 | 17% | 41% | 144.6065 | 312.9596 | 0 | 0 | 0.0012803 | 0.0002674 | 12
23 | 2015-12-14 23:00 | 0 | 37.8626 | 14% | 40% | 116.123 | 665.4174 | 14% | 40% | 119.723 | 312.9596 | 0 | 0 | 0.00093117 | 0.0001465 | 12
0 | 2015-12-15 | 0 | 0 | 15% | 39% | 124.4175 | 685.698 | 15% | 39% | 128.0175 | 312.9596 | 0 | 0 | 0.00077608 | 0.0014964 | 12
1 | 2015-12-15 01:00 | 0 | 0 | 15% | 37% | 124.4175 | 650.534 | 15% | 37% | 128.0175 | 312.9596 | 0 | 0 | 0.00077608 | 0.0012424 | 12
2 | 2015-12-15 02:00 | 0 | 0 | 17% | 37% | 141.0065 | 650.534 | 17% | 37% | 144.6065 | 312.9596 | 0 | 0 | 0.0012803 | 0.0012424 | 12
3 | 2015-12-15 03:00 | 0 | 0 | 19% | 39% | 157.5955 | 685.698 | 19% | 39% | 161.1955 | 312.9596 | 0 | 0 | 0.001231 | 0.0014964 | 12
4 | 2015-12-15 04:00 | 0 | 0 | 19% | 39% | 157.5955 | 685.698 | 19% | 39% | 161.1955 | 312.9596 | 0 | 0 | 0.001231 | 0.0014964 | 12
5 | 2015-12-15 05:00 | 0 | 0 | 21% | 38% | 174.1845 | 668.116 | 21% | 38% | 177.7845 | 312.9596 | 0 | 0 | 0.002694 | 0.0012944 | 12
6 | 2015-12-15 06:00 | 0 | 0 | 26% | 40% | 215.657 | 703.28 | 26% | 40% | 219.257 | 312.9596 | 0 | 0 | 0.0024692 | 0.0011315 | 12
7 | 2015-12-15 07:00 | 0 | 0 | 31% | 42% | 257.1295 | 738.444 | 31% | 42% | 247.1761 | 312.9596 | 0 | 0 | 0.0011007 | 0.0013025 | 12
8 | 2015-12-15 08:00 | 0 | 0 | 34% | 45% | 282.013 | 791.19 | 34% | 45% | 247.1761 | 312.9596 | 0 | 0 | 0.0017608 | 0.0010364 | 12
9 | 2015-12-15 09:00 | 0 | 0 | 38% | 45% | 315.191 | 791.19 | 38% | 45% | 247.1761 | 312.9596 | 0 | 0 | 0.0019341 | 0.0010364 | 12
10 | 2015-12-15 10:00 | 0 | 0 | 42% | 49% | 348.369 | 861.518 | 42% | 49% | 247.1761 | 312.9596 | 0 | 0 | 0.0019602 | 0.0016348 | 12
11 | 2015-12-15 11:00 | 0 | 0 | 44% | 54% | 364.958 | 949.428 | 44% | 54% | 247.1761 | 312.9596 | 0 | 0 | 0.002895 | 0.0023249 | 12
12 | 2015-12-15 12:00 | 0 | 0 | 50% | 57% | 414.725 | 1002.174 | 50% | 57% | 247.1761 | 312.9596 | 0 | 0 | 0.0027122 | 0.0010699 | 12
13 | 2015-12-15 13:00 | 0 | 92.7361 | 53% | 61% | 439.6085 | 979.7659 | 53% | 61% | 247.1761 | 312.9596 | 0 | 0 | 0.0021906 | 0.00033588 | 12
14 | 2015-12-15 14:00 | 0 | 144.8564 | 56% | 59% | 464.492 | 892.4816 | 56% | 59% | 247.1761 | 312.9596 | 0 | 0 | 0.0029131 | 0.0021764 | 12
15 | 2015-12-15 15:00 | 0 | 0 | 53% | 53% | 439.6085 | 931.846 | 53% | 53% | 247.1761 | 312.9596 | 0 | 0 | 0.0021906 | 0.0016794 | 12
16 | 2015-12-15 16:00 | 0 | 0 | 57% | 49% | 472.7865 | 861.518 | 57% | 49% | 247.1761 | 312.9596 | 0 | 0 | 0.0016916 | 0.0016348 | 12
17 | 2015-12-15 17:00 | 0 | 0 | 56% | 47% | 464.492 | 826.354 | 56% | 47% | 247.1761 | 312.9596 | 0 | 0 | 0.0029131 | 0.0014461 | 12
18 | 2015-12-15 18:00 | 0 | 0 | 59% | 43% | 489.3755 | 756.026 | 59% | 43% | 247.1761 | 312.9596 | 0 | 0 | 0.00068611 | 0.0027747 | 12
19 | 2015-12-15 19:00 | 0 | 0 | 59% | 38% | 489.3755 | 668.116 | 59% | 38% | 247.1761 | 312.9596 | 0 | 0 | 0.00068611 | 0.0012944 | 12
20 | 2015-12-15 20:00 | 0 | 0 | 59% | 37% | 489.3755 | 650.534 | 59% | 37% | 247.1761 | 312.9596 | 0 | 0 | 0.00068611 | 0.0012424 | 12
21 | 2015-12-15 21:00 | 0 | 0 | 60% | 39% | 497.67 | 685.698 | 60% | 39% | 247.1761 | 312.9596 | 0 | 0 | 0.0017678 | 0.0014964 | 12
22 | 2015-12-15 22:00 | 0 | 0 | 61% | 40% | 505.9645 | 703.28 | 61% | 40% | 247.1761 | 312.9596 | 0 | 0 | 0.001728 | 0.0011315 | 12
23 | 2015-12-15 23:00 | 0 | 0 | 59% | 46% | 489.3755 | 808.772 | 59% | 46% | 247.1761 | 312.9596 | 0 | 0 | 0.00068611 | 0.0021141 | 12
0 | 2015-12-16 | 0 | 0 | 72% | 51% | 597.204 | 896.682 | 72% | 51% | 247.1761 | 312.9596 | 0 | 0 | 0.0018516 | 0.0011758 | 12
1 | 2015-12-16 01:00 | 0 | 0 | 71% | 56% | 588.9095 | 984.592 | 71% | 56% | 247.1761 | 312.9596 | 0 | 0 | 0.0011088 | 0.001107 | 12
2 | 2015-12-16 02:00 | 0 | 116.763 | 73% | 58% | 605.4985 | 902.993 | 73% | 58% | 247.1761 | 312.9596 | 0 | 0 | 0.0018299 | 0.00029425 | 12
3 | 2015-12-16 03:00 | 0 | 113.7668 | 75% | 61% | 622.0875 | 958.7352 | 75% | 61% | 247.1761 | 312.9596 | 0 | 0 | 0.0014769 | 0.0009174 | 12
4 | 2015-12-16 04:00 | 0 | 77.443 | 74% | 62% | 613.793 | 1012.641 | 74% | 62% | 247.1761 | 312.9596 | 0 | 0 | 0.0041038 | 1.229e-06 | 12
5 | 2015-12-16 05:00 | 0 | 80.3819 | 68% | 61% | 564.026 | 992.1201 | 68% | 61% | 247.1761 | 312.9596 | 0 | 0 | 0.0026884 | 0.0001277 | 12
6 | 2015-12-16 06:00 | 1.5053 | 26.686 | 60% | 60% | 496.1647 | 1028.234 | 60% | 60% | 247.1761 | 312.9596 | 0 | 0 | 0.0016185 | 0.00022075 | 12
7 | 2015-12-16 07:00 | 134.4342 | 51.3011 | 44% | 59% | 230.5238 | 986.0369 | 44% | 59% | 247.1761 | 312.9596 | 0 | 0 | 0.011723 | 4.302e-05 | 12
8 | 2015-12-16 08:00 | 174.6684 | 19.5388 | 40% | 59% | 157.1116 | 1017.7992 | 40% | 59% | 247.1761 | 312.9596 | 0 | 0 | 0.029051 | 0.00060635 | 12
9 | 2015-12-16 09:00 | 73.7515 | 0 | 17% | 60% | 67.255 | 1054.92 | 17% | 60% | 144.6065 | 312.9596 | 0 | 0 | 0.0028234 | 0.00090215 | 12
10 | 2015-12-16 10:00 | 23.3462 | 0 | 9% | 60% | 51.3043 | 1054.92 | 9% | 60% | 78.2505 | 312.9596 | 0 | 0 | 2.6389e-06 | 0.00090215 | 12
11 | 2015-12-16 11:00 | 19.1712 | 0 | 5% | 61% | 22.3013 | 1072.502 | 5% | 61% | 45.0725 | 312.9596 | 0 | 0 | 8.0585e-05 | 0.0011846 | 12
12 | 2015-12-16 12:00 | 0 | 68.5778 | 3% | 65% | 24.8835 | 1074.2522 | 3% | 65% | 28.4835 | 312.9596 | 0 | 0 | 0.00014044 | 4.6186e-06 | 12
13 | 2015-12-16 13:00 | 0 | 237.0608 | 1% | 68% | 8.2945 | 958.5152 | 1% | 68% | 11.8945 | 312.9596 | 0 | 0 | 1.979e-05 | 0.009292 | 12
14 | 2015-12-16 14:00 | 0 | 229.8535 | 1% | 69% | 8.2945 | 983.3045 | 1% | 69% | 11.8945 | 312.9596 | 0 | 0 | 1.979e-05 | 0.011406 | 12
15 | 2015-12-16 15:00 | 0 | 126.6589 | 2% | 69% | 16.589 | 1086.4991 | 2% | 69% | 20.189 | 312.9596 | 0 | 0 | 5.0648e-05 | 0.0023141 | 12
16 | 2015-12-16 16:00 | 0 | 86.9383 | 1% | 69% | 8.2945 | 1126.2197 | 1% | 69% | 11.8945 | 312.9596 | 0 | 0 | 1.979e-05 | 0.00065093 | 12
17 | 2015-12-16 17:00 | 0 | 168.2005 | 1% | 65% | 8.2945 | 974.6295 | 1% | 65% | 11.8945 | 312.9596 | 0 | 0 | 1.979e-05 | 0.0034587 | 12
18 | 2015-12-16 18:00 | 0 | 155.1834 | 1% | 59% | 8.2945 | 882.1546 | 1% | 59% | 11.8945 | 312.9596 | 0 | 0 | 1.979e-05 | 0.0027589 | 12
19 | 2015-12-16 19:00 | 0 | 94.6373 | 1% | 52% | 8.2945 | 819.6267 | 1% | 52% | 11.8945 | 312.9596 | 0 | 0 | 1.979e-05 | 0.00017677 | 12
20 | 2015-12-16 20:00 | 0 | 76.9124 | 2% | 46% | 16.589 | 731.8596 | 2% | 46% | 20.189 | 312.9596 | 0 | 0 | 5.0648e-05 | 4.99e-06 | 12
21 | 2015-12-16 21:00 | 0 | 25.4636 | 2% | 41% | 16.589 | 695.3984 | 2% | 41% | 20.189 | 312.9596 | 0 | 0 | 5.0648e-05 | 0.00054584 | 12
22 | 2015-12-16 22:00 | 0 | 0 | 2% | 35% | 16.589 | 615.37 | 2% | 35% | 20.189 | 312.9596 | 0 | 0 | 5.0648e-05 | 0.0010089 | 12
23 | 2015-12-16 23:00 | 0 | 0 | 2% | 32% | 16.589 | 562.624 | 2% | 32% | 20.189 | 312.9596 | 0 | 0 | 5.0648e-05 | 0.0012294 | 12
0 | 2015-12-17 | 0 | 0 | 3% | 37% | 24.8835 | 650.534 | 3% | 37% | 28.4835 | 312.9596 | 0 | 0 | 0.00014044 | 0.0012424 | 12
1 | 2015-12-17 01:00 | 0 | 0 | 3% | 35% | 24.8835 | 615.37 | 3% | 35% | 28.4835 | 312.9596 | 0 | 0 | 0.00014044 | 0.0010089 | 12
2 | 2015-12-17 02:00 | 0 | 0 | 4% | 30% | 33.178 | 527.46 | 4% | 30% | 36.778 | 312.9596 | 0 | 0 | 0.00019673 | 0.00087453 | 12
3 | 2015-12-17 03:00 | 4.0426 | 0 | 5% | 24% | 37.4299 | 421.968 | 5% | 24% | 45.0725 | 312.9596 | 0 | 0 | 8.5793e-05 | 0.00062366 | 12
4 | 2015-12-17 04:00 | 0 | 0 | 6% | 22% | 49.767 | 386.804 | 6% | 22% | 53.367 | 312.9596 | 0 | 0 | 0.00044252 | 0.00052086 | 12
5 | 2015-12-17 05:00 | 0 | 32.244 | 8% | 19% | 66.356 | 301.814 | 8% | 19% | 69.956 | 312.9596 | 0 | 0 | 0.00043663 | 4.4281e-05 | 12
6 | 2015-12-17 06:00 | 0 | 36.4698 | 13% | 18% | 107.8285 | 280.0062 | 13% | 18% | 111.4285 | 312.9596 | 0 | 0 | 0.0007203 | 1.8084e-05 | 12
7 | 2015-12-17 07:00 | 16.9145 | 6.8932 | 19% | 17% | 140.681 | 292.0008 | 19% | 17% | 161.1955 | 298.894 | 0 | 0 | 0.00021591 | 0.00052535 | 12
8 | 2015-12-17 08:00 | 63.2351 | 0 | 22% | 18% | 119.2439 | 316.476 | 22% | 18% | 186.079 | 312.9596 | 0 | 0 | 0.0014372 | 0.00062476 | 12
9 | 2015-12-17 09:00 | 93.8262 | 0 | 26% | 20% | 121.8308 | 351.64 | 26% | 20% | 219.257 | 312.9596 | 0 | 0 | 0.0040231 | 0.00057635 | 12
10 | 2015-12-17 10:00 | 48.3413 | 0 | 24% | 25% | 150.7267 | 439.55 | 24% | 25% | 202.668 | 312.9596 | 0 | 0 | 9.4185e-05 | 0.00049903 | 12
11 | 2015-12-17 11:00 | 52.275 | 0 | 22% | 38% | 130.204 | 668.116 | 22% | 38% | 186.079 | 312.9596 | 0 | 0 | 0.00060995 | 0.0012944 | 12
12 | 2015-12-17 12:00 | 51.0296 | 104.0845 | 22% | 54% | 131.4494 | 845.3435 | 22% | 54% | 186.079 | 312.9596 | 0 | 0 | 0.00053804 | 0.0001206 | 12
13 | 2015-12-17 13:00 | 57.649 | 146.659 | 20% | 65% | 108.241 | 996.171 | 20% | 65% | 169.49 | 312.9596 | 0 | 0 | 0.00052786 | 0.0021677 | 12
14 | 2015-12-17 14:00 | 53.9029 | 174.3696 | 17% | 70% | 87.1036 | 1056.3704 | 17% | 70% | 144.6065 | 312.9596 | 0 | 0 | 0.00085296 | 0.0053931 | 12
15 | 2015-12-17 15:00 | 35.7172 | 163.1647 | 12% | 74% | 63.8168 | 1137.9033 | 12% | 74% | 103.134 | 312.9596 | 0 | 0 | 0.00010836 | 0.0042045 | 12
16 | 2015-12-17 16:00 | 50.7242 | 145.8488 | 12% | 77% | 48.8098 | 1207.9652 | 12% | 77% | 103.134 | 312.9596 | 0 | 0 | 0.00081239 | 0.0028828 | 12
17 | 2015-12-17 17:00 | 80.9999 | 242.93 | 12% | 81% | 18.5341 | 1181.212 | 12% | 81% | 103.134 | 312.9596 | 0 | 0 | 0.0042254 | 0.0091342 | 12
18 | 2015-12-17 18:00 | 73.65 | 226.231 | 9% | 85% | 1.0005 | 1268.239 | 9% | 85% | 78.2505 | 312.9596 | 0 | 0 | 0.0038778 | 0.006077 | 12
19 | 2015-12-17 19:00 | 60.95 | 140.4644 | 6% | 86% | -11.183 | 1371.5876 | 7% | 86% | 247.1761 | 312.9596 | 0 | 0 | 0.002768 | 0.0020396 | 12
20 | 2015-12-17 20:00 | 70.7988 | 165.5441 | 9% | 87% | 3.8517 | 1364.0899 | 9% | 87% | 78.2505 | 312.9596 | 0 | 0 | 0.0034615 | 0.0041583 | 12
21 | 2015-12-17 21:00 | 83.0242 | 162.8568 | 10% | 87% | -0.07916 | 1366.7772 | 10% | 87% | 86.545 | 312.9596 | 0 | 0 | 0.0058085 | 0.0039635 | 12
22 | 2015-12-17 22:00 | 78.3629 | 138.9227 | 10% | 86% | 4.5821 | 1373.1293 | 10% | 86% | 86.545 | 312.9596 | 0 | 0 | 0.0049835 | 0.0019612 | 12
23 | 2015-12-17 23:00 | 81.3155 | 228.0559 | 15% | 85% | 43.102 | 1266.4141 | 15% | 85% | 128.0175 | 312.9596 | 0 | 0 | 0.0049248 | 0.00624 | 12
0 | 2015-12-18 | 42.247 | 233.9321 | 13% | 82% | 65.5815 | 1207.7919 | 13% | 82% | 111.4285 | 312.9596 | 0 | 0 | 0.00058058 | 0.010384 | 12
1 | 2015-12-18 01:00 | 77.7931 | 285.1508 | 25% | 82% | 129.5694 | 1156.5732 | 25% | 82% | 210.9625 | 312.9596 | 0 | 0 | 0.0024482 | 0.017169 | 12
2 | 2015-12-18 02:00 | 217.1922 | 274.6301 | 41% | 81% | 122.8823 | 1149.5119 | 41% | 81% | 247.1761 | 312.9596 | 0 | 0 | 0.046496 | 0.012906 | 12
3 | 2015-12-18 03:00 | 242.7749 | 211.9061 | 48% | 81% | 155.3611 | 1212.2359 | 48% | 81% | 247.1761 | 312.9596 | 0 | 0 | 0.063398 | 0.0060727 | 12
4 | 2015-12-18 04:00 | 222.3868 | 148.2859 | 55% | 77% | 233.8107 | 1205.5281 | 55% | 77% | 247.1761 | 312.9596 | 0 | 0 | 0.044711 | 0.0030336 | 12
5 | 2015-12-18 05:00 | 195.4314 | 153.4705 | 59% | 77% | 293.9441 | 1200.3435 | 59% | 77% | 247.1761 | 312.9596 | 0 | 0 | 0.043858 | 0.0033671 | 12
6 | 2015-12-18 06:00 | 277.2925 | 118.316 | 62% | 76% | 236.9665 | 1217.916 | 62% | 76% | 247.1761 | 312.9596 | 0.014 | 0 | 0.084491 | 0.00030043 | 12
7 | 2015-12-18 07:00 | Data Error | 214.889 | Data Error | 75% | Data Error | 1103.761 | Data Error | 75% | Data Error | 312.9596 | Data Error | 0 | Data Error | 0.006524 | 12
8 | 2015-12-18 08:00 | Data Error | 156.9989 | Data Error | 74% | Data Error | 1144.0691 | Data Error | 74% | Data Error | 312.9596 | Data Error | 0 | Data Error | 0.003762 | 12
9 | 2015-12-18 09:00 | Data Error | 217.2059 | Data Error | 75% | Data Error | 1101.4441 | Data Error | 75% | Data Error | 312.9596 | Data Error | 0 | Data Error | 0.0067386 | 12
10 | 2015-12-18 10:00 | 138.4252 | 174.1062 | 49% | 75% | 268.0053 | 1144.5438 | 49% | 75% | 247.1761 | 312.9596 | 0 | 0 | 0.015095 | 0.0033149 | 12
11 | 2015-12-18 11:00 | 128.1578 | 232.1828 | 45% | 76% | 245.0947 | 1104.0492 | 45% | 76% | 247.1761 | 312.9596 | 0 | 0 | 0.014442 | 0.0067398 | 12
12 | 2015-12-18 12:00 | 97.3795 | 242.1325 | 40% | 78% | 234.4005 | 1129.2635 | 40% | 78% | 247.1761 | 312.9596 | 0 | 0 | 0.0059695 | 0.013097 | 12
13 | 2015-12-18 13:00 | 88.4004 | 163.1983 | 30% | 79% | 160.4346 | 1225.7797 | 30% | 79% | 247.1761 | 312.9596 | 0 | 0 | 0.0025134 | 0.0030966 | 12
14 | 2015-12-18 14:00 | 13.9984 | 200.9222 | 29% | 79% | 226.5421 | 1188.0558 | 29% | 79% | 244.1405 | 312.9596 | 0 | 0 | 0.0011058 | 0.0059449 | 12
15 | 2015-12-18 15:00 | 8.2 | 99.1014 | 26% | 77% | 207.457 | 1254.7126 | 26% | 77% | 219.257 | 312.9596 | 0 | 0 | 0.0015844 | 0.0007346 | 12
16 | 2015-12-18 16:00 | 13.1988 | 81.7418 | 22% | 78% | 169.2802 | 1289.6542 | 22% | 78% | 186.079 | 312.9596 | 0 | 0 | 0.00050238 | 0.00053899 | 12
17 | 2015-12-18 17:00 | 19.5912 | 73.4408 | 18% | 79% | 129.7098 | 1315.5372 | 18% | 79% | 152.901 | 312.9596 | 0 | 0 | 6.0924e-05 | 2.1129e-05 | 12
18 | 2015-12-18 18:00 | 0 | 72.567 | 17% | 78% | 141.0065 | 1298.829 | 17% | 78% | 144.6065 | 312.9596 | 0 | 0 | 0.0012803 | 0.00032392 | 12
19 | 2015-12-18 19:00 | 0 | 116.5286 | 18% | 76% | 149.301 | 1219.7034 | 18% | 76% | 152.901 | 312.9596 | 0 | 0 | 0.00098752 | 0.00026623 | 12
20 | 2015-12-18 20:00 | 0 | 204.0104 | 16% | 74% | 132.712 | 1097.0576 | 16% | 74% | 136.312 | 312.9596 | 0 | 0 | 0.0015393 | 0.007757 | 12
21 | 2015-12-18 21:00 | 0 | 151.3374 | 14% | 72% | 116.123 | 1114.5666 | 14% | 72% | 119.723 | 312.9596 | 0 | 0 | 0.00093117 | 0.0012499 | 12
22 | 2015-12-18 22:00 | 0 | 143.4463 | 13% | 69% | 107.8285 | 1069.7117 | 13% | 69% | 111.4285 | 312.9596 | 0 | 0 | 0.0007203 | 0.0033239 | 12
23 | 2015-12-18 23:00 | 13.3517 | 40.7208 | 15% | 65% | 111.0658 | 1102.1092 | 15% | 65% | 128.0175 | 312.9596 | 0 | 0 | 0.00013833 | 0.00018755 | 12
0 | 2015-12-19 | 66.233 | 0 | 14% | 67% | 49.89 | 1177.994 | 14% | 67% | 119.723 | 312.9596 | 0 | 0 | 0.0024341 | 0.00087013 | 12
1 | 2015-12-19 01:00 | 106.2794 | 0 | 15% | 66% | 18.1381 | 1160.412 | 15% | 66% | 128.0175 | 312.9596 | 0 | 0 | 0.010055 | 0.0013082 | 12
2 | 2015-12-19 02:00 | 102.0128 | 145.1861 | 12% | 65% | -2.4788 | 997.6439 | 12% | 65% | 103.134 | 312.9596 | 0 | 0 | 0.0081607 | 0.0020904 | 12
3 | 2015-12-19 03:00 | 79.7254 | 252.7682 | 8% | 65% | -13.3694 | 890.0618 | 9% | 65% | 78.2505 | 312.9596 | 0.001 | 0 | 0.0048436 | 0.01143 | 12
4 | 2015-12-19 04:00 | 49.4116 | 200.5676 | 5% | 65% | -7.9391 | 942.2624 | 6% | 65% | 247.1761 | 312.9596 | 0 | 0 | 0.001485 | 0.0059629 | 12
5 | 2015-12-19 05:00 | 39.625 | 177.1368 | 4% | 66% | -6.447 | 983.2752 | 4% | 66% | 36.778 | 312.9596 | 0.001 | 0 | 0.0011388 | 0.0041706 | 12
6 | 2015-12-19 06:00 | 36.25 | 154.0204 | 4% | 67% | -3.072 | 1023.9736 | 4% | 67% | 36.778 | 312.9596 | 0 | 0 | 0.00088075 | 0.003376 | 12
7 | 2015-12-19 07:00 | 36.6145 | 4.0873 | 5% | 69% | 4.858 | 1209.0707 | 5% | 69% | 45.0725 | 312.9596 | 0 | 0 | 0.00090041 | 0.00046696 | 12
8 | 2015-12-19 08:00 | 39.2796 | 0 | 6% | 70% | 10.4874 | 1230.74 | 6% | 70% | 53.367 | 312.9596 | 0 | 0 | 0.00069274 | 0.00066243 | 12
9 | 2015-12-19 09:00 | 21.0004 | 17.6591 | 6% | 71% | 28.7666 | 1230.6629 | 6% | 71% | 53.367 | 312.9596 | 0 | 0 | 1.8337e-05 | 0.00023435 | 12
10 | 2015-12-19 10:00 | 6.0553 | 94.765 | 6% | 75% | 43.7117 | 1223.885 | 6% | 75% | 53.367 | 312.9596 | 0 | 0 | 0.00018867 | 0.00015497 | 12
11 | 2015-12-19 11:00 | 0 | 151.3379 | 7% | 74% | 58.0615 | 1149.7301 | 7% | 74% | 61.6615 | 312.9596 | 0 | 0 | 0.0004356 | 0.0033774 | 12
12 | 2015-12-19 12:00 | 0 | 160.2382 | 11% | 75% | 91.2395 | 1158.4118 | 11% | 75% | 94.8395 | 312.9596 | 0 | 0 | 0.00082546 | 0.0024689 | 12
13 | 2015-12-19 13:00 | 0 | 240.7026 | 13% | 75% | 107.8285 | 1077.9474 | 13% | 75% | 111.4285 | 312.9596 | 0 | 0 | 0.0007203 | 0.0091112 | 12
14 | 2015-12-19 14:00 | 0 | 210.9434 | 14% | 76% | 116.123 | 1125.2886 | 14% | 76% | 119.723 | 312.9596 | 0 | 0 | 0.00093117 | 0.0049023 | 12
15 | 2015-12-19 15:00 | 0 | 216.8645 | 12% | 77% | 99.534 | 1136.9495 | 12% | 77% | 103.134 | 312.9596 | 0 | 0 | 0.0010661 | 0.0088516 | 12
16 | 2015-12-19 16:00 | 0 | 179.3728 | 12% | 76% | 99.534 | 1156.8592 | 12% | 76% | 103.134 | 312.9596 | 0 | 0 | 0.0010661 | 0.0027102 | 12
17 | 2015-12-19 17:00 | 0 | 45.9754 | 13% | 76% | 107.8285 | 1290.2566 | 13% | 76% | 111.4285 | 312.9596 | 0 | 0 | 0.0007203 | 0.000567 | 12
18 | 2015-12-19 18:00 | 0 | 153.3509 | 12% | 76% | 99.534 | 1182.8811 | 12% | 76% | 103.134 | 312.9596 | 0 | 0 | 0.0010661 | 0.0013883 | 12
19 | 2015-12-19 19:00 | 0 | 170.9322 | 14% | 75% | 116.123 | 1147.7178 | 14% | 75% | 119.723 | 312.9596 | 0 | 0 | 0.00093117 | 0.0031103 | 12
20 | 2015-12-19 20:00 | 38.913 | 106.9516 | 18% | 75% | 110.388 | 1211.6984 | 18% | 75% | 152.901 | 312.9596 | 0 | 0 | 0.00023992 | 0.00037559 | 12
21 | 2015-12-19 21:00 | 57.8772 | 124.8786 | 21% | 75% | 116.3073 | 1193.7714 | 21% | 75% | 177.7845 | 312.9596 | 0 | 0 | 0.00031946 | 0.00087476 | 12
22 | 2015-12-19 22:00 | 109.6579 | 136.6703 | 26% | 76% | 105.9991 | 1199.5617 | 26% | 76% | 219.257 | 312.9596 | 0 | 0 | 0.0068087 | 0.0007713 | 12
23 | 2015-12-19 23:00 | 159.665 | 108.1474 | 28% | 76% | 72.581 | 1228.0846 | 28% | 76% | 235.846 | 312.9596 | 0 | 0 | 0.025607 | 0.00013339 | 12
0 | 2015-12-20 | 180.0068 | 139.3009 | 32% | 77% | 85.4172 | 1214.5131 | 32% | 77% | 247.1761 | 312.9596 | 0 | 0 | 0.02825 | 0.0024968 | 12
1 | 2015-12-20 01:00 | 152.2034 | 277.7846 | 31% | 77% | 104.9261 | 1076.0294 | 31% | 77% | 247.1761 | 312.9596 | 0 | 0 | 0.022597 | 0.016572 | 12
2 | 2015-12-20 02:00 | 139.196 | Data Error | 35% | Data Error | 151.1115 | Data Error | 35% | Data Error | 247.1761 | Data Error | 0 | Data Error | 0.015381 | Data Error | 12
3 | 2015-12-20 03:00 | 107.3916 | Data Error | 37% | Data Error | 199.5049 | Data Error | 37% | Data Error | 247.1761 | Data Error | 0 | Data Error | 0.005851 | Data Error | 12
4 | 2015-12-20 04:00 | 139.5354 | Data Error | 44% | Data Error | 225.4226 | Data Error | 44% | Data Error | 247.1761 | Data Error | 0 | Data Error | 0.013092 | Data Error | 12
5 | 2015-12-20 05:00 | 162.6533 | Data Error | 50% | Data Error | 252.0717 | Data Error | 50% | Data Error | 247.1761 | Data Error | 0 | Data Error | 0.020741 | Data Error | 12
6 | 2015-12-20 06:00 | 157.546 | Data Error | 54% | Data Error | 290.357 | Data Error | 54% | Data Error | 247.1761 | Data Error | 0 | Data Error | 0.020832 | Data Error | 12
7 | 2015-12-20 07:00 | 169.0886 | Data Error | 61% | Data Error | 336.8759 | Data Error | 61% | Data Error | 247.1761 | Data Error | 0 | Data Error | 0.026337 | Data Error | 12
8 | 2015-12-20 08:00 | 185.3918 | Data Error | 66% | Data Error | 362.0452 | Data Error | 66% | Data Error | 247.1761 | Data Error | 0 | Data Error | 0.033053 | Data Error | 12
9 | 2015-12-20 09:00 | 182.6248 | Data Error | 72% | Data Error | 414.5792 | Data Error | 72% | Data Error | 247.1761 | Data Error | 0 | Data Error | 0.03138 | Data Error | 12
10 | 2015-12-20 10:00 | 108.9226 | Data Error | 76% | Data Error | 521.4594 | Data Error | 76% | Data Error | 247.1761 | Data Error | 0 | Data Error | 0.011755 | Data Error | 12
11 | 2015-12-20 11:00 | 44.1755 | Data Error | 76% | Data Error | 586.2065 | Data Error | 76% | Data Error | 247.1761 | Data Error | 0 | Data Error | 0.0009217 | Data Error | 12
12 | 2015-12-20 12:00 | 114.1478 | 235.16 | 79% | 47% | 541.1177 | 591.194 | 79% | 47% | 247.1761 | 312.9596 | 0 | 0 | 0.013821 | 0.0091628 | 12
13 | 2015-12-20 13:00 | 157.1532 | 264.6419 | 81% | 49% | 514.7013 | 596.8761 | 81% | 49% | 247.1761 | 312.9596 | 0 | 0 | 0.020144 | 0.012119 | 12
14 | 2015-12-20 14:00 | 151.734 | 241.3381 | 81% | 52% | 520.1205 | 672.9259 | 81% | 52% | 247.1761 | 312.9596 | 0 | 0 | 0.018332 | 0.0093574 | 12
15 | 2015-12-20 15:00 | 108.6244 | 368.103 | 80% | 56% | 554.9356 | 616.489 | 80% | 56% | 247.1761 | 312.9596 | 0 | 0.012 | 0.0062053 | 0.031008 | 12
16 | 2015-12-20 16:00 | 34.0218 | 381.8977 | 79% | 58% | 621.2437 | 637.8583 | 79% | 58% | 247.1761 | 312.9596 | 0 | 0.014 | 0.00043933 | 0.028208 | 12
17 | 2015-12-20 17:00 | 30.6649 | Data Error | 78% | Data Error | 616.3061 | Data Error | 78% | Data Error | 247.1761 | Data Error | 0 | Data Error | 6.8302e-05 | Data Error | 12
18 | 2015-12-20 18:00 | 6.8054 | Data Error | 79% | Data Error | 648.4601 | Data Error | 79% | Data Error | 247.1761 | Data Error | 0 | Data Error | 0.00014048 | Data Error | 12
19 | 2015-12-20 19:00 | 21.1908 | Data Error | 80% | Data Error | 642.3692 | Data Error | 80% | Data Error | 247.1761 | Data Error | 0 | Data Error | 0.00070959 | Data Error | 12
20 | 2015-12-20 20:00 | 90.7834 | Data Error | 80% | Data Error | 572.7766 | Data Error | 80% | Data Error | 247.1761 | Data Error | 0 | Data Error | 0.0032792 | Data Error | 12
21 | 2015-12-20 21:00 | 97.2924 | 138.7898 | 81% | 85% | 574.5621 | 1355.6802 | 81% | 85% | 247.1761 | 312.9596 | 0 | 0 | 0.0048666 | 0.00079649 | 12
22 | 2015-12-20 22:00 | 180.8246 | 158.9861 | 80% | 86% | 482.7354 | 1353.0659 | 80% | 86% | 247.1761 | 312.9596 | 0 | 0 | 0.027496 | 0.0031021 | 12
23 | 2015-12-20 23:00 | 173.9988 | 0 | 77% | 86% | 464.6777 | 1512.052 | 77% | 86% | 247.1761 | 312.9596 | 0 | 0 | 0.03063 | 0.0012061 | 12
0 | 2015-12-21 | 218.9282 | 0 | 72% | 87% | 378.2758 | 1529.634 | 72% | 87% | 247.1761 | 312.9596 | 0 | 0 | 0.048803 | 0.00088034 | 12
1 | 2015-12-21 01:00 | 159.195 | 79.8263 | 65% | 91% | 379.9475 | 1520.1357 | 65% | 91% | 247.1761 | 312.9596 | 0 | 0 | 0.023042 | 0 | 12
2 | 2015-12-21 02:00 | 145.1674 | 71.7875 | 61% | 90% | 360.7971 | 1510.5925 | 61% | 90% | 247.1761 | 312.9596 | 0 | 0 | 0.017808 | 0.00086756 | 12
3 | 2015-12-21 03:00 | 120.2395 | 64.3896 | 57% | 90% | 352.547 | 1517.9904 | 57% | 90% | 247.1761 | 312.9596 | 0 | 0 | 0.010782 | 0.0011331 | 12
4 | 2015-12-21 04:00 | 110.8049 | 209.846 | 50% | 90% | 303.9201 | 1372.534 | 50% | 90% | 247.1761 | 312.9596 | 0 | 0 | 0.0066438 | 0.0024077 | 12
5 | 2015-12-21 05:00 | 115.8782 | 209.846 | 50% | 89% | 298.8468 | 1354.952 | 50% | 89% | 247.1761 | 312.9596 | 0 | 0 | 0.0076783 | 0.007762 | 12
6 | 2015-12-21 06:00 | 112.1503 | 200.4605 | 49% | 87% | 294.2802 | 1329.1735 | 49% | 87% | 247.1761 | 312.9596 | 0 | 0 | 0.0083148 | 0.0071139 | 12
7 | 2015-12-21 07:00 | 25.458 | 246.7296 | 42% | 85% | 322.911 | 1247.7404 | 42% | 85% | 247.1761 | 312.9596 | 0 | 0 | 0.00018445 | 0.0080307 | 12
8 | 2015-12-21 08:00 | 20.1332 | 207.0724 | 48% | 84% | 378.0028 | 1269.8156 | 48% | 84% | 247.1761 | 312.9596 | 0 | 0 | 0.00027659 | 0.0058504 | 12
9 | 2015-12-21 09:00 | 0 | 190.6444 | 52% | 84% | 431.314 | 1286.2436 | 52% | 84% | 247.1761 | 312.9596 | 0 | 0 | 0.002146 | 0.0045084 | 12
10 | 2015-12-21 10:00 | 142.262 | 230.7851 | 55% | 84% | 313.9355 | 1246.1029 | 55% | 84% | 247.1761 | 312.9596 | 0 | 0 | 0.01319 | 0.0080955 | 12
11 | 2015-12-21 11:00 | 111.983 | 196.7062 | 55% | 85% | 344.2145 | 1297.7638 | 55% | 85% | 247.1761 | 312.9596 | 0 | 0 | 0.0061378 | 0.0037409 | 12
12 | 2015-12-21 12:00 | 34.7917 | 0 | 57% | 85% | 437.9948 | 1494.47 | 57% | 85% | 247.1761 | 312.9596 | 0 | 0 | 6.6722e-07 | 0.0025722 | 12
13 | 2015-12-21 13:00 | 0 | 97.118 | 54% | 85% | 447.903 | 1397.352 | 54% | 85% | 247.1761 | 312.9596 | 0 | 0 | 0.0020799 | 2.0437e-05 | 12
14 | 2015-12-21 14:00 | 0 | 99.3864 | 59% | 84% | 489.3755 | 1377.5016 | 59% | 84% | 247.1761 | 312.9596 | 0 | 0 | 0.00068611 | 0.00023226 | 12
15 | 2015-12-21 15:00 | 0 | 82.6667 | 60% | 85% | 497.67 | 1411.8033 | 60% | 85% | 247.1761 | 312.9596 | 0 | 0 | 0.0017678 | 1.368e-05 | 12
16 | 2015-12-21 16:00 | Data Error | 100.1171 | Data Error | 86% | Data Error | 1411.9349 | Data Error | 86% | Data Error | 312.9596 | Data Error | 0 | Data Error | 0.00049347 | 12
17 | 2015-12-21 17:00 | Data Error | 108.2418 | Data Error | 87% | Data Error | 1421.3922 | Data Error | 87% | Data Error | 312.9596 | Data Error | 0 | Data Error | 0.0010172 | 12
18 | 2015-12-21 18:00 | Data Error | 68.7084 | Data Error | 89% | Data Error | 1496.0896 | Data Error | 89% | Data Error | 312.9596 | Data Error | 0 | Data Error | 6.128e-05 | 12
19 | 2015-12-21 19:00 | Data Error | 128.0808 | Data Error | 90% | Data Error | 1454.2992 | Data Error | 90% | Data Error | 312.9596 | Data Error | 0 | Data Error | 6.5698e-06 | 12
20 | 2015-12-21 20:00 | 27.0324 | 197.2436 | 70% | 88% | 553.5826 | 1349.9724 | 70% | 88% | 247.1761 | 312.9596 | 0 | 0 | 5.2542e-05 | 0.0062725 | 12
21 | 2015-12-21 21:00 | 0 | 229.3434 | 65% | 90% | 539.1425 | 1353.0366 | 65% | 90% | 247.1761 | 312.9596 | 0 | 0 | 0.0016107 | 0.0036189 | 12
22 | 2015-12-21 22:00 | 0 | 56.5729 | 60% | 81% | 497.67 | 1367.5691 | 60% | 81% | 247.1761 | 312.9596 | 0 | 0 | 0.0017678 | 0.00010858 | 12
23 | 2015-12-21 23:00 | 0 | 0 | 59% | 83% | 489.3755 | 1459.306 | 59% | 83% | 247.1761 | 312.9596 | 0 | 0 | 0.00068611 | 0.00038597 | 12
0 | 2015-12-22 | 82.2958 | 0 | 88% | 88% | 647.6202 | 1547.216 | 88% | 88% | 247.1761 | 312.9596 | 0 | 0 | 9.1502e-05 | 0.001088 | 12
1 | 2015-12-22 01:00 | 51.9865 | 0 | 88% | 88% | 677.9295 | 1547.216 | 88% | 88% | 247.1761 | 312.9596 | 0 | 0 | 0.00072769 | 0.001088 | 12
2 | 2015-12-22 02:00 | 69.1855 | 85.8968 | 87% | 93% | 652.436 | 1549.2292 | 87% | 93% | 247.1761 | 312.9596 | 0 | 0 | 0.0009825 | 0.0012877 | 12
3 | 2015-12-22 03:00 | 42.9994 | 123.6077 | 85% | 93% | 662.0331 | 1511.5183 | 85% | 93% | 247.1761 | 312.9596 | 0 | 0 | 0.00014596 | 0.00020842 | 12
4 | 2015-12-22 04:00 | 16.5714 | 237.4658 | 79% | 93% | 638.6941 | 1397.6602 | 79% | 93% | 247.1761 | 312.9596 | 0 | 0 | 6.1415e-09 | 0.0025323 | 12
5 | 2015-12-22 05:00 | 61.3764 | 233.1516 | 80% | 88% | 602.1836 | 1314.0644 | 80% | 88% | 247.1761 | 312.9596 | 0 | 0 | 0.00047569 | 0.0099247 | 12
6 | 2015-12-22 06:00 | 0 | 192.2602 | 79% | 84% | 655.2655 | 1284.6278 | 79% | 84% | 247.1761 | 312.9596 | 0 | 0 | 0.00040229 | 0.0046326 | 12
7 | 2015-12-22 07:00 | 12.7007 | 230.9221 | 78% | 81% | 634.2703 | 1193.2199 | 78% | 81% | 247.1761 | 312.9596 | 0 | 0 | 0.00089536 | 0.0078754 | 12
8 | 2015-12-22 08:00 | 0 | 233.5342 | 77% | 79% | 638.6765 | 1155.4438 | 77% | 79% | 247.1761 | 312.9596 | 0 | 0 | 0.0012085 | 0.0091493 | 12
9 | 2015-12-22 09:00 | 0 | 297.9196 | 70% | 80% | 580.615 | 1108.6404 | 70% | 80% | 247.1761 | 312.9596 | 0 | 0 | 0.0015872 | 0.014854 | 12
10 | 2015-12-22 10:00 | 0 | 260.4824 | 66% | 80% | 547.437 | 1146.0776 | 66% | 80% | 247.1761 | 312.9596 | 0 | 0 | 0.0017394 | 0.010117 | 12
11 | 2015-12-22 11:00 | 0 | 182.029 | 60% | 79% | 497.67 | 1206.949 | 60% | 79% | 247.1761 | 312.9596 | 0 | 0 | 0.0017678 | 0.0044033 | 12
12 | 2015-12-22 12:00 | 0 | 30.736 | 67% | 66% | 555.7315 | 1129.676 | 67% | 66% | 247.1761 | 312.9596 | 0 | 0 | 0.0014395 | 0.0003492 | 12
13 | 2015-12-22 13:00 | 0 | 0 | 62% | 62% | 514.259 | 1090.084 | 62% | 62% | 247.1761 | 312.9596 | 0 | 0 | 0.0019041 | 0.0018437 | 12
14 | 2015-12-22 14:00 | 0 | 27.6268 | 55% | 61% | 456.1975 | 1044.8752 | 55% | 61% | 247.1761 | 312.9596 | 0 | 0 | 0.0032109 | 0.00034987 | 12
15 | 2015-12-22 15:00 | 0 | 86.5181 | 47% | 59% | 389.8415 | 950.8199 | 47% | 59% | 247.1761 | 312.9596 | 0 | 0 | 0.0028582 | 0.00018147 | 12
16 | 2015-12-22 16:00 | 14.9596 | 0 | 44% | 50% | 349.9984 | 879.1 | 44% | 50% | 247.1761 | 312.9596 | 0 | 0 | 0.0012795 | 0.0015923 | 12
17 | 2015-12-22 17:00 | 34.9631 | 120.4104 | 36% | 52% | 263.6389 | 793.8536 | 36% | 52% | 247.1761 | 312.9596 | 0 | 0 | 3.8866e-08 | 0.00078144 | 12
18 | 2015-12-22 18:00 | 51.8424 | 80.7988 | 30% | 47% | 196.9926 | 745.5552 | 30% | 47% | 247.1761 | 312.9596 | 0 | 0 | 3.6705e-05 | 6.2842e-05 | 12
19 | 2015-12-22 19:00 | 146.4013 | 0 | 32% | 42% | 119.0227 | 738.444 | 32% | 42% | 247.1761 | 312.9596 | 0 | 0 | 0.016272 | 0.0013025 | 12
20 | 2015-12-22 20:00 | 74.9136 | 0 | 27% | 41% | 149.0379 | 720.862 | 27% | 41% | 227.5515 | 312.9596 | 0 | 0 | 0.0024544 | 0.0014323 | 12
21 | 2015-12-22 21:00 | 1.4918 | 0 | 27% | 41% | 222.4597 | 720.862 | 27% | 41% | 227.5515 | 312.9596 | 0 | 0 | 0.0015192 | 0.0014323 | 12
22 | 2015-12-22 22:00 | 0 | 0 | 32% | 42% | 265.424 | 738.444 | 32% | 42% | 247.1761 | 312.9596 | 0 | 0 | 0.0023953 | 0.0013025 | 12
23 | 2015-12-22 23:00 | 0 | 159.4505 | 47% | 48% | 389.8415 | 684.4855 | 47% | 48% | 247.1761 | 312.9596 | 0 | 0 | 0.0028582 | 0.0025022 | 12
0 | 2015-12-23 | 0 | 130.6231 | 61% | 47% | 505.9645 | 695.7309 | 61% | 47% | 247.1761 | 312.9596 | 0 | 0 | 0.001728 | 0.0013152 | 12
1 | 2015-12-23 01:00 | 0 | 0 | 60% | 42% | 497.67 | 738.444 | 60% | 42% | 247.1761 | 312.9596 | 0 | 0 | 0.0017678 | 0.0013025 | 12
2 | 2015-12-23 02:00 | 0 | 98.6932 | 68% | 49% | 564.026 | 762.8248 | 68% | 49% | 247.1761 | 312.9596 | 0 | 0 | 0.0026884 | 0.0002465 | 12
3 | 2015-12-23 03:00 | 2.1546 | 84.9738 | 84% | 45% | 694.5834 | 706.2162 | 84% | 45% | 247.1761 | 312.9596 | 0 | 0 | 0.0010933 | 0.00026038 | 12
4 | 2015-12-23 04:00 | 8.4961 | 0 | 87% | 43% | 713.1254 | 756.026 | 87% | 43% | 247.1761 | 312.9596 | 0 | 0 | 0.0017492 | 0.0027747 | 12
5 | 2015-12-23 05:00 | 0 | 0 | 86% | 53% | 713.327 | 931.846 | 86% | 53% | 247.1761 | 312.9596 | 0 | 0 | 0.0021167 | 0.0016794 | 12
6 | 2015-12-23 06:00 | 0 | Data Error | 86% | Data Error | 713.327 | Data Error | 86% | Data Error | 247.1761 | Data Error | 0 | Data Error | 0.0021167 | Data Error | 12
7 | 2015-12-23 07:00 | 2.7403 | Data Error | 85% | Data Error | 702.2922 | Data Error | 85% | Data Error | 247.1761 | Data Error | 0 | Data Error | 0.0036746 | Data Error | 12
8 | 2015-12-23 08:00 | 0 | 80.9011 | 87% | 42% | 721.6215 | 657.5429 | 87% | 42% | 247.1761 | 312.9596 | 0 | 0 | 0.0027109 | 9.8478e-05 | 12
9 | 2015-12-23 09:00 | 0 | 90.9199 | 87% | 41% | 721.6215 | 629.9421 | 87% | 41% | 247.1761 | 312.9596 | 0 | 0 | 0.0027109 | 0.00019227 | 12
10 | 2015-12-23 10:00 | 0 | 43.6543 | 87% | 42% | 721.6215 | 694.7897 | 87% | 42% | 247.1761 | 312.9596 | 0 | 0 | 0.0027109 | 0.00012681 | 12
11 | 2015-12-23 11:00 | 78.6437 | 0 | 86% | 42% | 634.6833 | 738.444 | 86% | 42% | 247.1761 | 312.9596 | 0 | 0 | 0.0023821 | 0.0013025 | 12
12 | 2015-12-23 12:00 | 60.022 | 86.5152 | 85% | 43% | 645.0105 | 669.5108 | 85% | 43% | 247.1761 | 312.9596 | 0 | 0 | 7.1254e-05 | 1.203e-05 | 12
13 | 2015-12-23 13:00 | 0 | 51.8743 | 84% | 40% | 696.738 | 651.4057 | 84% | 40% | 247.1761 | 312.9596 | 0 | 0 | 0.0012718 | 1.7092e-05 | 12
14 | 2015-12-23 14:00 | 0 | 0 | 84% | 41% | 696.738 | 720.862 | 84% | 41% | 247.1761 | 312.9596 | 0 | 0 | 0.0012718 | 0.0014323 | 12
15 | 2015-12-23 15:00 | 8.1936 | 0 | 85% | 53% | 696.8389 | 931.846 | 85% | 53% | 247.1761 | 312.9596 | 0 | 0 | 0.0029208 | 0.0016794 | 12
16 | 2015-12-23 16:00 | 23.5672 | 0 | 87% | 57% | 698.0543 | 1002.174 | 87% | 57% | 247.1761 | 312.9596 | 0 | 0 | 0.00055949 | 0.0010699 | 12
17 | 2015-12-23 17:00 | 20.5966 | 0 | 86% | 59% | 692.7304 | 1037.338 | 86% | 59% | 247.1761 | 312.9596 | 0 | 0 | 0.00044842 | 0.0012771 | 12
18 | 2015-12-23 18:00 | 41.1245 | 0 | 87% | 58% | 680.497 | 1019.756 | 87% | 58% | 247.1761 | 312.9596 | 0 | 0 | 6.1803e-06 | 0.0024262 | 12
19 | 2015-12-23 19:00 | 0 | 0 | 80% | 60% | 663.56 | 1054.92 | 80% | 60% | 247.1761 | 312.9596 | 0 | 0 | 0.0027234 | 0.00090215 | 12
20 | 2015-12-23 20:00 | 0.39 | 38.3537 | 82% | 66% | 679.759 | 1122.0583 | 82% | 66% | 247.1761 | 312.9596 | 0 | 0 | 5.9439e-05 | 0.00020605 | 12
21 | 2015-12-23 21:00 | 0 | 0 | 83% | 60% | 688.4435 | 1054.92 | 83% | 60% | 247.1761 | 312.9596 | 0 | 0 | 0.00090757 | 0.00090215 | 12
22 | 2015-12-23 22:00 | 0 | 0 | 82% | 63% | 680.149 | 1107.666 | 82% | 63% | 247.1761 | 312.9596 | 0 | 0 | 6.6911e-05 | 0.0023629 | 12
23 | 2015-12-23 23:00 | 0 | 0 | 80% | 65% | 663.56 | 1142.83 | 80% | 65% | 247.1761 | 312.9596 | 0 | 0 | 0.0027234 | 0.0013583 | 12
0 | 2015-12-24 | 63.1176 | 0 | 81% | 66% | 608.7369 | 1160.412 | 81% | 66% | 247.1761 | 312.9596 | 0 | 0 | 0.00081564 | 0.0013082 | 12
1 | 2015-12-24 01:00 | 4.2733 | 116.4452 | 78% | 76% | 642.6977 | 1219.7868 | 78% | 76% | 247.1761 | 312.9596 | 0 | 0 | 0.0016066 | 0.00026468 | 12
2 | 2015-12-24 02:00 | 0 | 0.71868 | 75% | 72% | 622.0875 | 1265.1853 | 75% | 72% | 247.1761 | 312.9596 | 0 | 0 | 0.0014769 | 0.0025313 | 12
3 | 2015-12-24 03:00 | 0 | 40.9249 | 74% | 76% | 613.793 | 1295.3071 | 74% | 76% | 247.1761 | 312.9596 | 0 | 0 | 0.0041038 | 0.00071205 | 12
4 | 2015-12-24 04:00 | 60.944 | 119.365 | 73% | 73% | 544.5545 | 1164.121 | 73% | 73% | 247.1761 | 312.9596 | 0 | 0 | 0.00094234 | 0.0019922 | 12
5 | 2015-12-24 05:00 | 27.599 | 147.8756 | 67% | 72% | 528.1325 | 1118.0284 | 67% | 72% | 247.1761 | 312.9596 | 0 | 0 | 2.1783e-05 | 0.0011146 | 12
6 | 2015-12-24 06:00 | 0 | 160.2344 | 62% | 67% | 514.259 | 1017.7596 | 62% | 67% | 247.1761 | 312.9596 | 0 | 0 | 0.0019041 | 0.0037992 | 12
7 | 2015-12-24 07:00 | 0 | 26.7217 | 64% | 63% | 530.848 | 1080.9443 | 64% | 63% | 247.1761 | 312.9596 | 0 | 0 | 0.0014193 | 0.0011163 | 12
8 | 2015-12-24 08:00 | 0 | 83.3654 | 59% | 65% | 489.3755 | 1059.4646 | 59% | 65% | 247.1761 | 312.9596 | 0 | 0 | 0.00068611 | 0.00011151 | 12
9 | 2015-12-24 09:00 | 0 | 90.5286 | 58% | 62% | 481.081 | 999.5554 | 58% | 62% | 247.1761 | 312.9596 | 0 | 0 | 0.0013642 | 7.3124e-05 | 12
10 | 2015-12-24 10:00 | 0 | 0 | 59% | 60% | 489.3755 | 1054.92 | 59% | 60% | 247.1761 | 312.9596 | 0 | 0 | 0.00068611 | 0.00090215 | 12
11 | 2015-12-24 11:00 | 0 | 0 | 53% | 62% | 439.6085 | 1090.084 | 53% | 62% | 247.1761 | 312.9596 | 0 | 0 | 0.0021906 | 0.0018437 | 12
12 | 2015-12-24 12:00 | 61.8 | 33.9755 | 50% | 67% | 352.925 | 1144.0185 | 50% | 67% | 247.1761 | 312.9596 | 0 | 0 | 0.00050302 | 0.00010351 | 12
13 | 2015-12-24 13:00 | 121.0423 | 0 | 43% | 60% | 235.6212 | 1054.92 | 43% | 60% | 247.1761 | 312.9596 | 0 | 0 | 0.0085154 | 0.00090215 | 12
14 | 2015-12-24 14:00 | 77.6294 | 0 | 35% | 53% | 212.6781 | 931.846 | 35% | 53% | 247.1761 | 312.9596 | 0 | 0 | 0.0024794 | 0.0016794 | 12
15 | 2015-12-24 15:00 | 40.066 | 10.1756 | 25% | 52% | 167.2965 | 904.0884 | 25% | 52% | 210.9625 | 312.9596 | 0 | 0 | 1.5959e-05 | 0.0012071 | 12
16 | 2015-12-24 16:00 | 34.8066 | 147.1672 | 21% | 53% | 139.3779 | 784.6788 | 21% | 53% | 177.7845 | 312.9596 | 0 | 0 | 9.8819e-05 | 0.0018253 | 12
17 | 2015-12-24 17:00 | 85.3439 | 182.3453 | 21% | 42% | 88.8406 | 556.0987 | 21% | 42% | 177.7845 | 312.9596 | 0 | 0 | 0.0025998 | 0.0045726 | 12
18 | 2015-12-24 18:00 | 58.5353 | 183.7303 | 16% | 43% | 74.1767 | 572.2957 | 16% | 43% | 136.312 | 312.9596 | 0 | 0 | 0.00098202 | 0.0026857 | 12
19 | 2015-12-24 19:00 | 0 | 212.1635 | 13% | 44% | 107.8285 | 561.4445 | 13% | 44% | 111.4285 | 312.9596 | 0 | 0 | 0.0007203 | 0.0069775 | 12
20 | 2015-12-24 20:00 | 0 | 78.8712 | 13% | 40% | 107.8285 | 624.4088 | 13% | 40% | 111.4285 | 312.9596 | 0 | 0 | 0.0007203 | 0.0001259 | 12
21 | 2015-12-24 21:00 | 0 | 155.8608 | 14% | 36% | 116.123 | 477.0912 | 14% | 36% | 119.723 | 312.9596 | 0 | 0 | 0.00093117 | 0.0034645 | 12
22 | 2015-12-24 22:00 | 0 | 81.5212 | 15% | 31% | 124.4175 | 463.5208 | 15% | 31% | 128.0175 | 312.9596 | 0 | 0 | 0.00077608 | 0.00029011 | 12
23 | 2015-12-24 23:00 | 0 | 163.2149 | 15% | 24% | 124.4175 | 258.7531 | 15% | 24% | 128.0175 | 312.9596 | 0 | 0 | 0.00077608 | 0.0046046 | 12
0 | 2015-12-25 | 3.7891 | 354.874 | 12% | 26% | 95.7449 | 102.258 | 12% | 26% | 103.134 | 312.9596 | 0 | 0.008 | 0.00078868 | 0.027815 | 12
1 | 2015-12-25 01:00 | 26.2762 | 237.4561 | 11% | 12% | 64.9633 | -26.4721 | 11% | 14% | 94.8395 | 312.9596 | 0 | 0 | 8.6915e-06 | 0.013247 | 12
2 | 2015-12-25 02:00 | 27.7184 | 20.604 | 11% | 8% | 63.5211 | 120.052 | 11% | 8% | 94.8395 | 140.656 | 0 | 0 | 2.1968e-05 | 7.379e-06 | 12
3 | 2015-12-25 03:00 | 0 | 0 | 8% | 10% | 66.356 | 175.82 | 8% | 10% | 69.956 | 175.82 | 0 | 0 | 0.00043663 | 0.00045381 | 12
4 | 2015-12-25 04:00 | 0 | 104.4503 | 9% | 13% | 74.6505 | 124.1157 | 9% | 13% | 78.2505 | 228.566 | 0 | 0 | 0.00070343 | 0.0016902 | 12
5 | 2015-12-25 05:00 | 0 | 250.4722 | 11% | 17% | 91.2395 | 48.4218 | 11% | 17% | 94.8395 | 298.894 | 0 | 0 | 0.00082546 | 0.013368 | 12
6 | 2015-12-25 06:00 | 0 | 179.3675 | 11% | 8% | 91.2395 | -38.7115 | 11% | 10% | 94.8395 | 175.82 | 0 | 0.001 | 0.00082546 | 0.0065149 | 12
7 | 2015-12-25 07:00 | 0 | 97.1965 | 10% | 5% | 82.945 | -9.2865 | 10% | 6% | 86.545 | 312.9596 | 0 | 0 | 0.00057035 | 0.0019318 | 12
8 | 2015-12-25 08:00 | 0 | 84.1818 | 14% | 5% | 116.123 | 3.7282 | 14% | 5% | 119.723 | 87.91 | 0 | 0 | 0.00093117 | 0.0013127 | 12
9 | 2015-12-25 09:00 | 12.5996 | 88.2586 | 16% | 5% | 120.1124 | -0.34856 | 16% | 5% | 136.312 | 87.91 | 0 | 0.001 | 0.00057809 | 0.0014861 | 12
10 | 2015-12-25 10:00 | 18.2904 | 88.2586 | 12% | 6% | 81.2436 | 17.2334 | 12% | 6% | 103.134 | 105.492 | 0 | 0 | 0.00011237 | 0.0015107 | 12
11 | 2015-12-25 11:00 | 0 | 100.8018 | 11% | 7% | 91.2395 | 22.2722 | 11% | 7% | 94.8395 | 123.074 | 0 | 0 | 0.00082546 | 0.0021192 | 12
12 | 2015-12-25 12:00 | 0 | 76.6039 | 10% | 7% | 82.945 | 46.4701 | 10% | 7% | 86.545 | 123.074 | 0 | 0 | 0.00057035 | 0.0010415 | 12
13 | 2015-12-25 13:00 | 9.9155 | 60.9602 | 13% | 9% | 97.913 | 97.2778 | 13% | 9% | 111.4285 | 158.238 | 0 | 0 | 0.00022154 | 0.00039809 | 12
14 | 2015-12-25 14:00 | 18.7687 | 60.9602 | 12% | 13% | 80.7653 | 167.6058 | 12% | 13% | 103.134 | 228.566 | 0 | 0 | 0.00010048 | 0.00026818 | 12
15 | 2015-12-25 15:00 | 27.4848 | 3.1637 | 9% | 19% | 47.1657 | 330.8943 | 9% | 19% | 78.2505 | 312.9596 | 0 | 0 | 4.3745e-05 | 0.00053797 | 12
16 | 2015-12-25 16:00 | 14.3388 | 0 | 6% | 29% | 35.4282 | 509.878 | 6% | 29% | 53.367 | 312.9596 | 0 | 0 | 1.4056e-05 | 0.0011622 | 12
17 | 2015-12-25 17:00 | 0 | 0 | 4% | 32% | 33.178 | 562.624 | 4% | 32% | 36.778 | 312.9596 | 0 | 0 | 0.00019673 | 0.0012294 | 12
18 | 2015-12-25 18:00 | 8.0837 | 0 | 7% | 34% | 49.9778 | 597.788 | 7% | 34% | 61.6615 | 312.9596 | 0 | 0 | 0.00012377 | 0.0013815 | 12
19 | 2015-12-25 19:00 | 17.1734 | 0 | 5% | 33% | 24.2991 | 580.206 | 5% | 33% | 45.0725 | 312.9596 | 0 | 0 | 4.3144e-05 | 0.00091083 | 12
20 | 2015-12-25 20:00 | 15.2251 | 0 | 3% | 36% | 9.6584 | 632.952 | 3% | 36% | 28.4835 | 312.9596 | 0 | 0 | 4.2316e-05 | 0.00088734 | 12
21 | 2015-12-25 21:00 | 3.2347 | 59.2146 | 2% | 34% | 13.3543 | 538.5734 | 2% | 34% | 20.189 | 312.9596 | 0 | 0 | 1.0349e-05 | 1.2174e-05 | 12
22 | 2015-12-25 22:00 | 0 | 172.8248 | 3% | 36% | 24.8835 | 460.1272 | 3% | 36% | 28.4835 | 312.9596 | 0 | 0 | 0.00014044 | 0.0046934 | 12
23 | 2015-12-25 23:00 | 0 | 139.0498 | 4% | 29% | 33.178 | 370.8282 | 4% | 29% | 36.778 | 312.9596 | 0 | 0 | 0.00019673 | 0.0020246 | 12
0 | 2015-12-26 | 0 | 24.3698 | 7% | 26% | 58.0615 | 432.7622 | 7% | 26% | 61.6615 | 312.9596 | 0 | 0 | 0.0004356 | 0.00044943 | 12
1 | 2015-12-26 01:00 | 0 | 11.2937 | 6% | 25% | 49.767 | 428.2563 | 6% | 25% | 53.367 | 312.9596 | 0 | 0 | 0.00044252 | 0.0002533 | 12
2 | 2015-12-26 02:00 | 0 | 25.1449 | 5% | 25% | 41.4725 | 414.4051 | 5% | 25% | 45.0725 | 312.9596 | 0 | 0 | 0.00019983 | 6.46e-05 | 12
3 | 2015-12-26 03:00 | 0 | 144.736 | 7% | 26% | 58.0615 | 312.396 | 7% | 26% | 61.6615 | 312.9596 | 0 | 0 | 0.0004356 | 0.0022335 | 12
4 | 2015-12-26 04:00 | 23.4793 | 155.8492 | 8% | 24% | 42.8767 | 266.1188 | 8% | 24% | 69.956 | 312.9596 | 0 | 0 | 5.4929e-05 | 0.0040536 | 12
5 | 2015-12-26 05:00 | 21.7121 | 166.3765 | 7% | 19% | 36.3494 | 167.6815 | 7% | 19% | 61.6615 | 312.9596 | 0 | 0 | 2.8148e-05 | 0.0048491 | 12
6 | 2015-12-26 06:00 | 10.1472 | 147.5148 | 4% | 15% | 23.0308 | 116.2152 | 4% | 15% | 36.778 | 263.73 | 0 | 0 | 3.2129e-06 | 0.0036046 | 12
7 | 2015-12-26 07:00 | 0 | 78.955 | 4% | 12% | 33.178 | 132.029 | 4% | 12% | 36.778 | 210.984 | 0 | 0 | 0.00019673 | 0.00066418 | 12
8 | 2015-12-26 08:00 | 11.9645 | 87.5615 | 3% | 12% | 12.919 | 123.4225 | 3% | 12% | 28.4835 | 210.984 | 0 | 0 | 6.6254e-06 | 0.00094046 | 12
9 | 2015-12-26 09:00 | 8.0621 | 87.5615 | 2% | 11% | 8.5269 | 105.8405 | 2% | 11% | 20.189 | 193.402 | 0 | 0 | 6.7758e-06 | 0.0010513 | 12
10 | 2015-12-26 10:00 | 0 | 45.6299 | 1% | 9% | 8.2945 | 112.6081 | 1% | 9% | 11.8945 | 158.238 | 0 | 0 | 1.979e-05 | 0.00012618 | 12
11 | 2015-12-26 11:00 | 0 | 41.0518 | 1% | 10% | 8.2945 | 134.7682 | 1% | 10% | 11.8945 | 175.82 | 0 | 0 | 1.979e-05 | 4.1862e-06 | 12
12 | 2015-12-26 12:00 | 9.3998 | 62.4334 | 2% | 10% | 7.1892 | 113.3866 | 2% | 10% | 20.189 | 175.82 | 0 | 0 | 1.7773e-05 | 0.00020184 | 12
13 | 2015-12-26 13:00 | 9.1002 | 47.3867 | 1% | 8% | -0.8057 | 93.2693 | 1% | 8% | 11.8945 | 140.656 | 0 | 0 | 4.2546e-05 | 0.00015666 | 12
14 | 2015-12-26 14:00 | 11.5997 | 1.6027 | 1% | 8% | -3.3052 | 139.0533 | 1% | 8% | 11.8945 | 140.656 | 0 | 0 | 9.0938e-05 | 0.00018289 | 12
15 | 2015-12-26 15:00 | 10.5126 | 6.071 | 1% | 10% | -2.2181 | 169.749 | 1% | 10% | 11.8945 | 175.82 | 0 | 0 | 6.766e-05 | 0.00031861 | 12
16 | 2015-12-26 16:00 | 9.1994 | 0 | 2% | 11% | 7.3896 | 193.402 | 2% | 11% | 20.189 | 193.402 | 0 | 0 | 1.5795e-05 | 0.00030201 | 12
17 | 2015-12-26 17:00 | 6.975 | 16.4623 | 2% | 12% | 9.614 | 194.5217 | 2% | 12% | 20.189 | 210.984 | 0 | 0 | 1.6704e-06 | 9.5487e-05 | 12
18 | 2015-12-26 18:00 | 0 | 22.296 | 2% | 12% | 16.589 | 188.688 | 2% | 12% | 20.189 | 210.984 | 0 | 0 | 5.0648e-05 | 4.1651e-05 | 12
19 | 2015-12-26 19:00 | 0 | 118.4759 | 3% | 13% | 24.8835 | 110.0901 | 3% | 13% | 28.4835 | 228.566 | 0 | 0 | 0.00014044 | 0.0024097 | 12
20 | 2015-12-26 20:00 | 0 | 113.25 | 4% | 12% | 33.178 | 97.734 | 4% | 12% | 36.778 | 210.984 | 0 | 0 | 0.00019673 | 0.0020501 | 12
21 | 2015-12-26 21:00 | 0 | 82.5026 | 5% | 9% | 41.4725 | 75.7354 | 5% | 9% | 45.0725 | 158.238 | 0 | 0 | 0.00019983 | 0.0010371 | 12
22 | 2015-12-26 22:00 | 2.1344 | 89.4158 | 5% | 9% | 39.3381 | 68.8222 | 5% | 9% | 45.0725 | 158.238 | 0 | 0 | 0.0001337 | 0.0013059 | 12
23 | 2015-12-26 23:00 | 1.8923 | 56.2115 | 4% | 7% | 31.2857 | 66.8625 | 4% | 7% | 36.778 | 123.074 | 0 | 0 | 0.00013794 | 0.0004274 | 12
0 | 2015-12-27 | 29.0262 | 2.8765 | 6% | 7% | 20.7408 | 120.1975 | 6% | 7% | 53.367 | 123.074 | 0 | 0 | 0.00019483 | 9.334e-05 | 12
1 | 2015-12-27 01:00 | 27.3858 | 5.6635 | 5% | 7% | 14.0867 | 117.4105 | 5% | 7% | 45.0725 | 123.074 | 0 | 0 | 0.00035648 | 6.5223e-05 | 12
2 | 2015-12-27 02:00 | 23.5272 | 34.1314 | 7% | 7% | 34.5343 | 88.9426 | 7% | 7% | 61.6615 | 123.074 | 0 | 0 | 5.6157e-05 | 6.5859e-05 | 12
3 | 2015-12-27 03:00 | 0 | 41.6138 | 4% | 7% | 33.178 | 81.4602 | 4% | 7% | 36.778 | 123.074 | 0 | 0 | 0.00019673 | 0.00015304 | 12
4 | 2015-12-27 04:00 | 0 | 6.2017 | 5% | 7% | 41.4725 | 116.8723 | 5% | 7% | 45.0725 | 123.074 | 0 | 0 | 0.00019983 | 6.0373e-05 | 12
5 | 2015-12-27 05:00 | 12.3464 | 0 | 7% | 7% | 45.7151 | 123.074 | 7% | 7% | 61.6615 | 123.074 | 0 | 0 | 3.5831e-05 | 0.00012763 | 12
6 | 2015-12-27 06:00 | 0 | 0 | 6% | 9% | 49.767 | 158.238 | 6% | 9% | 53.367 | 158.238 | 0 | 0 | 0.00044252 | 0.00021667 | 12
7 | 2015-12-27 07:00 | 29.6899 | 0 | 7% | 7% | 28.3716 | 123.074 | 7% | 7% | 61.6615 | 123.074 | 0 | 0 | 0.00022272 | 0.00012763 | 12
8 | 2015-12-27 08:00 | 26.2127 | 30.1261 | 7% | 12% | 31.8488 | 180.8579 | 7% | 12% | 61.6615 | 210.984 | 0 | 0 | 0.00011516 | 4.0011e-06 | 12
9 | 2015-12-27 09:00 | 31.5002 | 0 | 5% | 9% | 9.9723 | 158.238 | 5% | 9% | 45.0725 | 158.238 | 0 | 0 | 0.00056839 | 0.00021667 | 12
10 | 2015-12-27 10:00 | 20.6495 | 0 | 3% | 10% | 4.234 | 175.82 | 3% | 10% | 28.4835 | 175.82 | 0 | 0 | 0.00017017 | 0.00045381 | 12
11 | 2015-12-27 11:00 | 6.5503 | 35.2278 | 2% | 12% | 10.0387 | 175.7562 | 2% | 12% | 20.189 | 210.984 | 0 | 0 | 6.0907e-07 | 8.1247e-07 | 12
12 | 2015-12-27 12:00 | 10.0908 | 65.081 | 2% | 11% | 6.4982 | 128.321 | 2% | 11% | 20.189 | 193.402 | 0 | 0 | 2.5491e-05 | 0.00038562 | 12
13 | 2015-12-27 13:00 | 19.7701 | 78.2326 | 2% | 10% | -3.1811 | 97.5874 | 2% | 10% | 20.189 | 175.82 | 0 | 0 | 0.00027951 | 0.00053792 | 12
14 | 2015-12-27 14:00 | 16.1132 | 134.3915 | 2% | 10% | 0.47576 | 41.4285 | 2% | 10% | 20.189 | 175.82 | 0 | 0 | 0.00015153 | 0.0030398 | 12
15 | 2015-12-27 15:00 | 8.5378 | 75.8248 | 1% | 4% | -0.24326 | -5.4968 | 1% | 4% | 11.8945 | 70.328 | 0 | 0.001 | 3.416e-05 | 0.0011297 | 12
16 | 2015-12-27 16:00 | 5.2007 | 21.3332 | 1% | 2% | 3.0938 | 13.8308 | 1% | 2% | 11.8945 | 35.164 | 0 | 0 | 3.3175e-06 | 3.5507e-05 | 12
17 | 2015-12-27 17:00 | 1.8443 | 15.8005 | 1% | 2% | 6.4502 | 19.3635 | 1% | 2% | 11.8945 | 35.164 | 0 | 0 | 4.9513e-06 | 7.9073e-06 | 12
18 | 2015-12-27 18:00 | 4.0129 | 0 | 1% | 2% | 4.2816 | 35.164 | 1% | 2% | 11.8945 | 35.164 | 0 | 0 | 1.5164e-07 | 3.8128e-05 | 12
19 | 2015-12-27 19:00 | 0 | 0 | 2% | 3% | 16.589 | 52.746 | 2% | 3% | 20.189 | 52.746 | 0 | 0 | 5.0648e-05 | 5.3688e-05 | 12
20 | 2015-12-27 20:00 | 0 | 0 | 1% | 7% | 8.2945 | 123.074 | 1% | 7% | 11.8945 | 123.074 | 0 | 0 | 1.979e-05 | 0.00012763 | 12
21 | 2015-12-27 21:00 | 0 | 0 | 2% | 9% | 16.589 | 158.238 | 2% | 9% | 20.189 | 158.238 | 0 | 0 | 5.0648e-05 | 0.00021667 | 12
22 | 2015-12-27 22:00 | 0 | 0 | 2% | 9% | 16.589 | 158.238 | 2% | 9% | 20.189 | 158.238 | 0 | 0 | 5.0648e-05 | 0.00021667 | 12
23 | 2015-12-27 23:00 | 15 | 0 | 2% | 12% | 1.589 | 210.984 | 2% | 12% | 20.189 | 210.984 | 0 | 0 | 0.00012029 | 0.00036614 | 12
0 | 2015-12-28 | 16.8 | 0 | 2% | 22% | -0.211 | 386.804 | 2% | 22% | 20.189 | 312.9596 | 0 | 0 | 0.0001726 | 0.00052086 | 12
1 | 2015-12-28 01:00 | 0 | 47.8018 | 0% | 22% | 0 | 339.0022 | 0% | 22% | 3.6 | 312.9596 | 0 | 0 | 0.00068377 | 1.9058e-05 | 12
2 | 2015-12-28 02:00 | 0 | 72.0091 | 0% | 23% | 0 | 332.3769 | 0% | 23% | 3.6 | 312.9596 | 0 | 0 | 0.00068377 | 0.00023289 | 12
3 | 2015-12-28 03:00 | 0 | 79.331 | 1% | 19% | 8.2945 | 254.727 | 1% | 19% | 11.8945 | 312.9596 | 0 | 0 | 1.979e-05 | 0.0004051 | 12
4 | 2015-12-28 04:00 | 6.3547 | 0 | 2% | 16% | 10.2343 | 281.312 | 2% | 16% | 20.189 | 281.312 | 0 | 0 | 2.966e-07 | 0.00047347 | 12
5 | 2015-12-28 05:00 | 6.9004 | 0 | 1% | 20% | 1.3941 | 351.64 | 1% | 20% | 11.8945 | 312.9596 | 0 | 0 | 1.4981e-05 | 0.00057635 | 12
6 | 2015-12-28 06:00 | 4.2 | 0 | 1% | 20% | 4.0945 | 351.64 | 1% | 20% | 11.8945 | 312.9596 | 0 | 0 | 3.7817e-07 | 0.00057635 | 12
7 | 2015-12-28 07:00 | 3.3995 | 0 | 0% | 23% | -3.3995 | 404.386 | 0% | 23% | 3.6 | 312.9596 | 0 | 0 | 0.00048622 | 0.00066025 | 12
8 | 2015-12-28 08:00 | 2.5999 | 0 | 0% | 25% | -2.5999 | 439.55 | 0% | 25% | 3.6 | 312.9596 | 0 | 0 | 0.00052967 | 0.00049903 | 12
9 | 2015-12-28 09:00 | 2.4751 | 0 | 0% | 27% | -2.4751 | 474.714 | 0% | 27% | 3.6 | 312.9596 | 0 | 0 | 0.00053661 | 0.0010126 | 12
10 | 2015-12-28 10:00 | 1.8374 | 3.848 | 0% | 27% | -1.8374 | 470.866 | 0% | 27% | 3.6 | 312.9596 | 0 | 0 | 0.00057282 | 0.00087807 | 12
11 | 2015-12-28 11:00 | 2.1998 | 11.5819 | 0% | 28% | -2.1998 | 480.7141 | 0% | 28% | 3.6 | 312.9596 | 0 | 0 | 0.0005521 | 0.0003262 | 12
12 | 2015-12-28 12:00 | 1.8875 | 0 | 0% | 28% | -1.8875 | 492.296 | 0% | 28% | 3.6 | 312.9596 | 0 | 0 | 0.00056994 | 0.00060754 | 12
13 | 2015-12-28 13:00 | 1.9999 | 0 | 0% | 33% | -1.9999 | 580.206 | 0% | 33% | 3.6 | 312.9596 | 0 | 0 | 0.00056349 | 0.00091083 | 12
14 | 2015-12-28 14:00 | 1.375 | 39.3577 | 0% | 32% | -1.375 | 523.2663 | 0% | 32% | 3.6 | 312.9596 | 0 | 0 | 0.00059982 | 0.0001607 | 12
15 | 2015-12-28 15:00 | 0.60012 | 42.7622 | 0% | 30% | -0.60012 | 484.6978 | 0% | 30% | 3.6 | 312.9596 | 0 | 0 | 0.00064645 | 2.7571e-05 | 12
16 | 2015-12-28 16:00 | 1.0998 | 67.5456 | 0% | 28% | -1.0998 | 424.7504 | 0% | 28% | 3.6 | 312.9596 | 0 | 0 | 0.00061618 | 0.00018959 | 12
17 | 2015-12-28 17:00 | 1.2 | 87.8161 | 0% | 26% | -1.2 | 369.3159 | 0% | 26% | 3.6 | 312.9596 | 0 | 0 | 0.0006102 | 0.0002216 | 12
18 | 2015-12-28 18:00 | 2.0999 | 38.8351 | 0% | 24% | -2.0999 | 383.1329 | 0% | 24% | 3.6 | 312.9596 | 0 | 0 | 0.00055778 | 8.3243e-06 | 12
19 | 2015-12-28 19:00 | 3.4 | 104.8772 | 0% | 23% | -3.4 | 299.5088 | 0% | 23% | 3.6 | 312.9596 | 0 | 0 | 0.0004862 | 0.0011529 | 12
20 | 2015-12-28 20:00 | 1.3374 | 212.1287 | 0% | 20% | -1.3374 | 139.5113 | 0% | 20% | 3.6 | 312.9596 | 0 | 0 | 0.00060204 | 0.00934 | 12
21 | 2015-12-28 21:00 | Data Error | 209.6806 | Data Error | 17% | Data Error | 89.2134 | Data Error | 17% | Data Error | 298.894 | Data Error | 0 | Data Error | 0.008541 | 12
22 | 2015-12-28 22:00 | Data Error | 119.5614 | Data Error | 9% | Data Error | 38.6766 | Data Error | 9% | Data Error | 158.238 | Data Error | 0 | Data Error | 0.002839 | 12
23 | 2015-12-28 23:00 | Data Error | 89.723 | Data Error | 9% | Data Error | 68.515 | Data Error | 9% | Data Error | 158.238 | Data Error | 0 | Data Error | 0.0013185 | 12
0 | 2015-12-29 | Data Error | 5.7194 | Data Error | 4% | Data Error | 64.6086 | Data Error | 4% | Data Error | 70.328 | Data Error | 0 | Data Error | 3.9214e-05 | 12
1 | 2015-12-29 01:00 | 2.2 | 2.0087 | 0% | 5% | -2.2 | 85.9013 | 0% | 5% | 3.6 | 87.91 | 0 | 0 | 0.00055209 | 0.00011036 | 12
2 | 2015-12-29 02:00 | Data Error | 62.8274 | Data Error | 6% | Data Error | 42.6646 | Data Error | 6% | Data Error | 105.492 | Data Error | 0 | Data Error | 0.00059555 | 12
3 | 2015-12-29 03:00 | Data Error | 45.0764 | Data Error | 5% | Data Error | 42.8336 | Data Error | 5% | Data Error | 87.91 | Data Error | 0 | Data Error | 0.00019572 | 12
4 | 2015-12-29 04:00 | 0.19992 | 26.1223 | 0% | 3% | -0.19992 | 26.6237 | 0% | 3% | 3.6 | 52.746 | 0 | 0 | 0.00067122 | 5.6704e-05 | 12
5 | 2015-12-29 05:00 | 0.19992 | 33.7274 | 0% | 3% | -0.19992 | 19.0186 | 0% | 3% | 3.6 | 52.746 | 0 | 0 | 0.00067122 | 0.00014056 | 12
6 | 2015-12-29 06:00 | 0.3 | 13.7531 | 0% | 2% | -0.3 | 21.4109 | 0% | 2% | 3.6 | 35.164 | 0 | 0 | 0.00066498 | 2.7142e-06 | 12
7 | 2015-12-29 07:00 | 0.23748 | 18.2821 | 0% | 2% | -0.23748 | 16.8819 | 0% | 2% | 3.6 | 35.164 | 0 | 0 | 0.00066888 | 1.7837e-05 | 12
8 | 2015-12-29 08:00 | 0 | 20.8543 | 0% | 2% | 0 | 14.3097 | 0% | 2% | 3.6 | 35.164 | 0 | 0 | 0.00068377 | 3.2335e-05 | 12
9 | 2015-12-29 09:00 | 0 | 25.9234 | 0% | 2% | 0 | 9.2406 | 0% | 2% | 3.6 | 35.164 | 0 | 0 | 0.00068377 | 7.3436e-05 | 12
10 | 2015-12-29 10:00 | 0 | 22.7045 | 0% | 1% | 0 | -5.1225 | 0% | 1% | 3.6 | 17.582 | 0 | 0.001 | 0.00068377 | 8.9263e-05 | 12
11 | 2015-12-29 11:00 | 0 | 17.7606 | 0% | 2% | 0 | 17.4034 | 0% | 2% | 3.6 | 35.164 | 0 | 0 | 0.00068377 | 1.542e-05 | 12
12 | 2015-12-29 12:00 | 0 | 5.6854 | 0% | 3% | 0 | 47.0606 | 0% | 3% | 3.6 | 52.746 | 0 | 0 | 0.00068377 | 1.6758e-05 | 12
13 | 2015-12-29 13:00 | 1.5001 | 0 | 0% | 3% | -1.5001 | 52.746 | 0% | 3% | 3.6 | 52.746 | 0 | 0 | 0.00059246 | 5.3688e-05 | 12
14 | 2015-12-29 14:00 | 1.3127 | 0 | 0% | 5% | -1.3127 | 87.91 | 0% | 5% | 3.6 | 87.91 | 0 | 0 | 0.00060351 | 0.00013567 | 12
15 | 2015-12-29 15:00 | 1.9002 | 6.1031 | 0% | 6% | -1.9002 | 99.3889 | 0% | 6% | 3.6 | 105.492 | 0 | 0 | 0.00056921 | 6.1762e-05 | 12
16 | 2015-12-29 16:00 | 0 | 0 | 1% | 7% | 8.2945 | 123.074 | 1% | 7% | 11.8945 | 123.074 | 0 | 0 | 1.979e-05 | 0.00012763 | 12
17 | 2015-12-29 17:00 | 0 | 15.5731 | 1% | 8% | 8.2945 | 125.0829 | 1% | 8% | 11.8945 | 140.656 | 0 | 0 | 1.979e-05 | 3.1112e-05 | 12
18 | 2015-12-29 18:00 | 0 | 15.5731 | 2% | 9% | 16.589 | 142.6649 | 2% | 9% | 20.189 | 158.238 | 0 | 0 | 5.0648e-05 | 3.4367e-05 | 12
19 | 2015-12-29 19:00 | 0 | 0 | 2% | 9% | 16.589 | 158.238 | 2% | 9% | 20.189 | 158.238 | 0 | 0 | 5.0648e-05 | 0.00021667 | 12
20 | 2015-12-29 20:00 | 1.4207 | 9.7184 | 2% | 12% | 15.1683 | 201.2656 | 2% | 12% | 20.189 | 210.984 | 0 | 0 | 2.9203e-05 | 0.00018516 | 12
21 | 2015-12-29 21:00 | 6.9515 | 12.5774 | 2% | 13% | 9.6375 | 215.9886 | 2% | 13% | 20.189 | 228.566 | 0 | 0 | 1.5979e-06 | 0.00012415 | 12
22 | 2015-12-29 22:00 | 6.714 | 0 | 2% | 13% | 9.875 | 228.566 | 2% | 13% | 20.189 | 228.566 | 0 | 0 | 9.5602e-07 | 0.00033473 | 12
23 | 2015-12-29 23:00 | 1.0819 | 0 | 2% | 14% | 15.5071 | 246.148 | 2% | 14% | 20.189 | 246.148 | 0 | 0 | 3.3784e-05 | 0.00039837 | 12
0 | 2015-12-30 | 2.0713 | 84.7259 | 2% | 17% | 14.5177 | 214.1681 | 2% | 17% | 20.189 | 298.894 | 0 | 0 | 2.134e-05 | 0.00045573 | 12
1 | 2015-12-30 01:00 | 0 | 116.7119 | 1% | 19% | 8.2945 | 217.3461 | 1% | 19% | 11.8945 | 312.9596 | 0 | 0 | 1.979e-05 | 0.001713 | 12
2 | 2015-12-30 02:00 | 0 | 79.4387 | 1% | 17% | 8.2945 | 219.4553 | 1% | 17% | 11.8945 | 298.894 | 0 | 0 | 1.979e-05 | 0.00033638 | 12
3 | 2015-12-30 03:00 | 0 | 44.4888 | 2% | 20% | 16.589 | 307.1512 | 2% | 20% | 20.189 | 312.9596 | 0 | 0 | 5.0648e-05 | 1.6806e-06 | 12
4 | 2015-12-30 04:00 | 0 | 0 | 2% | 22% | 16.589 | 386.804 | 2% | 22% | 20.189 | 312.9596 | 0 | 0 | 5.0648e-05 | 0.00052086 | 12
5 | 2015-12-30 05:00 | 2.9911 | 0 | 2% | 25% | 13.5979 | 439.55 | 2% | 25% | 20.189 | 312.9596 | 0 | 0 | 1.2324e-05 | 0.00049903 | 12
6 | 2015-12-30 06:00 | 10.2865 | 0 | 2% | 29% | 6.3025 | 509.878 | 2% | 29% | 20.189 | 312.9596 | 0 | 0 | 2.793e-05 | 0.0011622 | 12
7 | 2015-12-30 07:00 | 5.0176 | 15.058 | 1% | 32% | 3.2769 | 547.566 | 1% | 32% | 11.8945 | 312.9596 | 0 | 0 | 2.562e-06 | 0.00070213 | 12
8 | 2015-12-30 08:00 | 0 | 141.8191 | 1% | 37% | 8.2945 | 508.7149 | 1% | 37% | 11.8945 | 312.9596 | 0 | 0 | 1.979e-05 | 0.0020624 | 12
9 | 2015-12-30 09:00 | 2.0088 | 141.116 | 1% | 35% | 6.2857 | 474.254 | 1% | 35% | 11.8945 | 312.9596 | 0 | 0 | 4.1079e-06 | 0.0023521 | 12
10 | 2015-12-30 10:00 | 1.7196 | 0 | 0% | 32% | -1.7196 | 562.624 | 0% | 32% | 3.6 | 312.9596 | 0 | 0 | 0.00057964 | 0.0012294 | 12
11 | 2015-12-30 11:00 | 0.402 | 0 | 0% | 38% | -0.402 | 668.116 | 0% | 38% | 3.6 | 312.9596 | 0 | 0 | 0.00065866 | 0.0012944 | 12
12 | 2015-12-30 12:00 | 0.5016 | 0 | 0% | 44% | -0.5016 | 773.608 | 0% | 44% | 3.6 | 312.9596 | 0 | 0 | 0.00065251 | 0.0013793 | 12
13 | 2015-12-30 13:00 | 0.45144 | 119.9126 | 0% | 43% | -0.45144 | 636.1134 | 0% | 43% | 3.6 | 312.9596 | 0 | 0 | 0.0006556 | 0.00024108 | 12
14 | 2015-12-30 14:00 | 0.1794 | 148.7639 | 0% | 37% | -0.1794 | 501.7701 | 0% | 37% | 3.6 | 312.9596 | 0 | 0 | 0.0006725 | 0.0024367 | 12
15 | 2015-12-30 15:00 | 0 | 40.469 | 0% | 30% | 0 | 486.991 | 0% | 30% | 3.6 | 312.9596 | 0 | 0 | 0.00068377 | 4.2969e-05 | 12
16 | 2015-12-30 16:00 | 0 | 0 | 1% | 28% | 8.2945 | 492.296 | 1% | 28% | 11.8945 | 312.9596 | 0 | 0 | 1.979e-05 | 0.00060754 | 12
17 | 2015-12-30 17:00 | 0 | 0 | 1% | 32% | 8.2945 | 562.624 | 1% | 32% | 11.8945 | 312.9596 | 0 | 0 | 1.979e-05 | 0.0012294 | 12
18 | 2015-12-30 18:00 | 0 | 39.3522 | 1% | 40% | 8.2945 | 663.9278 | 1% | 40% | 11.8945 | 312.9596 | 0 | 0 | 1.979e-05 | 0.0001267 | 12
19 | 2015-12-30 19:00 | 5.3108 | 3.0792 | 2% | 35% | 11.2782 | 612.2908 | 2% | 35% | 20.189 | 312.9596 | 0 | 0 | 5.0967e-07 | 0.00090072 | 12
20 | 2015-12-30 20:00 | 0.42204 | 0 | 1% | 35% | 7.8725 | 615.37 | 1% | 35% | 11.8945 | 312.9596 | 0 | 0 | 1.5522e-05 | 0.0010089 | 12
21 | 2015-12-30 21:00 | 5.3093 | 87.6472 | 1% | 33% | 2.9852 | 492.5588 | 1% | 33% | 11.8945 | 312.9596 | 0 | 0 | 3.8116e-06 | 0.00038693 | 12
22 | 2015-12-30 22:00 | 3.0319 | 53.8664 | 0% | 33% | -3.0319 | 526.3396 | 0% | 33% | 3.6 | 312.9596 | 0 | 0 | 0.00050596 | 2.0912e-07 | 12
23 | 2015-12-30 23:00 | 0.32976 | 141.3509 | 0% | 31% | -0.32976 | 403.6911 | 0% | 31% | 3.6 | 312.9596 | 0 | 0 | 0.00066314 | 0.0026073 | 12
0 | 2015-12-31 | 0 | 185.2385 | 1% | 32% | 8.2945 | 377.3855 | 1% | 32% | 11.8945 | 312.9596 | 0 | 0 | 1.979e-05 | 0.0049413 | 12
1 | 2015-12-31 01:00 | 0 | 62.3884 | 1% | 22% | 8.2945 | 324.4156 | 1% | 22% | 11.8945 | 312.9596 | 0 | 0 | 1.979e-05 | 0.00016032 | 12
2 | 2015-12-31 02:00 | 0.7152 | 72.7214 | 3% | 23% | 24.1683 | 331.6646 | 3% | 23% | 28.4835 | 312.9596 | 0 | 0 | 0.00012074 | 0.00024542 | 12
3 | 2015-12-31 03:00 | 0 | 51.5465 | 2% | 21% | 16.589 | 317.6755 | 2% | 21% | 20.189 | 312.9596 | 0 | 0 | 5.0648e-05 | 2.692e-05 | 12
4 | 2015-12-31 04:00 | 0 | 38.249 | 3% | 22% | 24.8835 | 348.555 | 3% | 22% | 28.4835 | 312.9596 | 0 | 0 | 0.00014044 | 1.1399e-06 | 12
5 | 2015-12-31 05:00 | 7.2854 | 89.8109 | 4% | 21% | 25.8926 | 279.4111 | 4% | 21% | 36.778 | 312.9596 | 0 | 0 | 2.7485e-05 | 0.0007264 | 12
6 | 2015-12-31 06:00 | 7.6226 | 93.6836 | 3% | 19% | 17.2609 | 240.3744 | 3% | 19% | 28.4835 | 312.9596 | 0 | 0 | 7.0789e-06 | 0.00080034 | 12
7 | 2015-12-31 07:00 | 3.298 | 54.2777 | 3% | 17% | 21.5855 | 244.6163 | 3% | 17% | 28.4835 | 298.894 | 0 | 0 | 6.2008e-05 | 1.6242e-05 | 12
8 | 2015-12-31 08:00 | 0 | 0 | 3% | 15% | 24.8835 | 263.73 | 3% | 15% | 28.4835 | 263.73 | 0 | 0 | 0.00014044 | 0.00056942 | 12
9 | 2015-12-31 09:00 | 9.8119 | 0 | 4% | 16% | 23.3661 | 281.312 | 4% | 16% | 36.778 | 281.312 | 0 | 0 | 4.8254e-06 | 0.00047347 | 12
10 | 2015-12-31 10:00 | 0.85152 | 0 | 4% | 19% | 32.3265 | 334.058 | 4% | 19% | 36.778 | 312.9596 | 0 | 0 | 0.00016899 | 0.00062468 | 12
11 | 2015-12-31 11:00 | 0 | 8.6138 | 3% | 23% | 24.8835 | 395.7722 | 3% | 23% | 28.4835 | 312.9596 | 0 | 0 | 0.00014044 | 0.00043248 | 12
12 | 2015-12-31 12:00 | 0 | 0 | 4% | 21% | 33.178 | 369.222 | 4% | 21% | 36.778 | 312.9596 | 0 | 0 | 0.00019673 | 0.00058222 | 12
13 | 2015-12-31 13:00 | 1.2202 | 30.5255 | 6% | 23% | 48.5468 | 373.8605 | 6% | 23% | 53.367 | 312.9596 | 0 | 0 | 0.00038279 | 6.9449e-05 | 12
14 | 2015-12-31 14:00 | 4.865 | 42.186 | 4% | 23% | 28.313 | 362.2 | 4% | 23% | 36.778 | 312.9596 | 0 | 0 | 6.6598e-05 | 2.8952e-06 | 12
15 | 2015-12-31 15:00 | 0 | 22.5918 | 5% | 19% | 41.4725 | 311.4662 | 5% | 19% | 45.0725 | 312.9596 | 0 | 0 | 0.00019983 | 0.00014748 | 12
16 | 2015-12-31 16:00 | 0 | 23.5427 | 7% | 19% | 58.0615 | 310.5153 | 7% | 19% | 61.6615 | 312.9596 | 0 | 0 | 0.0004356 | 0.00013464 | 12
17 | 2015-12-31 17:00 | 0 | 0 | 7% | 17% | 58.0615 | 298.894 | 7% | 17% | 61.6615 | 298.894 | 0 | 0 | 0.0004356 | 0.00072044 | 12
18 | 2015-12-31 18:00 | 20.825 | 0 | 9% | 23% | 53.8255 | 404.386 | 9% | 23% | 78.2505 | 312.9596 | 0 | 0 | 2.0026e-06 | 0.00066025 | 12
19 | 2015-12-31 19:00 | 17.2028 | 0 | 7% | 25% | 40.8587 | 439.55 | 7% | 25% | 61.6615 | 312.9596 | 0 | 0 | 1.7153e-08 | 0.00049903 | 12
20 | 2015-12-31 20:00 | 17.4181 | 0 | 5% | 33% | 24.0544 | 580.206 | 5% | 33% | 45.0725 | 312.9596 | 0 | 0 | 4.7106e-05 | 0.00091083 | 12
21 | 2015-12-31 21:00 | 17.3506 | 0 | 4% | 33% | 15.8274 | 580.206 | 4% | 33% | 36.778 | 312.9596 | 0 | 0 | 4.75e-05 | 0.00091083 | 12
22 | 2015-12-31 22:00 | 17.0773 | 0 | 3% | 35% | 7.8062 | 615.37 | 3% | 35% | 28.4835 | 312.9596 | 0 | 0 | 7.6355e-05 | 0.0010089 | 12
23 | 2015-12-31 23:00 | 4.3031 | 0 | 2% | 39% | 12.2859 | 685.698 | 2% | 39% | 20.189 | 312.9596 | 0 | 0 | 3.7206e-06 | 0.0014964 | 12
[12 empty] | 86 | 88
|  |  |  | 0 | 0

## BAAL
BAAL Exceedance Probability
MW | PACE | PACW
1 | 99.9% | 99.9%
2 | 99.9% | 99.9%
3 | 99.9% | 99.9%
4 | 99.9% | 99.9%
5 | 99.9% | 99.8%
6 | 99.9% | 99.8%
7 | 99.9% | 99.7%
8 | 99.9% | 99.7%
9 | 99.9% | 99.6%
10 | 99.8% | 99.6%
11 | 99.8% | 99.6%
12 | 99.8% | 99.5%
13 | 99.8% | 99.5%
14 | 99.8% | 99.4%
15 | 99.7% | 99.4%
16 | 99.7% | 99.3%
17 | 99.7% | 99.3%
18 | 99.7% | 99.2%
19 | 99.6% | 99.2%
20 | 99.6% | 99.1%
21 | 99.6% | 99.1%
22 | 99.6% | 99%
23 | 99.5% | 99%
24 | 99.5% | 98.9%
25 | 99.5% | 98.9%
26 | 99.5% | 98.8%
27 | 99.5% | 98.8%
28 | 99.4% | 98.7%
29 | 99.4% | 98.7%
30 | 99.4% | 98.7%
31 | 99.4% | 98.6%
32 | 99.4% | 98.6%
33 | 99.3% | 98.5%
34 | 99.3% | 98.4%
35 | 99.3% | 98.4%
36 | 99.3% | 98.3%
37 | 99.3% | 98.2%
38 | 99.2% | 98.2%
39 | 99.2% | 98.1%
40 | 99.2% | 98%
41 | 99.2% | 97.9%
42 | 99.2% | 97.8%
43 | 99.1% | 97.7%
44 | 99.1% | 97.6%
45 | 99.1% | 97.4%
46 | 99.1% | 97.3%
47 | 99.1% | 97.2%
48 | 99% | 97%
49 | 99% | 96.9%
50 | 99% | 96.7%
51 | 99% | 96.5%
52 | 98.9% | 96.3%
53 | 98.9% | 96.1%
54 | 98.9% | 96%
55 | 98.9% | 95.7%
56 | 98.8% | 95.5%
57 | 98.8% | 95.3%
58 | 98.8% | 95.1%
59 | 98.8% | 94.9%
60 | 98.8% | 94.6%
61 | 98.7% | 94.4%
62 | 98.7% | 94.1%
63 | 98.7% | 93.9%
64 | 98.7% | 93.6%
65 | 98.7% | 93.4%
66 | 98.6% | 93.1%
67 | 98.6% | 92.8%
68 | 98.6% | 92.6%
69 | 98.6% | 92.3%
70 | 98.6% | 92%
71 | 98.5% | 91.8%
72 | 98.5% | 91.5%
73 | 98.5% | 91.2%
74 | 98.5% | 90.9%
75 | 98.4% | 90.6%
76 | 98.4% | 90.4%
77 | 98.4% | 90.1%
78 | 98.4% | 89.9%
79 | 98.3% | 89.6%
80 | 98.3% | 89.3%
81 | 98.3% | 89.1%
82 | 98.2% | 88.8%
83 | 98.2% | 88.6%
84 | 98.2% | 88.3%
85 | 98.1% | 88%
86 | 98.1% | 87.7%
87 | 98.1% | 87.5%
88 | 98% | 87.2%
89 | 98% | 87%
90 | 98% | 86.7%
91 | 97.9% | 86.5%
92 | 97.9% | 86.2%
93 | 97.8% | 86%
94 | 97.8% | 85.7%
95 | 97.8% | 85.5%
96 | 97.7% | 85.2%
97 | 97.7% | 85%
98 | 97.6% | 84.7%
99 | 97.6% | 84.5%
100 | 97.5% | 84.2%
101 | 97.4% | 84%
102 | 97.4% | 83.7%
103 | 97.3% | 83.5%
104 | 97.3% | 83.3%
105 | 97.2% | 83.1%
106 | 97.1% | 82.8%
107 | 97.1% | 82.6%
108 | 97% | 82.4%
109 | 96.9% | 82.2%
110 | 96.9% | 81.9%
111 | 96.8% | 81.7%
112 | 96.7% | 81.5%
113 | 96.6% | 81.3%
114 | 96.6% | 81.1%
115 | 96.5% | 80.8%
116 | 96.4% | 80.6%
117 | 96.3% | 80.4%
118 | 96.2% | 80.2%
119 | 96.2% | 80%
120 | 96.1% | 79.8%
121 | 96% | 79.6%
122 | 95.9% | 79.4%
123 | 95.8% | 79.2%
124 | 95.7% | 79.1%
125 | 95.6% | 78.9%
126 | 95.5% | 78.7%
127 | 95.4% | 78.5%
128 | 95.3% | 78.4%
129 | 95.2% | 78.2%
130 | 95.2% | 78%
131 | 95.1% | 77.8%
132 | 95% | 77.6%
133 | 94.9% | 77.4%
134 | 94.8% | 57.5%
135 | 94.6% | 0%
136 | 94.5% | 0%
137 | 94.4% | 0%
138 | 94.3% | 0%
139 | 94.2% | 0%
140 | 94.1% | 0%
141 | 94% | 0%
142 | 93.8% | 0%
143 | 93.7% | 0%
144 | 93.6% | 0%
145 | 93.5% | 0%
146 | 93.4% | 0%
147 | 93.3% | 0%
148 | 93.1% | 0%
149 | 93% | 0%
150 | 92.9% | 0%
151 | 92.8% | 0%
152 | 92.7% | 0%
153 | 92.6% | 0%
154 | 92.4% | 0%
155 | 92.3% | 0%
156 | 92.2% | 0%
157 | 92.1% | 0%
158 | 92% | 0%
159 | 91.9% | 0%
160 | 91.8% | 0%
161 | 91.6% | 0%
162 | 91.5% | 0%
163 | 91.4% | 0%
164 | 91.2% | 0%
165 | 91.1% | 0%
166 | 91% | 0%
167 | 90.9% | 0%
168 | 90.8% | 0%
169 | 90.7% | 0%
170 | 90.5% | 0%
171 | 90.4% | 0%
172 | 90.3% | 0%
173 | 90.2% | 0%
174 | 90.1% | 0%
175 | 89.9% | 0%
176 | 89.8% | 0%
177 | 89.7% | 0%
178 | 89.6% | 0%
179 | 89.5% | 0%
180 | 89.4% | 0%
181 | 89.3% | 0%
182 | 89.1% | 0%
183 | 89% | 0%
184 | 88.9% | 0%
185 | 88.8% | 0%
186 | 88.7% | 0%
187 | 88.6% | 0%
188 | 88.5% | 0%
189 | 88.3% | 0%
190 | 88.2% | 0%
191 | 88.1% | 0%
192 | 66% | 0%
193 | 65.9% | 0%
194 | 65.8% | 0%
195 | 65.7% | 0%
196 | 65.7% | 0%
197 | 65.6% | 0%
198 | 65.5% | 0%
199 | 65.4% | 0%
200 | 0% | 0%

## Wind
PACW | 829.45
PACE | 1758.2
Resource ID | BAA | Capacity (2014 WIS) | Plant
DUNLAP_6_UNIT | PACE | 111 | Dunlap
FOOTECRE_7_UNITS | PACE | 133.6 | Footecreek
FREEZOUT_6_UNIT | PACE | 118.5 | 7 Mile
GLENROCW_6_UNIT | PACE | 138 | GlenRock (Glenrock I & III)
HINSHAW_7_UNITS | PACE | 144 | Long Hollow
HIPLAINS_7_UNITS | PACE | 127.5 | High Plains (+McFadden Ridge)
HORSEBU_7_UNIT | PACE | 57.6 | Horse Butte
JOLLYHIL_1_GOSHEN | PACE | 124.5 | Jolly Hills 1 (+ Jolly Hills 2)
LATIGO_6_UNIT | PACE | 99 | Three Buttes
MEADOWCR_6_UNIT | PACE | 119.7 | Meadow Creek/Five Pine and North Point
MOONSHIN_7_UNITS | PACE | 45 | North & South Power County
MTWNDCOL_7_UNITS | PACE | 140.7 | Mountain Wind 1&2
RAWHIDE_6_UNIT | PACE | 16.5 | Chevron
ROLLHILL_6_UNIT | PACE | 99 | Rolling Hills
SPNFKWND_7_UNIT | PACE | 18.9 | Spanish Fork
TOPWORLD_7_UNITS | PACE | 200.2 | Top of the World
WOLVERIN_7_UNITS | PACE | 64.5 | Wolverine Creek
CAMPCOL_6_UNIT | PACW | 98.9 | Campbell Wind
COMBINEH_6_UNIT | PACW | 41 | Combine Hills
DALREED_7_WIND | PACW | 9.9 | Three Mile Canyon
GOODNOEH_7_UNIT | PACW | 94 | Goodnoe Hills
HINKLE_6_UNIT | PACW | 64.55 | Oregon WIND (Oregon 9 Wind Farms)
LEANJNPR_7_UNIT | PACW | 100.5 | Leaning Juniper
MARENGO_6_UNITS | PACW | 210.6 | Marengo I (+ Marengo II)
NINEMIL_7_UNIT 1 | PACW | 210 | Stateline (incl. AVST - Stateline Contracted Generation)

## Issues
| Implied Actuals less than min metered actual |  |  |  |  | Wind State >=100% |  |  |  |  | Potential Shortfall Events
| PACW | PACW Time | PACE | PACE Time |  | PACW | PACW Time | PACE | PACE Time |  | PACW | PACW Time | PACE | PACE Time | PACW | PACE
1 | -21.9106 | 2015-11-19 05:00 | -100.3196 | 2015-08-11 09:00 | 1 | 0.9 | OK | 0.93 | OK | 1 | 0.12 | 2015-10-30 14:00 | 0.098 | 2015-11-24 | 86 | 88 | 1% | Shortfall Count
2 | -13.3694 | 2015-12-19 03:00 | -85.4946 | 2015-08-11 23:00 | 2 |  |  |  |  | 2 | 0.099 | 2015-02-07 18:00 | 0.067 | 2015-11-24 01:00 | 100.5% | 100.9% |  | Valid data count
3 | -11.8624 | 2015-12-11 23:00 | -74.3801 | 2015-08-11 08:00 | 3 |  |  |  |  | 3 | 0.072 | 2015-12-06 15:00 | 0.057 | 2015-11-20 08:00 | 0.9866% | 1.014%
4 | -11.7196 | 2015-11-24 03:00 | -49.3803 | 2015-08-11 10:00 | 4 |  |  |  |  | 4 | 0.066 | 2015-02-07 17:00 | 0.051 | 2015-11-18 16:00
5 | -11.183 | 2015-12-17 19:00 | -48.614 | 2015-11-04 07:00 | 5 |  |  |  |  | 5 | 0.064 | 2015-06-29 01:00 | 0.049 | 2015-11-20 09:00
6 | -11.0757 | 2015-11-14 22:00 | -38.7115 | 2015-12-25 06:00 | 6 |  |  |  |  | 6 | 0.061 | 2015-01-16 15:00 | 0.047 | 2015-11-24 17:00
7 | -10.0116 | 2015-12-11 14:00 | -27.9612 | 2015-11-04 06:00 | 7 |  |  |  |  | 7 | 0.056 | 2015-11-17 15:00 | 0.038 | 2015-09-15 18:00
8 | -9.5149 | 2015-11-06 16:00 | -26.4721 | 2015-12-25 01:00 | 8 |  |  |  |  | 8 | 0.049 | 2015-02-06 19:00 | 0.029 | 2015-11-03 22:00
9 | -9.3079 | 2015-03-15 11:00 | -21.8088 | 2015-08-11 11:00 | 9 |  |  |  |  | 9 | 0.049 | 2015-11-05 18:00 | 0.029 | 2015-11-23 20:00
10 | -7.9391 | 2015-12-19 04:00 | -13.9347 | 2015-03-13 09:00 | 10 |  |  |  |  | 10 | 0.02 | 2015-01-16 16:00 | 0.017 | 2015-07-15 19:00
11 | -7.3624 | 2015-12-02 10:00 | -13.1526 | 2015-12-11 16:00 | 11 |  |  |  |  | 11 | 0.02 | 2015-03-15 09:00 | 0.016 | 2015-12-11 05:00
12 | -6.743 | 2015-01-20 08:00 | -11.7514 | 2015-05-23 04:00 | 12 |  |  |  |  | 12 | 0.02 | 2015-03-23 19:00 | 0.015 | 2015-05-15 17:00
13 | -6.5201 | 2015-06-04 10:00 | -9.2865 | 2015-12-25 07:00 | 13 |  |  |  |  | 13 | 0.019 | 2015-03-23 20:00 | 0.014 | 2015-03-28 23:00
14 | -6.447 | 2015-12-19 05:00 | -6.9927 | 2015-03-13 11:00 | 14 |  |  |  |  | 14 | 0.014 | 2015-12-06 14:00 | 0.014 | 2015-12-20 16:00
15 | -6.1539 | 2015-07-08 10:00 | -5.9876 | 2015-03-02 14:00 | 15 |  |  |  |  | 15 | 0.014 | 2015-12-18 06:00 | 0.013 | 2015-01-05 09:00
16 | -5.5735 | 2015-11-06 17:00 | -5.4968 | 2015-12-27 15:00 | 16 |  |  |  |  | 16 | 0.01 | 2015-11-17 16:00 | 0.013 | 2015-03-28 22:00
17 | -5.3115 | 2015-01-06 14:00 | -5.2168 | 2015-07-30 10:00 | 17 |  |  |  |  | 17 | 0.006 | 2015-08-29 14:00 | 0.013 | 2015-11-23 18:00
18 | -5.2872 | 2015-01-03 03:00 | -5.1225 | 2015-12-29 10:00 | 18 |  |  |  |  | 18 | 0.005 | 2015-11-25 08:00 | 0.012 | 2015-07-27 21:00
19 | -5.1967 | 2015-01-09 | -4.996 | 2015-01-30 09:00 | 19 |  |  |  |  | 19 | 0.004 | 2015-05-05 22:00 | 0.012 | 2015-11-23 21:00
20 | -5.1374 | 2015-04-16 21:00 | -3.9699 | 2015-08-11 12:00 | 20 |  |  |  |  | 20 | 0.004 | 2015-11-05 17:00 | 0.012 | 2015-12-20 15:00
21 | -5.0755 | 2015-01-08 22:00 | -3.9182 | 2015-10-22 08:00 | [5 empty] | 21 | 0.003 | 2015-10-31 12:00 | 0.011 | 2015-02-04 01:00
22 | -5.0064 | 2015-08-11 | -3.8692 | 2015-07-30 11:00 | [5 empty] | 22 | 0.002 | 2015-06-29 | 0.011 | 2015-03-16 09:00
23 | -4.8054 | 2015-01-21 06:00 | -3.6711 | 2015-06-23 09:00 | [5 empty] | 23 | 0.002 | 2015-10-31 13:00 | 0.011 | 2015-12-04 09:00
24 | -4.7875 | 2015-02-23 09:00 | -3.4586 | 2015-06-28 10:00 | [5 empty] | 24 | 0.001 | 2015-01-03 03:00 | 0.01 | 2015-01-08 16:00
25 | -4.6801 | 2015-08-10 12:00 | -3.3646 | 2015-07-07 11:00 | [5 empty] | 25 | 0.001 | 2015-01-03 04:00 | 0.01 | 2015-04-19 02:00
26 | -4.6199 | 2015-06-05 23:00 | -2.6335 | 2015-07-31 11:00 | [5 empty] | 26 | 0.001 | 2015-01-03 20:00 | 0.01 | 2015-07-02
27 | -4.6165 | 2015-04-27 08:00 | -2.5528 | 2015-03-19 11:00 | [5 empty] | 27 | 0.001 | 2015-01-05 21:00 | 0.01 | 2015-11-20 07:00
28 | -4.6131 | 2015-05-28 10:00 | -2.3485 | 2015-06-23 10:00 | [5 empty] | 28 | 0.001 | 2015-01-06 14:00 | 0.01 | 2015-11-23 22:00
29 | -4.5499 | 2015-12-02 01:00 | -2.0601 | 2015-10-06 01:00 | [5 empty] | 29 | 0.001 | 2015-01-07 18:00 | 0.009 | 2015-02-25 18:00
30 | -4.4124 | 2015-02-17 22:00 | -1.143 | 2015-05-23 03:00 | [5 empty] | 30 | 0.001 | 2015-01-08 22:00 | 0.008 | 2015-04-03 19:00
31 | -4.2247 | 2015-11-27 02:00 | -1.0012 | 2015-03-02 12:00 | [5 empty] | 31 | 0.001 | 2015-01-09 | 0.008 | 2015-05-02 19:00
32 | -4.2098 | 2015-02-04 | -0.34856 | 2015-12-25 09:00 | [5 empty] | 32 | 0.001 | 2015-01-10 19:00 | 0.008 | 2015-07-23 20:00
33 | -4.1759 | 2015-01-23 02:00 | [7 empty] | 33 | 0.001 | 2015-01-11 04:00 | 0.008 | 2015-12-25
34 | -4.148 | 2015-01-21 23:00 | [7 empty] | 34 | 0.001 | 2015-01-11 16:00 | 0.007 | 2015-06-21 18:00
35 | -4.1375 | 2015-05-14 06:00 | [7 empty] | 35 | 0.001 | 2015-01-14 20:00 | 0.006 | 2015-04-06 22:00
36 | -4.1375 | 2015-05-14 06:00 | [7 empty] | 36 | 0.001 | 2015-01-20 08:00 | 0.006 | 2015-05-14 19:00
37 | -4.1328 | 2015-09-09 | [7 empty] | 37 | 0.001 | 2015-01-21 06:00 | 0.006 | 2015-11-16 05:00
38 | -4.1004 | 2015-10-01 12:00 | [7 empty] | 38 | 0.001 | 2015-01-21 10:00 | 0.005 | 2015-05-13 07:00
39 | -4.0999 | 2015-08-18 08:00 | [7 empty] | 39 | 0.001 | 2015-01-21 15:00 | 0.005 | 2015-07-05 16:00
40 | -4.0999 | 2015-08-18 08:00 | [7 empty] | 40 | 0.001 | 2015-01-21 23:00 | 0.005 | 2015-11-23 19:00
41 | -4.0324 | 2015-01-21 15:00 | [7 empty] | 41 | 0.001 | 2015-01-22 | 0.005 | 2015-11-24 16:00
42 | -4.0223 | 2015-02-17 09:00 | [7 empty] | 42 | 0.001 | 2015-01-22 02:00 | 0.004 | 2015-01-08 15:00
43 | -3.9998 | 2015-07-30 08:00 | [7 empty] | 43 | 0.001 | 2015-01-23 02:00 | 0.004 | 2015-04-25 15:00
44 | -3.993 | 2015-01-11 04:00 | [7 empty] | 44 | 0.001 | 2015-01-29 07:00 | 0.004 | 2015-05-13 06:00
45 | -3.991 | 2015-01-07 18:00 | [7 empty] | 45 | 0.001 | 2015-01-31 12:00 | 0.004 | 2015-06-18 23:00
46 | -3.9889 | 2015-01-22 02:00 | [7 empty] | 46 | 0.001 | 2015-02-04 | 0.003 | 2015-01-05 18:00
47 | -3.9793 | 2015-01-31 12:00 | [7 empty] | 47 | 0.001 | 2015-02-17 09:00 | 0.003 | 2015-06-15 23:00
48 | -3.9348 | 2015-02-28 20:00 | [7 empty] | 48 | 0.001 | 2015-02-17 22:00 | 0.002 | 2015-03-03 05:00
49 | -3.9118 | 2015-04-16 04:00 | [7 empty] | 49 | 0.001 | 2015-02-23 09:00 | 0.002 | 2015-03-18 21:00
50 | -3.9032 | 2015-01-11 16:00 | [7 empty] | 50 | 0.001 | 2015-02-28 20:00 | 0.002 | 2015-04-02 18:00
51 | -3.8884 | 2015-01-21 10:00 | [7 empty] | 51 | 0.001 | 2015-02-28 23:00 | 0.002 | 2015-09-15 03:00
52 | -3.8879 | 2015-07-29 21:00 | [7 empty] | 52 | 0.001 | 2015-03-26 10:00 | 0.002 | 2015-11-16 04:00
53 | -3.883 | 2015-02-28 23:00 | [7 empty] | 53 | 0.001 | 2015-04-16 04:00 | 0.002 | 2015-11-18 15:00
54 | -3.8441 | 2015-01-29 07:00 | [7 empty] | 54 | 0.001 | 2015-04-16 21:00 | 0.002 | 2015-11-20 06:00
55 | -3.8378 | 2015-10-22 20:00 | [7 empty] | 55 | 0.001 | 2015-04-20 02:00 | 0.002 | 2015-11-24 02:00
56 | -3.8374 | 2015-07-02 03:00 | [7 empty] | 56 | 0.001 | 2015-04-20 03:00 | 0.002 | 2015-11-24 18:00
57 | -3.8364 | 2015-07-02 | [7 empty] | 57 | 0.001 | 2015-04-27 08:00 | 0.001 | 2015-01-30 09:00
58 | -3.8334 | 2015-01-03 04:00 | [7 empty] | 58 | 0.001 | 2015-05-14 06:00 | 0.001 | 2015-02-07 11:00
59 | -3.7999 | 2015-04-20 03:00 | [7 empty] | 59 | 0.001 | 2015-05-28 10:00 | 0.001 | 2015-02-20 15:00
60 | -3.7999 | 2015-04-20 03:00 | [7 empty] | 60 | 0.001 | 2015-05-31 12:00 | 0.001 | 2015-03-02 12:00
61 | -3.7998 | 2015-04-20 02:00 | [7 empty] | 61 | 0.001 | 2015-06-04 10:00 | 0.001 | 2015-03-02 14:00
62 | -3.7931 | 2015-01-10 19:00 | [7 empty] | 62 | 0.001 | 2015-06-05 23:00 | 0.001 | 2015-03-03 06:00
63 | -3.7783 | 2015-12-11 11:00 | [7 empty] | 63 | 0.001 | 2015-07-02 | 0.001 | 2015-03-13 11:00
64 | -3.7762 | 2015-01-14 20:00 | [7 empty] | 64 | 0.001 | 2015-07-02 03:00 | 0.001 | 2015-03-19 11:00
65 | -3.731 | 2015-10-25 12:00 | [7 empty] | 65 | 0.001 | 2015-07-08 10:00 | 0.001 | 2015-05-23 03:00
66 | -3.71 | 2015-01-22 | [7 empty] | 66 | 0.001 | 2015-07-29 21:00 | 0.001 | 2015-06-05
67 | -3.7051 | 2015-11-19 16:00 | [7 empty] | 67 | 0.001 | 2015-07-30 08:00 | 0.001 | 2015-06-23 09:00
68 | -3.6382 | 2015-05-31 12:00 | [7 empty] | 68 | 0.001 | 2015-08-10 12:00 | 0.001 | 2015-06-23 10:00
69 | -3.6274 | 2015-03-26 10:00 | [7 empty] | 69 | 0.001 | 2015-08-11 | 0.001 | 2015-06-25 18:00
70 | -3.6024 | 2015-01-03 20:00 | [7 empty] | 70 | 0.001 | 2015-08-18 08:00 | 0.001 | 2015-06-28 10:00
71 | -3.5999 | 2015-10-25 10:00 | [7 empty] | 71 | 0.001 | 2015-08-19 02:00 | 0.001 | 2015-07-07 11:00
72 | -3.5976 | 2015-03-04 19:00 | [7 empty] | 72 | 0.001 | 2015-08-29 13:00 | 0.001 | 2015-07-27 20:00
[10 empty] | 73 | 0.001 | 2015-09-09 | 0.001 | 2015-07-30 10:00
[10 empty] | 74 | 0.001 | 2015-10-01 12:00 | 0.001 | 2015-07-30 11:00
[10 empty] | 75 | 0.001 | 2015-10-22 20:00 | 0.001 | 2015-07-31 11:00
[10 empty] | 76 | 0.001 | 2015-10-25 12:00 | 0.001 | 2015-08-06 18:00
[10 empty] | 77 | 0.001 | 2015-10-25 13:00 | 0.001 | 2015-08-11 08:00
[10 empty] | 78 | 0.001 | 2015-11-06 17:00 | 0.001 | 2015-08-11 11:00
[10 empty] | 79 | 0.001 | 2015-11-19 16:00 | 0.001 | 2015-08-11 12:00
[10 empty] | 80 | 0.001 | 2015-11-23 02:00 | 0.001 | 2015-10-06 01:00
[10 empty] | 81 | 0.001 | 2015-11-27 02:00 | 0.001 | 2015-10-22 08:00
[10 empty] | 82 | 0.001 | 2015-12-02 01:00 | 0.001 | 2015-11-02 21:00
[10 empty] | 83 | 0.001 | 2015-12-02 10:00 | 0.001 | 2015-11-16 07:00
[10 empty] | 84 | 0.001 | 2015-12-11 11:00 | 0.001 | 2015-11-19 06:00
[10 empty] | 85 | 0.001 | 2015-12-19 03:00 | 0.001 | 2015-12-25 06:00
[10 empty] | 86 | 0.001 | 2015-12-19 05:00 | 0.001 | 2015-12-25 09:00
[10 empty] | 87 | 0 |  | 0.001 | 2015-12-27 15:00
[10 empty] | 88 | 0 |  | 0.001 | 2015-12-29 10:00
[10 empty] | 89 | 0 |  | 0
[10 empty] | 90 | 0 |  | 0
[10 empty] | 91 | 0 |  | 0
[10 empty] | 92 | 0 |  | 0
[10 empty] | 93 | 0 |  | 0
[10 empty] | 94 | 0 |  | 0
[10 empty] | 95 | 0 |  | 0
[10 empty] | 96 | 0 |  | 0
[10 empty] | 97 | 0 |  | 0
[10 empty] | 98 | 0 |  | 0
[10 empty] | 99 | 0 |  | 0
[10 empty] | 100 | 0 |  | 0
[10 empty] | 101 | 0 |  | 0
[10 empty] | 102 | 0 |  | 0
[10 empty] | 103 | 0 |  | 0
[10 empty] | 104 | 0 |  | 0
[10 empty] | 105 | 0 |  | 0
[10 empty] | 106 | 0 |  | 0
[10 empty] | 107 | 0 |  | 0
[10 empty] | 108 | 0 |  | 0
[10 empty] | 109 | 0 |  | 0
[10 empty] | 110 | 0 |  | 0
[10 empty] | 111 | 0 |  | 0
[10 empty] | 112 | 0 |  | 0
[10 empty] | 113 | 0 |  | 0
[10 empty] | 114 | 0 |  | 0
[10 empty] | 115 | 0 |  | 0
[10 empty] | 116 | 0 |  | 0
[10 empty] | 117 | 0 |  | 0
[10 empty] | 118 | 0 |  | 0
[10 empty] | 119 | 0 |  | 0
[10 empty] | 120 | 0 |  | 0
[10 empty] | 121 | 0 |  | 0
Formulas:
PACW Time = INDEX(Forecast!$B:$B,MATCH([PACW],Forecast!G:G,0),1)
PACW Time = IF([PACW]=0,"",INDEX(OFFSET(Forecast!$B3:B8761,IF([PACW]=[PACW, row above],MATCH([PACW Time, row above],Forecast!$B3:B8761,0),0),0),MATCH([PACW],OFFSET(Forecast!$M3:M8761,IF([PACW]=[PACW, row above],MATCH([PACW Time, row above],Forecast!$B3:B8761,0),0),0),0),1))
PACE Time = INDEX(Forecast!$B:$B,MATCH([PACE],Forecast!H:H,0),1)
PACE Time = IF([PACE]=0,"",INDEX(OFFSET(Forecast!$B3:B8761,IF([PACE]=[PACE, row above],MATCH([PACE Time, row above],Forecast!$B3:B8761,0),0),0),MATCH([PACE],OFFSET(Forecast!$N3:N8761,IF([PACE]=[PACE, row above],MATCH([PACE Time, row above],Forecast!$B3:B8761,0),0),0),0),1))