## New and Chg'd Lines-Subs 2015
| DESCRIPTION | Line/Sub | Dec 2015 | Dec 2014 | Net Change | Total | Included |  | Excluded
[7 empty] | % | Miles | % | miles | Comments
New Lines
| Moselle to South Hoy | 180 | 10478986.84 | 8082.44 | 10470904.4 | 19.6 | 100% | 19.6 | 0% | 0
Lines that Changed in 2015
| Taylorsville to Plant Moselle | 1,1A | 551468.2 | 548469.03 | 2999.17 | 23.98 | 100% | 23.98 | 0% | 0
| Homewood to Decatur Sub | 4,4A | 569490.84 | 566021.35 | 3469.49 | 28.31 | 98% | 27.81 | 2% | 0.5
| Hoy to West Laurel GOAB | 14,14A,14B | 596969.59 | 390940.12 | 206029.47 | 8.35 | 99% | 8.25 | 1% | 0.1
| Hoy to Cleo | 16,16A | 308565.74 | 299958.24 | 8607.5 | 12.35 | 100% | 12.35 | 0% | 0
| Ellisville Junction GOAB to Cleo | 18,18A | 192757.19 | 189015.39 | 3741.8 | 10.66 | 100% | 10.66 | 0% | 0
| Clara GOAB to Buckatunna GOAB | 23 | 191378.3 | 178742.3 | 12636 | 10.11 | 100% | 10.11 | 0% | 0
| Plant Moselle to Macedonia GOAB | 25,25A | 654073.79 | 635863.07 | 18210.72 | 14.84 | 99% | 14.65 | 1% | 0.19
| Leakesville GOAB to Sawmill Road Sub | 33A,33B,33C,33D | 707588.01 | 703756.28 | 3831.73 | 17.85 | 100% | 17.78 | 0% | 0.07
| Maxie GOAB to Wiggins GOAB | 37 | 1558295.04 | 1550639.06 | 7655.98 | 6.83 | 100% | 6.83 | 0% | 0
| Wiggins GOAB to Stillmore | 37C | 162018.3 | 152665.02 | 9353.28 | 7.22 | 0% | 0 | 100% | 7.22
| Rawls Springs to Richburg GOAB | 40,40A,40B | 303306.37 | 298991.46 | 4314.91 | 11.02 | 99% | 10.96 | 1% | 0.06
| Columbia to Foxworth GOAB | 52,52A | 1924845.75 | 1929872.2 | -5026.45 | 9.25 | 98% | 9.08 | 2% | 0.17
| Magee to Puckett GOAB | 61,61A,61B | 2842516.68 | 2841225.06 | 1291.62 | 14.41 | 99% | 14.24 | 1% | 0.17
| Morton to Homewwod | 64 | 2118292.09 | 427545.6 | 1690746.49 | 10.41 | 100% | 10.41 | 0% | 0
| Petal GOAB to Petal Sub | 65 | 155645.82 | 132239.89 | 23405.93 | 3.21 | 0% | 0 | 100% | 3.21
| Basin GOAB to Agricola GOAB | 72 | 296923.17 | 306172.55 | -9249.38 | 9.15 | 100% | 9.15 | 0% | 0
| South Collins to Colonial Collins Tap | 74,74B | 136181.62 | 123667.73 | 12513.89 | 4.65 | 93% | 4.32 | 7% | 0.33
| Colonial Kola GOAB to Plant Moselle | 75,75B | 486922.64 | 477802.34 | 9120.3 | 15.91 | 100% | 15.87 | 0% | 0.04
| Plant Moselle to Hintonville | 162 | 986940.67 | 985151.52 | 1789.15 | 33.87 | 100% | 33.87 | 0% | 0
| Plant Moselle to Magee | 163,163A | 3104481.07 | 3102855.29 | 1625.78 | 38.64 | 100% | 38.64 | 0% | 0
| Hintonville to Purvis Bulk | 165 | 1257480.11 | 1158381.37 | 99098.74 | 28.36 | 100% | 28.36 | 0% | 0
| Purvis Bulk to Lumberton | 166 | 545346.79 | 533844.55 | 11502.24 | 11.93 | 100% | 11.93 | 0% | 0
| Plant Morrow to Columbia | 167 | 1227257.79 | 1227229.42 | 28.37 | 23.59 | 100% | 23.59 | 0% | 0
| Columbia to Magee | 168 | 2060583.02 | 2061956.32 | -1373.3 | 7.25 | 100% | 7.25 | 0% | 0
| MS Hub SS to SW Lonestar SS | 168A | 49889.87 | 44207.47 | 5682.4 | 11.52 | 100% | 11.52 | 0% | 0
| SW Lonestar SS to Columbia Sub | 168B | 40092.52 | 32199.29 | 7893.23 | 23.93 | 100% | 23.93 | 0% | 0
| Plant Morrow to Purvis Bulk | 170 | 306318.83 | 305588.82 | 730.01 | 4.59 | 100% | 4.59 | 0% | 0
| Magee to White Oak | 172 | 1410313.02 | 1410244 | 69.02 | 13.37 | 100% | 13.37 | 0% | 0
| Centerpoint | 553 | 1380175.97 | 1379544.88 | 631.09 | 7.46 | 0% | 0 | 100% | 7.46
| Vidalia Sub to MPCO Switch | 579 | 3833635.7 | 3833541 | 94.7 | 1 | 0% | 0 | 100% | 1
| TOTAL NET CHANGE IN LINES |  |  |  | 12602328.28
| 2014 Line Balance |  |  |  | 176599937.12
| 2015 Line Balance |  |  |  | 189202265.4
| Change in Line Balance in 2015 |  |  |  | 12602328.28
| Variance |  |  |  | 0
| DESCRIPTION | Line/Sub | Dec 2015 | Dec 2014 | Net Change |  | Include | Exclude | Comments
(Comm, MW Excluded )
New Substations
| South Hoy 161/69 KV Substattion | SHOY_S | 4581350.27 | 0 | 4581350.27 | NS | 4581350.27 |  | New Substation
| South Collins | SCLL | 39178.39 | 0 | 39178.39 | NME | 0 | 39178.39 | New Meter Delivery Point Excluded
Substations that Changed in 2014
| Columbia 161/6/KV Sub, MW,METER (PRVEPA) | COLU | 3703993.34 | 3631787.25 | 72206.09 | NSE | 3695125.75 | 8867.59 | Meter Delivery Point Excluded
| Ellisville Junction (Dixie EPA) | ELLI | 1195461.77 | 1185285.68 | 10176.09 | NSE | 1177672.66 | 17789.11 | Meter Delivery Point Excluded
| Fayette (SWMEPA) | FAYE | 11410.22 | 9802.55 | 1607.67 | NME | 0 | 11410.22 | Meter Delivery Point Excluded
| Gillsburg (MEPa) | GILL_M | 32015.54 | 19115.79 | 12899.75 | NME | 0 | 32015.54 | Meter Delivery Point Excluded
| Hintonville 161/69KV Sub & MW | HINT | 2346655.95 | 2275204.43 | 71451.52 | NSE | 2346655.95
| Homewood 161/69 KV Sub,MW,Meter(SPEPA) | HOME | 3337755.01 | 3293903.31 | 43851.7 | NSE | 3322209.66 | 15545.35 | Meter Delivery Point Excluded
| Lumberton 161/69KV Sub,MW,Meter | LUMB | 2356226.37 | 2236514.43 | 119711.94 | NSE | 2347423.66 | 8802.71 | Meter Delivery Point Excluded
| Martinville (SREPA) | MART | 814715.82 | 805049.03 | 9666.79 | NSE | 814715.82
| Moselle 161/69KV Sub | MOSE | 15696859.8 | 13715847.93 | 1981011.87 | NSE | 15696859.8
| North Petal (Dixie EPA) | NPET | 23682.79 | 16709.13 | 6973.66 | NME | 23682.79
| Paulding 69KV SS & MW | PAUL | 508137.72 | 482423.72 | 25714 | NSE | 508137.72
| Port Gibson (SWMEPA) | PORTG | 31711.24 | 27053.98 | 4657.26 | NME | 0 | 31711.24 | Meter Delivery Point Excluded
| Purvis Bulk 230/161KV Sub & MW | PURB | 8621691.08 | 8469046.92 | 152644.16 | NSE | 8621691.08 |  | L169 & L170 Relay Upgrades in Station
| Sand Hill (SREPA) | SAND_M | 21663.31 | 11689.73 | 9973.58 | NME | 0 | 21663.31 | Meter Delivery Point Excluded
| South Hoy (Dixie EPA) | SHOY | 83600.38 | 278683.25 | -195082.87 | RSE | 28808.59 | 54791.79 | Meter Delivery Point Excluded
| Silver Creek GT 115KV SS & MW | SILG | 6681871.64 | 6659584.49 | 22287.15 | NSE | 6681871.64
| Sylvarena GT 69KV SS | SYLG | 2784078.7 | 2761791.55 | 22287.15 | NSE | 2784078.7
| Waynesboro 230/161/69KV Sub & MW | WAYN | 6538234.44 | 6518818.2 | 19416.24 | NSE | 6538234.44
| Microwave Land Additions |  | 163209.71 | 56823.06 | 106386.65 | NL
| TOTAL NET CHANGE IN SUBSTATIONS |  |  |  | 7118369.06 |  | NS - New Station Built
NSE - New Station Equipment Installed
| 2014 Substation Balance |  |  |  | 151281056.09 |  | NME - New Metering Equipment Installed/Upgraded
| 2015 Substation Balance |  |  |  | 158399425.15 |  | NL - Additional Land Cost added
| Change in Station Balance in 2015 |  |  |  | 7118369.06 |  | RSE - Removed Station Equipment
| Variance |  |  |  | 0

## SMEPA Lines DECEMBER 2015
|  | TRANSMISSION LINES |  |  |  | 2015 Changes
|  | DECEMBER 2015 |  |  |  | 2015 Adjustments
E-Entergy
| M-MPCO |  |  |  | TOWERS & | POLES & | CONDUCTORS | COMMUNICATIONS
Line | S-SMEPA |  |  | LAND | FIXTURES | FIXTURES | & DEVICES | EQUIPMENT
KV | Area | DESCRIPTION | LINE # | ACCT 350 | ACCT. 354 | ACCT. 355 | ACCT. 356 | ACCT 397 | TOTAL
69 | S | Taylorsville - Plant Moselle | 1 & 1A |  |  | 330496.34 | 220971.86 |  | 551468.2 | 2999.17
69 | S | Sylvarena - Taylorsville | 2 & 2A |  |  | 1215221.14 | 1284698.73 |  | 2499919.87
69 | S | Homewood - Sylvarena | 3 |  |  | 1402261.68 | 1494132.55 |  | 2896394.23
69 | S | Homewood - Decatur Sub | 4 & 4A |  | 3997.73 | 277527.84 | 287965.27 | 2983.41 | 572474.25 | 3469.49
69 | S | Decatur GOAB - Newton GOAB | 5 |  | 2572 | 97882.06 | 83896.4 |  | 184350.46
69 | S | Newton GOAB - Missionary GOAB | 6 |  | 3160.12 | 214867.72 | 98046.33 |  | 316074.17
69 | S | Missionary GOAB - Rose Hill Sub | 7 | 116458.3 |  | 407506.18 | 818719.37 |  | 1342683.85
69 | S | Waldrup - Paulding | 8 & 8A |  |  | 248147.42 | 88776.54 |  | 336923.96
69 | S | Sylvarena - Bay Springs GOAB | 9 |  | 3405.24 | 22910.46 | 53829.51 |  | 80145.21
69 | S | Bay Springs GOAB - Waldrup | 10 |  |  | 231371.39 | 89874.06 |  | 321245.45
69 | S | Waldrup - Heidelburg Sub | 11 |  |  | 60267.57 | 50970.61 |  | 111238.18
69 | S | Waldrup - Hoy | 12 |  |  | 184819.46 | 159462.82 |  | 344282.28
69 | S | Hoy - West Laurel GOAB | 14,14A,14B | 16335.43 |  | 301916.92 | 278717.24 | 3611.6 | 600581.19 | 206029.47
69 | S | West Laurel GOAB - Plant Moselle | 15,15A,15B |  | 3696.64 | 179929.64 | 138358.5 | 2605.1 | 324589.88
69 | S | Plant Moselle | 15 & 51 | [5 empty] | 0
69 | S | Hoy - Cleo | 16 & 16A |  |  | 199220.34 | 109345.4 |  | 308565.74 | 8607.5
69 | S | Plant Moselle - Burr Creek Goab | 17 |  |  | 12316.98 | 49713.86 | 2605.1 | 64635.94
69 | S | Burr Creek Goab - Ellisville Junction Goab | 17A |  |  | 302105.49 | 143198.34 |  | 445303.83
69 | S | Burr Creek Goab - Burr Creek (DEPA) | 17B |  |  | 7978.77 | 17153.01 |  | 25131.78
69 | S | Ellisville Junction GOAB - Cleo | 18 & 18A |  |  | 105716.22 | 87040.97 |  | 192757.19 | 3741.8
69 | S | Cleo - Whistler | 19 |  |  | 129436.93 | 235895.95 |  | 365332.88
69 | S | Whistler - Whistler Switching Station | 19A |  |  | 692.69 | 796.1 |  | 1488.79
69 | S | Whistler - Waynesboro | 20 |  |  | 212317.75 | 403521.05 |  | 615838.8
69 | S | Waynesboro - South Waynesboro Sub | 21 & 21A |  |  | 42913.64 | 25158.2 |  | 68071.84
69 | S | South Waynesboro GOAB - Clara GOAB | 22 |  | 4752.36 | 177856.36 | 181153.42 |  | 363762.14
69 | S | Clara GOAB - Buckatunna GOAB | 23 |  | 2679.65 | 88644.23 | 100054.42 |  | 191378.3 | 12636
69 | S | Buckatunna GOAB - State Line | 24 |  |  | 68755.31 | 42624.71 |  | 111380.02
69 | S | Plant Moselle - Macedonia GOAB | 25 & 25A | 64341.9 |  | 310112.51 | 279619.38 |  | 654073.79 | 18210.72
69 | S | Macedonia GOAB - Richton GOAB | 26 |  | 3405.2 | 88314.98 | 77166.68 | 3759.17 | 172646.03
69 | S | Richton GOAB - Hintonville | 27 & 27A |  | 3682.04 | 91989.63 | 112750.19 |  | 208421.86
69 | S | State Line - Sand Hill GOAB | 28 |  | 2666.08 | 211051.17 | 156063.74 |  | 369780.99
69 | S | Sand Hill GOAB - Hintonville | 29 |  |  | 134978.69 | 71402.66 |  | 206381.35
69 | S | Hintonville - McLain GOAB | 30 & 30A |  |  | 121356.43 | 135700.79 | 6579.74 | 263636.96
69 | S | McLain GOAB - Benndale | 31 |  | 3040.05 | 159185.17 | 132563.2 |  | 294788.42
69 | S | State Line - Leakesville Sub | 32 & 32A |  | 2640.54 | 218590.42 | 202554.91 | 6416.4 | 430202.27
69 | S | Leakesville GOAB - Sawmill Road Sub | 33A,33B,33C,33D |  | 4542.98 | 455631.35 | 247413.68 | 3299.88 | 710887.89 | 3831.43
69 | S | Rocky Creek - Lucedale Sub | 34 & 34A |  |  | 162048.27 | 90275.44 |  | 252323.71
69 | S | Lucedale GOAB - Benndale | 35,35A |  | 5333.69 | 220495.63 | 162286.52 |  | 388115.84
69 | S | Benndale to Benndale (SREPA) | 35B |  |  | 30421.37 | 20083.14 |  | 50504.51
69 | S | Benndale - Big Level GOAB | 36 |  | 2749.04 | 2659084.6 | 2201107.47 |  | 4862941.11
69 | S | Maxie GOAB - Wiggins GOAB | 37 |  | 2858.49 | 722323.35 | 833113.2 |  | 1558295.04 | 7655.98
69 | S | St. Regis GOAB - Wiggins GOAB | 37A |  |  | 39484.68 | 37705.78 |  | 77190.46
69 | S | St. Regis GOAB - Big Level | 37B |  |  | 60859.26 | 91702.34 |  | 152561.6
69 | S | Wiggins GOAB - Stillmore | 37C |  | 1717.66 | 76543.18 | 83757.46 |  | 162018.3 | 9353.28
69 | S | Maxie GOAB - Lumberton | 38 |  |  | 1556689.79 | 1713482.09 |  | 3270171.88
69 | S | Okahola GOAB - South Hattiesburg | 39,39A,39B |  | 10471.67 | 398157.73 | 204394.29 | 1910.01 | 614933.7
69 | S | Rawls Springs - Richburg GOAB | 40,40A,40B |  |  | 198229.76 | 105076.61 |  | 303306.37 | 4314.91
69 | S | Plant Moselle - Rawls Springs | 41,41A |  |  | 142873.46 | 85285.82 |  | 228159.28
69 | S | Shelton GOAB - Shelton Sub | 41B |  |  | 19080.1 | 80822.84 | 2605.1 | 102508.04
69 | S | Rawls Springs - Sumrall GOAB | 42,42A |  | 3499.41 | 91974.87 | 106589.92 |  | 202064.2
69 | S | Sumrall GOAB - Columbia | 43 |  |  | 144832.93 | 94220.44 |  | 239053.37
69 | S | Lumberton - Baxterville GOAB | 44 & 44A |  | 3459.86 | 114375.94 | 108690.54 |  | 226526.34
69 | S | Baxterville GOAB - Foxworth GOAB | 45 & 45A |  | 3090.75 | 264511.84 | 149935.99 |  | 417538.58
69 | S | Columbia - Bassfield GOAB | 46,46A |  | 2664.88 | 69186.88 | 87260.87 |  | 159112.63
69 | S | Bassfield GOAB - Lone Star GOAB | 47 |  | 3016.56 | 107881.37 | 106449.04 |  | 217346.97
69 | S | Lone Star GOAB - Lone Star Substation | 47A |  |  | 9491.63 | 69009.26 | 6588.2 | 85089.09
69 | S | Lone Star GOAB - North Collins Sub | 48 |  |  | 123933.87 | 64366.92 |  | 188300.79
69 | S | North Collins GOAB - South Collins | 49 |  |  | 72594.59 | 53363.54 |  | 125958.13
69 | S | South Collins - West Moselle GOAB | 50 |  |  | 129475.78 | 89564.15 |  | 219039.93
69 | S | West Moselle GOAB - Plant Moselle | 51,51A |  | 2422.02 | 64998.92 | 71209.27 | 2605.1 | 141235.31
69 | S | Columbia - Foxworth GOAB | 52,52A | 403697.56 |  | 738752.86 | 782395.33 |  | 1924845.75 | -5026.45
69 | S | Columbia - Oakvale GOAB | 53 & 53A |  | 6036.16 | 531255.07 | 451342.49 |  | 988633.72
69 | S | Oakvale GOAB - Prentiss | 54 |  |  | 210266.7 | 128069.76 |  | 338336.46
69 | S | Prentiss - Prentiss (SPEPA) | 54A |  |  |  | 133.98 |  | 133.98
69 | S | Prentiss - Prentiss (SPEPA) | 54B |  |  | 37759.03 | 26734.46 |  | 64493.49
69 | S | Prentiss - Gwinville GOAB | 55 & 55A |  | 2941.23 | 204505.27 | 224663.47 | 2826.29 | 434936.26
69 | S | Gwinville GOAB - Gwinville Junction GOAB | 56 |  |  | 82473.69 | 46734.66 |  | 129208.35
69 | S | Gwinville Junction GOAB - Pinola Sub | 57 |  |  | 65844.67 | 43853.28 |  | 109697.95
69 | S | Gwinville Junction GOAB - Magee | 58 |  |  | 120567.41 | 78498.62 |  | 199066.03
69 | S | Magee - Maddox GOAB | 59 |  |  | 258483.87 | 94509.24 |  | 352993.11
69 | S | Maddox GOAB - Taylorsville | 60,60A,60B,60C |  | 6791.95 | 396994.32 | 409495.33 | 2605.1 | 815886.7
69 | S | Magee - Puckett GOAB | 61,61A,61B | 16542.06 |  | 1087928.54 | 1738046.08 | 3723.25 | 2846239.93 | 1291.62
69 | S | Polkville - Puckett (SPEPA) | 62 |  | 6145.57 | 222636.47 | 197814.35 |  | 426596.39
69 | S | Polkville - Donald Rd GOAB | 62A |  |  | 115123.92 | 87750.51 |  | 202874.43
69 | S | Polkville - Polkville (SPEPA) | 62B | 13150 |  | 108960.55 | 69845.21 |  | 191955.76
69 | S | Morton - Homewood | 64 |  |  | 1274189.24 | 844102.85 |  | 2118292.09 | 1690746.49
69 | S | Petal GOAB - Petal Sub | 65 | 9246.25 |  | 74713.51 | 71686.06 | 2605.1 | 158250.92 | 23405.93
69 | S | Plantation Tap - Plantation Pipeline Sub | 66 |  |  | 4956.64 | 4595.02 |  | 9551.66
69 | S | Goss GOAB - Goss Sub | 67 |  |  | 14433.71 | 7394.2 |  | 21827.91
69 | S | Humble GOAB - Humble Sub | 68 |  |  | 19069.97 | 10181.89 |  | 29251.86
69 | S | Waynesboro - Diamond Sub | 69 |  |  | 94551.75 | 57468.29 |  | 152020.04
69 | S | Whistler - Eucutta GOAB | 70 |  |  | 62334.68 | 46366.88 |  | 108701.56
69 | S | Benndale Switching Sta - Basin GOAB | 71 & 71A |  | 2961.41 | 273852.4 | 210492.54 | 2947.6 | 490253.95
69 | S | Basin GOAB - Agricola GOAB | 72 | 10830.46 |  | 169572.21 | 116520.5 |  | 296923.17 | -9249.38
69 | S | Agricola GOAB - Rocky Creek Switching Sta | 73,73A |  |  | 156107.88 | 122361.66 | 6757.42 | 285226.96
69 | S | South Collins - Colonial Collins Tap | 74,74B |  |  | 83475.63 | 52705.99 |  | 136181.62 | 12513.89
69 | S | Colonial Collins Tap - Colonial Kola GOAB | 74A | 12447.51 | 3441.5 | 7613.75 | 194473.01 | 2605.1 | 220580.87
69 | S | Colonial Kola GOAB - Plant Moselle | 75,75B |  |  | 257590.29 | 229332.35 | 7278.78 | 494201.42 | 9120.3
69 | S | Colonial Kola GOAB - Colonial Kola Sub | 75A |  |  | 3800.73 | 35074.5 | 3509.55 | 42384.78
69 | S | Lumberton - Hillsdale Sub | 79 |  |  | 75256.9 | 52814.18 |  | 128071.08
69 | S | Breland GOAB - Bellevue Sub | 80,80A |  | 3562.79 | 125929.18 | 165942.51 | 1919.14 | 297353.62
69 | S | Purvis GOAB | 81 |  |  | 7303.19 | 48590.42 |  | 55893.61
69 | S | Hebron GOAB - Hebron Sub | 82 |  | 5275.91 | 48211.3 | 89278.39 | 2605.1 | 145370.7
69 | S | Glade GOAB - Glade Sub | 83 |  | 4710.45 | 36282.71 | 84979.48 | 2157.07 | 128129.71
69 | S | Hintonville - Old Augusta Sub | 86 |  |  | 132262.65 | 156587.13 |  | 288849.78
69 | S | South Hattiesburg - South Hattiesburg Sub | 87 |  |  | 105400.63 | 103780.41 |  | 209181.04
115 | M | Wade Hurley GOAB - Harleston Sub | 88 |  |  | 144920.85 | 129160.9 |  | 274081.75
69 | M | Cumbest Bluff - Wade Hurley GOAB | 88A |  |  | 0 | 0 |  | 0
115 | M | Cumbest Bluff - Vancleave Sub | 89 |  |  | 359762.9 | 500513.89 |  | 860276.79
115 | M | Cumbest Bluff (MPDO) - Cumbest Bluff SS | 89A |  |  | 10110.46 | 15801.24 |  | 25911.7
115 | M | Vancleave GOAB Vancleave Sub (SREPA) | 89B |  |  | 55012.04 | 122581.71 |  | 177593.75
69 | S | Sharon GOAB - Sharon Sub | 90 |  | 5040.67 | 8942.87 | 35610.66 |  | 49594.2
69 | S | Okahola GOAB - Oak Grove Sub | 91 |  |  | 113299.38 | 107430.31 |  | 220729.69
69 | S | Florence - Greenfield Sub | 92 |  |  | 74878.74 | 22336.58 |  | 97215.32
69 | S | Leaf River Tap - Leaf River Sub | 93 |  |  | 45299.77 | 53164.68 |  | 98464.45
69 | S | Rawls Springs - North Hattiesburg Sub | 94 |  |  | 111412.25 | 182636.06 |  | 294048.31
69 | S | Pickwick GOAB - Pickwick Sub | 95 |  | 6856 | 42361.9 | 48139.74 |  | 97357.64
69 | S | Clara GOAB - Clara Sub | 96 |  |  | 20042.66 | 12570.45 |  | 32613.11
69 | S | West H'Burg GOAB - West H'Burg Sub | 97 |  |  | 141357.92 | 97476.84 |  | 238834.76
69 | S | Martinville GOAB - Martinville Sub | 98 |  |  | 10549.43 | 27807.8 |  | 38357.23
69 | S | Moss GOAB - Stringer Sub | 99 |  |  | 194113.73 | 255879.29 | 3022.66 | 453015.68
69 | S | West Waynesboro - South Waynesboro | 100 |  |  | 310810.3 | 441545.31 |  | 752355.61
69 | S | West Hattiesburg Sw - Lake Serene Sub | 101 |  |  | 179797.8 | 142480.69 |  | 322278.49
69 | S | Macedonia SW - Petal Sub | 102 |  |  | 184975.4 | 256770.57 |  | 441745.97
69 | S | Holly Springs | 103 |  |  | 627589.37 | 718013.61 | 2366.81 | 1347969.79
69 | S | N. Collins - Station Creek | 104 |  |  | 499931.93 | 792226.61 |  | 1292158.54
69 | S | GP Taylorsville - Station Creek | 105 |  |  | 970318.96 | 1447627.34 |  | 2417946.3
69 | S | Holly Springs - Hathorn | 106 |  |  | 520586.69 | 861546.78 |  | 1382133.47
69 | S | Pinola | 108 |  | 10438.44 | 886437.38 | 1979958 |  | 2876833.82
69 | S | Sylvarena | 109 |  |  | 1166274.5 | 1249171.53 |  | 2415446.03
69 | S | Cole Road Substation to East Lake Serene GOAB | 110 |  |  | 535846.96 | 505722.44 | 8368.85 | 1049938.25
69 | S | East Lake Serene Switch No2 to East Lake Serene Sub | 110A |  |  | 11930.01 | 33160.52 |  | 45090.53
69 | S | Rose Hill - Newton | 111 | 1422969.47 |  | 1478008.89 | 3268808.21 |  | 6169786.57
69 | S | Brewer 69KV w/GOAB | 112 |  |  | 469387.64 | 584024.09 | 4665.72 | 1058077.45
69 | S | Agricola Switching Station to Tanner Chapel Substation | 113 |  |  | 1246963.92 | 1067790.11 |  | 2314754.03
69 | S | Ellisville Junction SS - Macedonia SW | 114 | 1382661.17 |  | 995212.61 | 2621011.93 |  | 4998885.71
115 | S | East Moselle - Plant Moselle | 115 |  |  | 52542.76 | 37004.97 |  | 89547.73
69 | S | Kittrell GOAB - Kittrell Sub | 116 | 32215.47 |  | 43240.48 | 162712.75 | 4472.38 | 242641.08
69 | S | Lynn Ray RD Sub - Lynn Ray RD Sub (Dixie) | 118 |  |  |  | 14699.58 |  | 14699.58
69 | S | Lynn Ray RD Sub - Lynn Ray RD Sub (Dixie) | 118A |  |  | 10658.39 | 21823.3 |  | 32481.69
69 | S | Hwy 588 GOAB - Hwy 588 Sub | 119 | 16413.5 |  | 31727.85 | 186754.42 | 2605.05 | 237500.82
161 | S | Plant Moselle - Columbia | 161 |  |  | 499896.78 | 281821.52 |  | 781718.3
161 | S | Plant Moselle - Hintonville | 162 |  |  | 564412.17 | 422528.5 |  | 986940.67 | 1789.15
161 | S | Plant Moselle - Magee | 163,163A |  |  | 1171691.69 | 1932789.38 |  | 3104481.07 | 1625.78
161 | S | Plant Moselle - Plant Morrow | 164,164A |  |  | 870056.3 | 1238233.43 |  | 2108289.73
161 | S | Hintonville - Purvis Bulk | 165 |  |  | 723432.53 | 534047.58 |  | 1257480.11 | 99098.74
161 | S | Purvis Bulk - Lumberton | 166 |  |  | 288973.89 | 256372.9 |  | 545346.79 | 11502.24
161 | S | Plant Morrow - Columbia | 167 |  |  | 686015.7 | 541242.09 |  | 1227257.79 | 28.37
161 | S | Columbia - Magee | 168 |  |  | 1105741.05 | 954841.97 |  | 2060583.02 | -1373.3
161 | S | MS Hub SS - SW Lonestar SS | 168A |  |  | 41219.29 | 8670.58 |  | 49889.87 | 5682.4
161 | S | SW Lonestar SS - Columbia Sub | 168B |  |  | 30179.77 | 9912.75 |  | 40092.52 | 7893.23
161 | S | Plant Morrow - Purvis Bulk | 169 |  |  | 153068 | 229117.34 |  | 382185.34
161 | S | Plant Morrow - Purvis Bulk | 170 |  |  | 192774.54 | 113544.29 |  | 306318.83 | 730.01
161 | S | Hintonville - Waynesboro | 171 |  |  | 870307.45 | 850022.06 |  | 1720329.51
161 | S | Magee - White Oak | 172 |  |  | 709623.49 | 700689.53 |  | 1410313.02 | 69.02
161 | S | White Oak - Homewood | 172A |  |  | 39681.78 | 14936.05 |  | 54617.83
161 | S | Hintonville - Benndale | 173 |  |  | 1579735.07 | 1571392.36 |  | 3151127.43
161 | S | Waynesboro 161KV SUB - 230KV SUB | 175 |  |  | 31142.04 | 37406.03 |  | 68548.07
161 | S | Moselle Unit 5 GSU Strain Bus | 176 |  |  | 27058.72 | 9977.37 |  | 37036.09
161 | S | White Oak SS - Polkville Sub | 177 | 581563.44 |  | 495614.43 | 1141746.45 |  | 2218924.32
161 | S | Silver Creek Sub - Prentiss Sub | 178 | 493941.18 |  | 426005.84 | 1191396.85 |  | 2111343.87
161 | S | Prentiss Sub - Lone Star Sub | 179 | 522673.78 |  | 766652.55 | 1438378.83 |  | 2727705.16
161 | S | Moselle - South Hoy | 180 | 3064200.41 |  | 1795292.98 | 5619493.45 |  | 10478986.84 | 10470904.4
161 | S | Moselle GSU #6 - Switchyard | 181 |  |  | 197172.01 | 46542.19 |  | 243714.2
161 | S | Moselle GSU #7 - Switchyard | 182 |  |  | 15120.88 | 29958.12 |  | 45079
161 | S | Batesville 161KV BUS#2 to Batesville 161KV Ring Bus | 186 |  |  | 38505.09 | 604.08 |  | 39109.17
230 | S | Waynesboro - State Line | 230 |  |  | 837666.81 | 979915.26 | 74811.84 | 1892393.91
230 | S | Benndale - McIntosh | 231,231A |  |  | 2033593.43 | 1847263.11 |  | 3880856.54
230 | S | W. Waynesboro - Missionary | 232 |  |  | 3837427.85 | 2951109.26 | 57827.39 | 6846364.5
115 | E | Centerville - Woodville | 500 | [5 empty] | 0
115 | E | Lucian - Auburn | 501 | [5 empty] | 0
115 | E | Silver Creek - Monticello | 502,502A |  | 6002.41 | 238607.62 | 208586.94 | 1661.94 | 454858.91
115 | E | State Line - Gillsburg | 503 |  |  | 106679.41 | 53415.59 |  | 160095
115 | E | Vaughn - Peetsville | 504 |  |  | 68039.61 | 50929 |  | 118968.61
115 | M | St. Martin - Cook Road | 505 | 902.89 |  | 140159.67 | 30926.46 |  | 171989.02
115 | MB | Fountainbleau Switch - Fountainbleau GOAB | 506 |  |  | 26706.55 | 13729.29 |  | 40435.84
115 | MB | Fountainbleau GOAB - Fountainbleau Sub | 506A |  |  | 14572.21 | 14383.81 |  | 28956.02
115 | MB | Gauther - Hickory Hills | 507 |  |  | 52657.02 | 55973.24 |  | 108630.26
Sold |  | Logtown - Borg Warner (Sold) | 508 & 509 |  |  | 0 | 0 |  | 0
115 | M | Cross Roads - Collins Pipeline Sub | 510 |  |  | 8646.06 | 4427.91 |  | 13073.97
115 | E | Nitta Yuma - Hampton | 511 |  |  | 191475.74 | 144003.62 |  | 335479.36
115 | M | Ocean Springs | 512 |  |  | 68266.54 | 28493 |  | 96759.54
115 | E | West Yazoo | 513 | [5 empty] | 0
115 | E | Little Yazoo | 514 |  |  | 45591.5 | 15256.39 |  | 60847.89
115 | E | Lorman Switching - Lorman | 515 |  |  | 898749.82 | 712179.66 |  | 1610929.48
115 | E | Utica - Utica Jr College | 516 |  |  | 247695.1 | 124742.62 |  | 372437.72
115 | M | Big Point Tap - Big Point | 517 |  |  | 90733.4 | 74050.89 |  | 164784.29
115 | M | Forts Lake Tap - Forts Lake | 518 |  |  | 374118.14 | 143743.2 |  | 517861.34
115 | E | Browning - East Greenwood | 519 | [5 empty] | 0
115 | E | Sawyer - North Winona | 520 |  |  | 48305.95 | 22822.2 |  | 71128.15
115 | E | Southwest Dexter - Dexter | 521 |  |  | 199336.38 | 96286.38 |  | 295622.76
115 | M | Nicholson Tap - Nicholson | 522 |  |  | 189346.95 | 186741.87 |  | 376088.82
115 | E | Norfield - Little Creek | 523 |  |  | 181019.18 | 146061.44 |  | 327080.62
115 | M | Olson Tap - Olson | 524 |  |  | 49526.39 | 17014.05 |  | 66540.44
115 | E | Mallalieu | 525 |  |  | 64907.63 | 38756.44 |  | 103664.07
115 | E | Monticello GOAB - G. P. Monticello | 526 |  |  | 167427.09 | 92238.71 |  | 259665.8
115 | E | Murphy | 527 | [5 empty] | 0
115 | E | Copiah - Shady Grove | 528 |  |  | 113231.77 | 70927.57 |  | 184159.34
115 | E | Isola | 529 |  |  | 7128.62 | 1460.07 |  | 8588.69
115 | E | Heathman | 530 |  |  | 40973.09 | 23676.42 |  | 64649.51
115 | M | Piggot - Piggot Sub | 531 |  |  | 182775.02 | 239185.39 |  | 421960.41
115 | M | Derby | 532 |  |  | 58979.02 | 35957.76 |  | 94936.78
115 | E | Banks | 533 |  |  | 132017.43 | 210269.38 |  | 342286.81
115 | M | Spence | 534 |  |  | 218992.41 | 357525.17 |  | 576517.58
115 | E | Redwood - IP Redwood | 535 |  |  | 119912.12 | 198932.87 |  | 318844.99
115 | M | Lamey | 536 |  |  | 58987.25 | 104343.64 |  | 163330.89
115 | M | Escatawpa South Tap | 537 |  |  | 13507.16 | 17014.68 |  | 30521.84
115 | E | Silver Creek - G. P. Monticello | 538 |  |  | 514147.8 | 486782.12 |  | 1000929.92
115 | M | Watts | 539 |  |  | 139545.91 | 158238.85 |  | 297784.76
115 | E | Whitfield-S.Brandon | 540,540A |  |  | 341825.06 | 335590.88 |  | 677415.94
115 | M | Fort Bayou | 541 |  |  | 50084.19 | 32740.62 |  | 82824.81
115 | E | Refuge | 542 |  |  | 254485.28 | 127443.14 |  | 381928.42
115 | E | Progress | 543 |  |  | 390055.69 | 624146.91 |  | 1014202.6
115 | E | Progress Tap | 543A |  |  | 3632.65 | 4215.08 |  | 7847.73
115 | E | Friendship | 544 |  |  | 71973.55 | 50772.5 |  | 122746.05
115 | E | E. Whitfield | 545 |  |  | 28488.75 | 83482.94 |  | 111971.69
115 | E | Pisgah | 546.546A |  |  | 288752.92 | 401065.9 |  | 689818.82
115 | E | Arlington | 547 |  |  | 299046.48 | 500917.56 |  | 799964.04
115 | M | Stennis Tap | 548 | 241402.23 |  | 108550.98 | 124456.44 |  | 474409.65
115 | E | Jayess | 549 |  |  | 37056.74 | 5412.02 |  | 42468.76
115 | E | Evans | 550 |  |  | 606065.27 | 652522.23 |  | 1258587.5
115 | MB | Lucedale | 551 |  |  | 210947.8 | 140068.15 |  | 351015.95
115 | M | McNeil | 552 |  |  | 57008.69 | 40762.19 |  | 97770.88
115 | E | Centerpoint | 553 |  |  | 460974.4 | 919201.57 |  | 1380175.97 | 631.09
115 | MB | Martin Bluff | 554 |  |  | 254010.88 | 367548 |  | 621558.88
115 | MB | Aleco Fire Tower | 555 |  |  | 401833.06 | 721981.95 |  | 1123815.01
115 | MB | Hamil Road | 556 |  |  | 395290.63 | 579602.04 |  | 974892.67
115 | M | Wellman | 557 |  |  | 200925.1 | 115950.97 |  | 316876.07
115 | MB | Necaise | 558 |  |  | 472252.52 | 995232.33 |  | 1467484.85
115 | MB | Monaco Lake | 559 |  |  | 185475.35 | 181856.7 |  | 367332.05
115 | E | Norfield | 560 |  |  | 27250.64 | 13846.92 |  | 41097.56
115 | E | Salem | 561 |  |  | 21545.27 | 126065.25 |  | 147610.52
115 | E | Poplar Springs GOAB to Mountain Creek Sub | 562 |  |  | 435408.76 | 465918.89 |  | 901327.65
115 | MB | Dixie Pipeline | 563 |  |  | 11295.68 | 4980.47 |  | 16276.15
115 | E | Loyd Star | 564 |  |  | 48404.67 | 16998.37 |  | 65403.04
115 | MB | Lizana | 565 |  |  | 188261.84 | 186255.34 |  | 374517.18
115 | M | Dedeaux Road | 567 |  |  | 14954.49 | 3443.45 |  | 18397.94
115 | MB | Joe Batt Road | 568,568A |  |  | 617934.31 | 775946.13 | 68285.96 | 1462166.4
115 | MB | N. Lucedale | 569 |  |  | 41004.45 | 17935.1 |  | 58939.55
115 | E | Silver Creek | 571 |  |  | 323285.35 | 347027.83 |  | 670313.18
115 | E | Silver Creek | 572 |  |  | 349534.47 | 251862.42 |  | 601396.89
115 | E | South Redwood | 574 |  |  | 183261.09 | 219695.15 |  | 402956.24
115 | E | West Cleveland | 577 |  |  | 346754.93 | 487008.3 |  | 833763.23
115 | M | Ocean Springs GOAB - Gulf Park Estates GOAB | 578 |  |  | 931960.28 | 573906.19 |  | 1505866.47
115 | M | Gulf Park Estates GOAB - Gulf Park Estates | 578A |  |  | 137535.62 | 19394.62 |  | 156930.24
115 | M | Vidalia 115KV Substation to MPCO 115KV Switch | 579 | 1169504.27 |  | 1071018.49 | 1593112.94 | 5591.69 | 3839227.39 | 94.7
115 | MB | Joe Batt Road GAOB - Vancleave GOAB | 581 | 1964909.79 |  | 888970.19 | 1673868.89 | 18845.84 | 4546594.71
115 | M | MPCO GOAB - Three Rivers Sub | 582 | 64086.09 |  | 41747.69 | 18897.2 |  | 124730.98
115 | E | Cranfield SW - Cranfield Sub | 584 |  |  | 13672.05 | 31520.33 |  | 45192.38
115 | E | Tinsley Line | 585 |  |  | 0 | 0 |  | 0
115 | E | Arcola SW - Floyd Lynk Sub | 586 |  |  | 0 | 30504.74 |  | 30504.74
115 | E | East Lincoln Sub | 587 | 550676.68 |  | 369240.4 | 444016.59 |  | 1363933.67
115 | MB | Fountaainbleau to Sunplex | 588 | 438692.07 |  | 188689.48 | 481849.263 |  | 1109230.813
115 | M | MPCO Switch - Landon Sub | 590 |  |  | 120584.98 | 96415.55 |  | 217000.53
115 | M | MPCO Line - Helena Sub | 593 | 1756 |  | 40369.9 | 9835.47 |  | 51961.37
115 | M | MPCO Switch - Tucker Road Sub | 594 | 6326.27 |  | 55758.91 | 24330.48 |  | 86415.66
115 | M | MPCO Switch - Bayou Cassotte sub | 595 |  |  | 11146.83 | 0 |  | 11146.83
|  | ROW- Transmission Line | (8) | 20976270.18 |  |  |  |  | 20976270.18
|  |  |  | 33594214.36 | 155729.15 | 71255763.19 | 83810277.293 | 339634.44 | 189155618.433 | 12602327.98
|  |  |  | 33594214.36 | 155729.15 | 71255763.19 | 83810277.293 |  | 188815983.993
Less Land Acct 397
|  |  |  | 12617944.18 | 155729.15 | 71255763.19 | 83810277.293 |  | 167839713.813
Less Land Acct 397
& Land E253
0
|  | CPR Control Balance December 31, 2015 |  | 33594214.36 | 155729.15 | 71255763.19 | 83587544.94 | 339634.44 | 188932886.08
|  |  |  | 0 | 0 | 0 | 222732.353 | 0
|  | Adjustment (Note A) |  |  |  |  | 222732.35
|  | ADJUSTED CPR CONTROL BALANCE |  | 33594214.36 | 155729.15 | 71255763.19 | 83810277.29 | 339634.44
|  |  |  | 0 | 0 | 0 | -0.003 | 0
|  | GL Balance December 31, 2015 |  | 33594214.36 | 155729.15 | 71255763.19 | 83587544.94 | 339634.44 | 188932886.08
|  | Variance GL TO CPR/BB |  | 0 | 0 | 0 | 0 | 0
JE NEEDED
|  | Adjustment (Note A) |  |  |  |  | 222732.35
|  | ADJUSTED GL BALANCE |  | 33594214.36 | 155729.15 | 71255763.19 | 83810277.29 | 339634.44 | 189155618.43
|  |  |  | 0 | 0 | 0 | 0 | 0
Adjustments listed below have been made in correct Account Column above.
(Note A) L180 - Added $219,079.57 to GL356100 and reduced GL352100 from Stations Worksheet
(Note A) L231 - Added $3,652.78 to GL356100 and reduced GL353200 from Stations Worksheet
Note on H165: Michael Morgan: See Note A Below

## SMEPA Stations December 2015
South Mississippi Electric Power Association
Substation CPR
DECEMBER 2015
|  | S - SMEPA | 104 | 350 | 352 | 353 | 391 | 397
|  | E - Entergy | Leased | Land & | Structures & | Station | Data Processing | Communication
| SUBSTATION | M - MPCO |  | Land Rights | Improvements | Equipment | Equipment | Equipment | Total
ACON | Acona (DELTA EPA) | E |  |  |  | 20393.68 |  | 1512401.34 | 1532795.02 | #REF! | #REF!
AGRI | Agricola 69kV SS (SREPA) | S |  | 6071.69 | 257659.63 | 267741.22 |  | 1214949.01 | 1746421.55 | #REF! | #REF!
ALCO | Alcorn (SWMEPA) | E |  |  |  | 9726.06 |  |  | 9726.06 | #REF! | #REF!
ALEC | Aleco Firetower (SREPA) | MB |  | 45740.63 | 708367.27 | 282686.58 |  | 224025.27 | 1260819.75 | #REF! | #REF!
ANCH | Anchor Curve (YVEPA) | E |  |  |  | 8462.92 |  |  | 8462.92 | #REF! | #REF!
ANCH_MW | Anchor Curve Microwave | E |  | 25065.27 |  |  |  | 1772105.72 | 1797170.99
ARCO | Arcloa 115KV SS | E |  | 11187.35 | 500068.49 | 213588.86 |  | 1321798.45 | 2046643.15 | #REF! | #REF!
ARLI | Arlington (MEPA) | E |  |  |  | 45562.36 |  |  | 45562.36 | #REF! | #REF!
AUBU | Auburn 115KV SS | E | 38521.05 |  | 44706.14 | 128997.92 |  |  | 212225.11 | #REF! | #REF!
BANK | Banks (COHOMA EPA) | E |  |  |  | 9982.07 |  | 1356133.68 | 1366115.75 | #REF! | #REF!
BANK_S | Banks 115kV SS | E |  |  |  | 240319.03 |  | 49266.25 | 289585.28 | #REF! | #REF!
BASI | Basin GOAB | S |  |  | 83787.8 | 107484.73 |  |  | 191272.53 | #REF! | #REF!
BASI_M | Basin (SREPA) | S |  |  |  | 11733.99 |  |  | 11733.99 | #REF! | #REF!
BASS | Bassfield (PRVEPA) | S |  |  |  | 12087.82 |  | 3732.48 | 15820.3 | #REF! | #REF!
BAXT | Baxterville (PRVEPA) | S |  | 4347.42 | 136303.17 | 177005.6 |  | 23613.14 | 341269.33 | #REF! | #REF!
BAYS | Bay Springs (SPEPA) | S |  |  |  | 49243.22 |  |  | 49243.22 | #REF! | #REF!
BELL | Bellevue (PRVEPA) | S |  |  |  | 38431.33 |  |  | 38431.33 | #REF! | #REF!
BELZ | Belzoni (TCEPA) | E |  |  |  | 13137.99 |  |  | 13137.99 | #REF! | #REF!
BENN | Benndale 231/161/69kV Sub | S |  |  | 1728775.95 | 7185485.51 |  | 730592.69 | 9644854.15 | #REF! | #REF!
BIGL | Big Level (PRVEPA) | S |  |  | 59817.82 | 159577.8 |  |  | 219395.62 | #REF! | #REF!
BLAC | Blackhawk (DELTA EPA) | E |  |  |  | 26051.67 |  |  | 26051.67 | #REF! | #REF!
BLAC_MW | Blackhawk Microwave | E |  | 5910.8 |  |  |  | 40045.29 | 45956.09 | #REF!
BNGT | Benndale GT 69kV SS & MW | S |  |  | 19575.18 | 369142.95 |  | 208152.57 | 596870.7 | #REF! | #REF!
BNSR | Benndale (SREPA) | S |  |  |  | 16223.47 |  |  | 16223.47 | #REF! | #REF!
BOVI | Bovina Microwave | E |  | 25942.17 |  |  |  | 1370523.79 | 1396465.96 | #REF! |  | 2157.65
BRAN | Brandon (SPEPA) | E |  |  |  | 10797.86 |  |  | 10797.86 | #REF! | #REF!
BREW | Brewer (SREPA) | S |  |  |  | 16938.96 |  |  | 16938.96 | #REF! | #REF!
BRLR | Brownlee Road | S |  | 6331.22 | 179943.36 | 129239.07 |  |  | 315513.65 | #REF!
BRMG | Brookhaven (MEPA) | E |  |  |  | 16365.07 |  |  | 16365.07 | #REF! | #REF!
BROW | Browning 115KV SS | E |  |  |  | 143354.81 |  |  | 143354.81 | #REF! | #REF!
BRSW | Brookhaven SW 115kV SS & METER (SWMEPA) | E |  |  |  | 90767.36 |  |  | 90767.36 | #REF! | #REF!
BUCK | Bucatunna (DIXIE EPA) | S |  |  |  | 15988.42 |  | 2610.51 | 18598.93 | #REF! | #REF!
BURR | Burr Creek (DIXIE EPA) | S |  |  |  | 10893.44 |  | 3257.38 | 14150.82 | #REF! | #REF!
CARL | Carlisle Microwave | E |  | 27486.93 |  |  |  | 1452985.16 | 1480472.09 | #REF! |  | 7396.33
CARR | Carrolton (DELTA EPA) | E |  | 22257.13 |  | 8570.34 |  | 1671535.74 | 1702363.21 | #REF! | #REF!
CATF_COA | Coahoma Catfish Load | E |  |  |  | 11099.51 |  |  | 11099.51 | #REF! | #REF!
CATF_DEL | Delta EPA Catfish Load | E |  |  |  | 18803.77 |  |  | 18803.77 | #REF! | #REF!
CATF_TC | Twin County Catfish Load | E |  |  |  | 21031.51 |  |  | 21031.51 | #REF! | #REF!
CATF_YV | Yazoo Valley Catfish Load | E |  |  |  | 7938.35 |  |  | 7938.35 | #REF! | #REF!
CEDR | Cedar Lake (Coast Sub) | MB |  |  |  | 10131.82 |  | 35262.31 | 45394.13 | #REF! | #REF! | 19574.94
CENT | Centerpoint (SWMEPA) | E |  |  |  | 20970.8 |  |  | 20970.8 | #REF! | #REF!
CLAR | Clara (DIXIE EPA) | S |  |  |  | 9427.07 |  | 1825.76 | 11252.83 | #REF! | #REF!
CLARD | Clarksdale (COAHOMA EPA) | E |  |  |  | 11684.78 |  |  | 11684.78 | #REF! | #REF!
CLEO | Cleo 69kV SS & MW | S |  |  | 99600.48 | 535010.45 |  | 571362.11 | 1205973.04 | #REF! | #REF!
CLEO_M | Cleo (DIXIE EPA) | S |  |  |  | 24719.34 |  |  | 24719.34 | #REF! | #REF!
CLEV | Cleveland (DELTA EPA) | E |  |  |  | 11299.67 |  |  | 11299.67 | #REF! | #REF!
COLC | Colonial Collins (SPEPA) | S |  |  |  | 9181.38 |  |  | 9181.38 | #REF! | #REF!
COLE | Cole Road 161/69KV SUB | S |  |  | 1449652.32 | 5587760.04 |  | 105710.16 | 7143122.52 | #REF! | #REF!
COLK | Colonial Kola (SPEPA) | S |  |  |  | 20853.87 |  |  | 20853.87 | #REF! | #REF!
COLU | Columbia 161/69kV SUB, MW, & METER (PRVEPA) | S |  |  | 257659.64 | 3446333.7 |  | 319878.77 | 4023872.11 | #REF! | #REF! | 72206.09
COPI | Copiah 115kV SS | E |  |  |  | 139069.82 |  |  | 139069.82 | #REF! | #REF!
CRAN_S | Cranfield SS | E |  |  | 29786.69 | 43492.87 |  |  | 73279.56 | #REF! | #REF!
CROS | Crosby (SWMEPA) | E |  | 24326.13 |  | 38901.39 |  |  | 63227.52 | #REF! | #REF! | 855.29
CROS_MW | Crosby Microwave | E | [5 empty] | 2010364.38 | 2010364.38 | #REF! |  | 2010364.38
CUMB | Cumbest Bluff 115kV SS | M |  |  | 95025.65 | 324675.79 |  | 1263413.4 | 1683114.84 | #REF! | #REF!
DECA | Decatur (SPEPA) | S |  |  | 81965.57 | 150970.41 |  |  | 232935.98 | #REF! | #REF!
DEXT | Dexter (MEPA) | E |  |  |  | 9968.95 |  |  | 9968.95 | #REF! | #REF!
DIAM | Diamond (DIXIE EPA) | S |  |  |  | 16969.46 |  |  | 16969.46 | #REF! | #REF!
DLO | D'LO Microwave | S |  | 17753.25 |  |  |  | 1398721.84 | 1416475.09 | #REF! |  | 2097.91
DXMS | Dixie Electric Mobile | S |  |  |  | 13627.7 |  |  | 13627.7 | #REF! | #REF!
DXPL | Dixie Pipeline | MB |  |  |  | 7218.89 |  | 9403.26 | 16622.15 | #REF! | #REF!
EDEN | Eden Microwave | E |  | 25847.77 |  |  |  | 1733126.53 | 1758974.3 | #REF!
EGRE | East Greenwood (DELTA EPA) | E |  |  |  | 20079.65 |  |  | 20079.65 | #REF! | #REF!
ELIN | East Lincoln (MEPA) | E |  |  |  | 17819.14 |  |  | 17819.14 | #REF! | #REF!
ELIN_S | East Lincoln 115KV SS | E |  |  | 76783.48 | 34849.37 |  |  | 111632.85 | #REF! | #REF!
ELLI | Ellisville Junction (DIXIE EPA) | S |  |  | 511538.72 | 683923.05 |  | 152060.61 | 1347522.38 | #REF! | #REF! | 10176.09
ELLT | Elliott (DELTA EPA) | E |  |  |  | 12949.01 |  |  | 12949.01 | #REF! | #REF!
EMCC | East Mccomb (MEPA) | E |  |  |  | 9760.12 |  |  | 9760.12 | #REF! | #REF!
EMIN | Eminence (SPEPA) | S |  |  |  | 9408.81 |  |  | 9408.81 | #REF! | #REF!
EUCU | Eucutta (DIXIE EPA) | S |  |  |  | 17060.82 |  |  | 17060.82 | #REF! | #REF!
EVAN | Evans (DELTA EPA) | E |  |  |  | 15600.93 |  | 1292583.38 | 1308184.31 | #REF! | #REF!
EWHI | East Whitfield (SPEPA) | E |  |  |  | 31263.88 |  |  | 31263.88 | #REF! | #REF!
FAYE | Fayette (SWMEPA) | E |  |  |  | 11410.22 |  |  | 11410.22 | #REF! | #REF! | 1607.67
FERN_S | Fernwood 115KV SS | E | 72371.39 | [5 empty] | 72371.39 | #REF! | #REF!
FLOR | Florence 115kV SS & METER (SPEPA) | E |  |  |  | 193054.12 |  |  | 193054.12 | #REF! | #REF!
FLOR_MW | Florence Microwave | E | [5 empty] | 1632647.22 | 1632647.22 |  |  | 2211.16
FLOY | Floyd Lynk Sub (TCEPA) | E |  |  |  | 15697.02 |  |  | 15697.02 | #REF! | #REF!
FOC | Field Operations Center | S |  |  |  | 3801.78 |  |  | 3801.78 | #REF! | #REF!
FOXW | Foxworth 69kV SS & MW | S |  | 22621.62 | 252700.56 | 304160.04 |  | 2555842.19 | 3135324.41 | #REF! | #REF! | 2477852.81
FOXW_M | Foxworth (PRVEPA) | S |  |  | 404.7 | 62534.68 |  |  | 62939.38 | #REF! | #REF!
FRIE_M | Friendship (MEPA) | E |  |  | 107815.15 | 122278.79 |  |  | 230093.94 | #REF! | #REF!
GILL | Gillsburg 115KV SS | E | 59548.09 | [5 empty] | 59548.09 | #REF! | #REF!
GILL_M | Gillsburg (MEPA) | E |  |  |  | 32015.54 |  |  | 32015.54 | #REF! | #REF! | 12899.75
GLAD | Glade (DIXIE EPA) | S |  |  |  | 13231.23 |  |  | 13231.23 | #REF! | #REF!
GOSS | Goss (PRVEPA) | S |  |  |  | 9378.8 |  | 3987.81 | 13366.61 | #REF! | #REF!
GPMO | GP Monticello (SPEPA) | E |  |  | 51671.56 | 63399.73 |  | 23359.26 | 138430.55 | #REF! | #REF! | 23359.26
GPTA | GP Taylorsville (SPEPA) | S |  |  |  | 19075.6 |  | 9779.98 | 28855.58 | #REF! | #REF!
GPTA_S | GP Taylorsville 69kV SS | S |  |  | 388618.41 | 407398.66 |  | 37361.75 | 833378.82 | #REF! | #REF!
GREE | Greenwood (DELTA EPA) | E |  |  |  | 16244.49 |  | 1257732.46 | 1273976.95 | #REF! | #REF!
GREV | Greenville (DELTA EPA) | E |  |  |  | 18440.75 |  |  | 18440.75 | #REF! | #REF!
GREV_MW | Greenville Microwave (DEPA Dist Office) | E | [5 empty] | 1285931.52 | 1285931.52 | #REF!
GULF | Gulfport | M | [5 empty] | 1332854.82 | 1332854.82 | #REF! | #REF!
GWIJ | Gwinville Junction 69kV SS | S |  |  | 289614.02 | 415891.35 |  |  | 705505.37 | #REF! | #REF!
GWIN | Gwinville (SPEPA) | S |  |  | 68770.36 | 159181.49 |  |  | 227951.85 | #REF! | #REF!
HAM_MW | Hamburg Microwave | E |  | 23173.09 |  |  |  | 1551216.31 | 1574389.4 | #REF! |  | 163225.97
HAMB_S | Hambrick 115KV SS | E |  | 17453.61 | 526881.19 | 332580.72 |  |  | 876915.52 | #REF! | #REF!
HAMF | Hamill Farm (SREPA) | MB |  |  |  | 34220.13 |  | 864765.04 | 898985.17 | #REF! | #REF!
HAMP | Hampton (TCEPA) | E |  | 17051.05 |  | 9504.85 |  | 1396938.47 | 1423494.37 | #REF! | #REF!
HATH | Hathorn 69kV SS, MW, & METER (PVEPA) LANTATION PIPELINE | S |  |  | 455082.19 | 403475.78 |  | 144473.8 | 1003031.77 | #REF! | #REF!
HBGIN | Hattiesburg Industrial (PRVEPA) | MB |  |  |  | 11294.28 |  | 8262.38 | 19556.66 | #REF! | #REF!
HQ | Headquarters | S |  |  |  | 1965.28 |  | 2846081.02 | 2848046.3 | #REF! | #REF! | 2846081.02
HEAT | Heathman 115kV SS | E |  |  |  | 130102.64 |  |  | 130102.64 | #REF! | #REF!
HEAT_M | Heathman (DELTA EPA) | E |  |  |  | 6243.03 |  | 1143553.77 | 1149796.8 | #REF! | #REF!
HEBR | Hebron (DIXIE EPA) | S |  |  |  | 10597.5 |  |  | 10597.5 | #REF! | #REF!
HEID | Heidelberg (SPEPA) | S |  |  |  | 36142.08 |  |  | 36142.08 | #REF! | #REF!
HEID_C | Heidelberg MW | S | [5 empty] | 568370.82 | 568370.82 | #REF! | #REF!
HILLSDALE | Hillsdale LEASE | M |  |  | 265844.6 | 381946.72 |  |  | 647791.32 | #REF! | #REF!
HINS | Hintonville (SREPA) | S |  |  |  | 8489.6 |  |  | 8489.6 | #REF! | #REF!
HINT | Hintonville 161/69kV SUB & MW | S |  |  | 272043.05 | 2074612.9 |  | 816946.81 | 3163602.76 | #REF! | #REF! | 71451.52
HOLL | Hollandale (TCEPA) | E |  |  |  | 10755.75 |  | 918239.99 | 928995.74 | #REF! | #REF!
HOLS | Holly Springs (PRVEPA) | S |  |  |  | 19990.18 |  |  | 19990.18 | #REF! | #REF!
HOME | Homewood 161/69kV SUB, MW, & METER (SPEPA) | S |  |  | 391208.54 | 2946546.47 |  | 288374.89 | 3626129.9 | #REF! | #REF! | 43851.7
HOY | Hoy 69kV SS & METER (DIXIE) | S |  |  | 67746.12 | 686263.89 |  |  | 754010.01 | #REF! | #REF!
HWY15 | Highway 15 (Coast) | MB |  |  |  | 8786.86 |  | 1775.38 | 10562.24 | #REF! | #REF!
HWY588 | Highway 588 | S |  |  |  | 15646.24 |  |  | 15646.24 | #REF! | #REF!
INDI | Indianola (DELTA EPA) | E |  |  |  | 17628.47 |  |  | 17628.47 | #REF! | #REF!
INVE | Inverness (DELTA EPA) | E |  |  |  | 9209.01 |  |  | 9209.01 | #REF! | #REF!
IPRED | IP Redwood (YVEPA) | E |  |  |  | 25972.37 |  |  | 25972.37 | #REF! | #REF!
ISOL | Isola 115kV SS & METER (TCEPA) | E |  | 11281.02 |  | 155693.5 |  | 1040794.09 | 1207768.61 | #REF! | #REF!
ITTA | Itta Bena (DELTA EPA) | E |  |  |  | 41997.07 |  |  | 41997.07 | #REF! | #REF!
JAYE | Jayess (MEPA) | E |  |  |  | 42434.34 |  |  | 42434.34 | #REF! | #REF!
JOEBAT | Joe Batt Rd (SREPA) | MB |  |  |  | 12910.53 |  | 1473783.02 | 1486693.55 | #REF! | #REF!
KILN | Kiln Coast | M |  | 12341.21 |  |  |  | 1142521.75 | 1154862.96 | #REF! | #REF!
KITR | Kittrell MW | S | [5 empty] | 597074.89 | 597074.89 | #REF! | #REF!
KITT | Kittrell (SREPA) | S |  |  |  | 22859.35 |  |  | 22859.35 | #REF! | #REF!
KOCH | Koch Foods | S |  |  |  | 1727.68 |  |  | 1727.68 | #REF! | #REF!
LAKE | Lake (SPEPA) | S |  |  |  | 9956.07 |  |  | 9956.07 | #REF! | #REF!
LAKS | Lake Serene (PRVEPA) | S |  |  |  | 45420.63 |  |  | 45420.63 | #REF! | #REF!
LANG | Langford Microwave | E | [5 empty] | 1506471.07 | 1506471.07 | #REF!
LCRE | Little Creek (MEPA) | E |  |  |  | 17478.44 |  |  | 17478.44 | #REF! | #REF!
LEAF | Leaf River (DIXIE EPA) | S |  |  |  | 6866.17 |  |  | 6866.17 | #REF! | #REF!
LEAK | Leakesville (SREPA) | S |  |  |  | 8616.99 |  |  | 8616.99 | #REF! | #REF!
LELA | Leland (TCEPA) | E |  |  |  | 10036.56 |  |  | 10036.56 | #REF! | #REF!
LEXI | Lexington (YVEPA) | E |  |  |  | 9754.15 |  |  | 9754.15 | #REF! | #REF!
LEXI_MW | Lexington Microwave | E |  | 30008.96 |  |  |  | 1298353.8 | 1328362.76 | #REF!
LIBE | Liberty (MEPA) | E |  | 20223.91 |  | 19753.83 |  |  | 39977.74 | #REF! | #REF!
LIBE_MW | Liberty Microwave | E | [5 empty] | 1801451.96 | 1801451.96 | #REF! |  | 1801451.96
LIZA | Lizana (Coast) | MB |  |  |  | 36279.27 |  | 1775.38 | 38054.65 | #REF! | #REF!
LONE | Lone Star (SPEPA) | S |  |  |  | 22188.04 |  | 5423.27 | 27611.31 | #REF! | #REF!
LONE_C | Lone Star MW | S |  | 69146.58 |  |  |  | 676549.98 | 745696.56 | #REF! | #REF!
LORM | Lorman (SWMEPA) | E |  |  |  | 14409.77 |  |  | 14409.77 | #REF! | #REF!
LORM_MW | Lorman Microwave | E | [5 empty] | 1545344.61 | 1545344.61 | #REF! |  | 14689.81
LORM_S | Lorman 115kV SS | E |  |  |  | 11347.23 |  |  | 11347.23 | #REF! | #REF!
LOYD | Loyd Star (SWMEPA) | E |  |  |  | 13102.58 |  |  | 13102.58 | #REF! | #REF!
LTTX | Little Texas MW | E |  | 18133.38 |  |  |  | 1242163.57 | 1260296.95 | #REF! | #REF!
LUCE | Lucedale (SREPA) | S |  |  |  | 8923.69 |  | 779396.43 | 788320.12 | #REF! | #REF!
LULA | Lula (COAHOMA) | E |  | 14007.07 |  | 7831.4 |  | 1293690.47 | 1315528.94 | #REF! | #REF! | 40610.73
LUMB | Lumberton 161/69kV SUB, MW, & METER (PRVEPA) | S |  |  | 158702.1 | 2197524.27 |  | 85169.69 | 2441396.06 | #REF! | #REF! | 119711.94
LYAZ | Little Yazoo (YVEPA) | E |  |  |  | 23772.8 |  | 1259034.53 | 1282807.33 | #REF! | #REF!
LYNN | Lynn Ray Rd | S |  | 44512.9 | 502695.02 | 177952.28 |  | 2770.76 | 727930.96 | #REF! | #REF!
LYON | Lyon 115kV SW & METER (COAHMOA EPA) | E |  |  | 184732.9 | 117877.05 |  | 1099162.17 | 1401772.12 | #REF! | #REF!
MACE | Macedonia (DIXIE EPA) | S |  |  |  | 24563.03 |  |  | 24563.03 | #REF! | #REF!
MACE_S | Macedonia 69kV SS | S |  |  | 381918.98 | 571123.15 |  | 42182.84 | 995224.97 | #REF! | #REF!
MADD | Maddox (SPEPA) | S |  |  |  | 18148.15 |  | 3203.47 | 21351.62 | #REF! | #REF!
MAGE | Magee 161/115/69kV SUB, MW, METER (SPEPA) | S |  |  | 269594.95 | 7373037.83 |  | 591219.27 | 8233852.05 | #REF! | #REF! | 10866.99
MALL | Mallalieu (MEPA) | E |  |  |  | 69804.03 |  |  | 69804.03 | #REF! | #REF!
MALL_S | Mallalieu 115kV SS | E |  |  | 4908.15 | 191983.68 |  |  | 196891.83 | #REF! | #REF!
MARK | Marks (COAHOMA EPA) | E |  |  |  | 9850.34 |  |  | 9850.34 | #REF! | #REF!
MART | Martinville (SPEPA) | S |  |  | 394018.74 | 420697.08 |  | 82693.04 | 897408.86 | #REF! | #REF! | 9666.79
MART_M | Martinville (SPEPA) | S |  |  |  | 18115.06 |  |  | 18115.06 | #REF! | #REF!
MAXI_G | Maxie LEASED | M |  |  | 198371.88 | 455302.48 |  |  | 653674.36 | #REF! | #REF!
MCLA | Mclain (SREPA) | S |  |  |  | 6780.96 |  | 13879.09 | 20660.05 | #REF! | #REF!
MCLA_C | McLain MW | S | [5 empty] | 643657.44 | 643657.44 | #REF! | #REF!
MDRD | Midway Road Microwave | S |  | 39722.67 |  |  |  |  | 39722.67 | #REF! |  | 6370.45
MIDW | Midway (YVEPA) | E |  |  |  | 11118.2 |  |  | 11118.2 | #REF! | #REF!
MINT | Minter City (DEPA) | E |  |  |  | 15373.32 |  | 1314324.07 | 1329697.39 | #REF! | #REF!
MISS | Missionary 161/69kV SUB & MW | S |  |  | 1447539.2 | 2229285.95 |  | 588395.2 | 4265220.35 | #REF! | #REF!
MNCR | Mountain Creek (SPEPA) | E |  |  |  | 20243.1 |  |  | 20243.1 | #REF! | #REF!
MOBILE_SM | SMEPA Mobile | S |  |  |  | 6892331.67 |  |  | 6892331.67 | #REF! | #REF!
MONA | Monaco Lake (SREPA) | MB |  |  |  | 11019.44 |  | 1069955.3 | 1080974.74 | #REF! | #REF!
MONT | Monticello (SPEPA) | E |  |  |  | 33936.76 |  |  | 33936.76 | #REF! | #REF!
MONT_C | Monticello MW | E | [5 empty] | 189158.89 | 189158.89 | #REF! | #REF!
MOOR | Moorehead | E |  |  |  | 19822.41 |  |  | 19822.41 | #REF! | #REF!
MORT | Morton 69kV SW & METER (SPEPA) | S |  |  |  | 94820.12 |  | 2245.87 | 97065.99 | #REF! | #REF!
MOSE | Moselle 161/69kV Sub | S |  |  | 2050581.56 | 13646278.24 |  | 109503.6 | 15806363.4 | #REF! | #REF! | 1981011.87
MOSE_C | Plant Moselle MW | S | [5 empty] | 787084.05 | 787084.05 | #REF! | #REF!
MR161 | Plant Morrow 161kV SS | S |  |  | 325287.07 | 5665576.73 |  | 121907.64 | 6112771.44 | #REF! | #REF! | -168141.25
MRTNB | Martin Bluff (SREPA) | MB |  |  |  | 10283 |  | 13745.33 | 24028.33 | #REF! | #REF!
MSHB | MS Hub SS | E |  |  |  | 51104.05 |  | 35573.06 | 86677.11 | #REF! | #REF!
MURP | Murphy 115kV SS & METER (TCEPA) | E |  |  |  | 173207.58 |  |  | 173207.58 | #REF! | #REF!
NCOL | North Collins 69kV SS & METER (SPEPA) | S |  |  | 544111.6 | 551267.13 |  | 110903.51 | 1206282.24 | #REF! | #REF!
NECA | Necaise MW | M | [5 empty] | 1190241.34 | 1190241.34 | #REF! | #REF!
NECA_S | Necaise (Coast) | MB |  |  |  | 8459.21 |  |  | 8459.21 | #REF! | #REF!
NEWT | Newton SS & NETER (SPEPA) | S |  |  | 374457.68 | 552133.77 |  | 50537.95 | 977129.4 | #REF! | #REF!
NHAT | North Hattiesburg (SPEPA) | S |  |  |  | 13052.06 |  |  | 13052.06 | #REF! | #REF!
NITT | Nitta Yuma SS | E |  |  |  | 161422.74 |  |  | 161422.74 | #REF! | #REF!
NLUC | North Lucedale (SREPA) | MB |  |  |  | 9004.33 |  | 3140.3 | 12144.63 | #REF! | #REF!
NORF | Norfield 115kV SS | E |  |  | 41914.36 | 164827.67 |  |  | 206742.03 | #REF! | #REF!
NORf_M | Norfield (MEPA) | E |  |  |  | 53636.22 |  |  | 53636.22 | #REF! | #REF!
NPET | North Petal (DIXIE EPA) | S |  |  |  | 23682.79 |  |  | 23682.79 | #REF! | #REF! | 6973.66
NRAN | North Rankin Microwave | E |  | 29812.93 |  |  |  | 1333204.92 | 1363017.85 | #REF!
NWIN | North Winona (DELTA EPA) | E |  |  |  | 9357.29 |  |  | 9357.29 | #REF! | #REF!
OAK GROVE | Oak Grove LEASE | M |  |  | 171732.99 | 409091.91 |  |  | 580824.9 | #REF! | #REF!
OAKV | Oakvale (PRVEPA) | S |  |  |  | 16957.69 |  | 4985.66 | 21943.35 | #REF! | #REF!
OLDA | Old Augusta (DIXIE EPA) | S |  |  |  | 12187.18 |  |  | 12187.18 | #REF! | #REF!
OLOH | Oloh MW | S |  |  |  | 1399.95 |  | 587020.16 | 588420.11 | #REF! | #REF!
OLVE | Olive Oil Field (MEPA) | E |  |  |  | 15541.6 |  |  | 15541.6 | #REF! | #REF!
ONWA | Onward (TCEPA) | E |  |  |  | 63675.87 |  | 1620146 | 1683821.87 | #REF! | #REF! | 5.1
PACE | Pace (DELTA EPA) | E |  |  |  | 16024.66 |  | 1327615.55 | 1343640.21 | #REF! | #REF!
PAUL | Paulding 69kV SS & MW | S |  |  | 11525.93 | 496611.79 |  | 109342.87 | 617480.59 | #REF! | #REF! | 75469.97
PEET | Peetsville (SWMEPA) | E |  |  |  | 26327.34 |  |  | 26327.34 | #REF! | #REF!
PERK | Perkinston MW | S |  | 126536.06 |  |  |  | 604550.65 | 731086.71 | #REF! | #REF!
PETA | Petal (DIXIE EPA) | S |  |  |  | 23161.92 |  |  | 23161.92 | #REF! | #REF!
PICK | Pickens (YVEPA) | E |  |  |  | 8438 |  |  | 8438 | #REF! | #REF!
PICW | Pickwick (PRVEPA) | S |  |  |  | 22762.58 |  | 3753.91 | 26516.49 | #REF! | #REF!
PIGS | Pisgah (MEPA) | E |  |  |  | 20274.24 |  |  | 20274.24 | #REF! | #REF!
PINE | Pine RidgeSS (Leased) | E | 29992.65 | [5 empty] | 29992.65 | #REF! | #REF!
PINE_M | Pine Ridge (SWMEPA) | E |  |  |  | 10366.97 |  |  | 10366.97 | #REF! | #REF!
PINE_MW | Pine Ridge Microwave | E |  | 46536.44 |  |  |  | 1961810.31 | 2008346.75 | #REF! |  | 1961810.31
PINO | Pinola (SPEPA) | S |  |  |  | 16856.76 |  |  | 16856.76 | #REF! | #REF!
PLAN | Plantation Pipeline (SREPA) | S |  |  |  | 10481.25 |  |  | 10481.25 | #REF! | #REF!
PMOR | Plant Morrow MW | S | [5 empty] | 494429.51 | 494429.51 | #REF! | #REF!
POLK | Polkville (SPEPA) | S |  |  |  | 25863.06 |  |  | 25863.06 | #REF! | #REF!
POLK_S | Polkville 161/69Kv Substaion | S |  | 51359.92 | 1465242.72 | 1864904.15 |  | 175362.95 | 3556869.74 | #REF! | #REF!
PORT | Port Gibson Microwave | E |  | 24061.9 |  |  |  | 1542888.78 | 1566950.68 |  |  | 68229.25
PORTG | Port Gibson (SWMEPA) | E |  |  |  | 31711.24 |  |  | 31711.24 | #REF! | #REF! | 4657.26
PREN | Prentiss 69kV SS & METER (SPEPA) | S |  |  |  | 292289.93 |  |  | 292289.93 | #REF! | #REF!
PRENT | Prentiss69KV XX | S |  | 28000 | 2102771.63 | 1852442.76 |  | 79647.8 | 4062862.19 | #REF! | #REF!
PRMS | Pearl River Vally Mobile | S |  |  |  | 10023.35 |  |  | 10023.35 | #REF! | #REF!
PROG | Progress (MEPA) | E |  |  |  | 10421.77 |  |  | 10421.77 | #REF! | #REF!
PUCK | Puckett (SPEPA) | S |  |  |  | 19225.52 |  |  | 19225.52 | #REF! | #REF!
PURB | Purvis Bulk 230/161kV SUB & MW | S |  |  | 337850.05 | 8283841.03 |  | 399859.41 | 9021550.49 | #REF! | #REF! | 152644.16
PURV | Purvis (PRVEPA) | S |  |  |  | 10131.63 |  | 15216.17 | 25347.8 | #REF! | #REF!
RANK | Rankin County Airport (SPEPA) | E |  |  |  | 9813.16 |  |  | 9813.16 | #REF! | #REF!
RAWL | Rawls Springs 69kV SS, MW, & METER (SPEPA) | S |  |  | 78368.21 | 582538.42 |  | 74024.81 | 734931.44 | #REF! | #REF!
REDW_MW | Redwood Microwave | E |  | 26637.44 |  |  |  | 1466215.61 | 1492853.05
REFU | Refuge (TCEPA) | E |  |  |  | 20590.06 |  | 932.35 | 21522.41 | #REF! | #REF!
REXB_C | Rex Brown | E |  |  |  | 7557.69 |  |  | 7557.69 | #REF! | #REF!
RICH | Richburg (PRVEPA) | S |  |  |  | 8374.6 |  |  | 8374.6 | #REF! | #REF!
ROCK | Rocky Creek 69KV SS & METER (SREPA) | S |  |  | 56398.76 | 631141.75 |  | 83945.79 | 771486.3 | #REF! | #REF!
ROLI | Rolling Fork (TCEPA) | E |  |  |  | 7825.46 |  |  | 7825.46 | #REF! | #REF!
ROLI_MW | Rolling Fork Microwave | E |  | 36306.63 |  |  |  | 1842275.11 | 1878581.74 | #REF! |  | 511.63
ROSE | Rose Hill (SPEPA) | S |  |  |  | 7500.99 |  |  | 7500.99 | #REF! | #REF!
ROXI | Roxie (SWMEPA) | E |  | 32095.78 |  | 8345.6 |  |  | 40441.38 | #REF! | #REF!
ROXI_MW | Roxie Microwave | E | [5 empty] | 1909829.29 | 1909829.29 | #REF! |  | 1909829.29
RULE | Ruleville (DELTA EPA) | E |  |  |  | 8609.37 |  |  | 8609.37 | #REF! | #REF!
SALE | Salem (MEPA) | E |  |  |  | 28046.93 |  | 55302.08 | 83349.01 | #REF! | #REF!
SALE_MW | Salem Microwave | E | [5 empty] | 1737734.75 | 1737734.75 | #REF! |  | 261342.91
SAND | Sand Hill GOAB | S |  |  | 83357.63 | 111651.25 |  |  | 195008.88 | #REF! | #REF!
SAND_C | Sand Hill MW | S | [5 empty] | 271399.07 | 271399.07 | #REF! | #REF!
SAND_M | Sand Hill (SREPA) | S |  |  |  | 21663.31 |  | 3451.94 | 25115.25 | #REF! | #REF! | 9973.58
SAWM | Sawmill Road (SREPA) | S |  |  |  | 11422.05 |  | 2178.6 | 13600.65 | #REF! | #REF!
SAWY | Sawyer SS | E |  |  |  | 141398.2 |  |  | 141398.2 | #REF! | #REF!
SBRA | South Brandon (SPEPA) | E |  |  |  | 38986.94 |  |  | 38986.94 | #REF! | #REF!
SCHL | Schlater (DELTA EPA) | E |  |  |  | 9843.74 |  |  | 9843.74 | #REF! | #REF!
SCLE | South Cleveland (DELTA EPA) | E |  |  |  | 11847.9 |  |  | 11847.9 | #REF! | #REF!
SCLL | South Collins (SPEPA) | S |  |  |  | 39178.39 |  |  | 39178.39 | #REF! | #REF! | 39178.39
SCOL | South Collins 69kV SS, MW, & METER (SPEPA) | S |  |  | 69534 | 441077.11 |  | 504526.8 | 1015137.91 | #REF! | #REF!
SEGR | Southeast Greene 230/161/69Kv Sub & MW | S |  | 144266.88 | 3701068.18 | 3468421.78 |  | 914298.11 | 8228054.95 | #REF! | #REF!
SENA | Southeast Natchez GOAB | E |  |  | 16787.61 | 86465.99 |  |  | 103253.6 | #REF! | #REF!
SENA_MW | Southeast Natchez Microwave | E |  | 46998.06 |  |  |  | 1733930.28 | 1780928.34 | #REF! |  | 1780928.34
SERC_C | SERC Hotline (SOCO Richburg Tower) | M | [5 empty] | 16277.44 | 16277.44 | #REF! | #REF!
SHAD | Shady Grove (SPEPA) | E |  |  |  | 36474.02 |  |  | 36474.02 | #REF! | #REF!
SHAR | Sharon (DIXIE EPA) | S |  |  |  | 22247.54 |  | 3125.08 | 25372.62 | #REF! | #REF!
SHAW | Shaw (DELTA EPA) | E |  |  |  | 15802.67 |  | 1326685.29 | 1342487.96 | #REF! | #REF!
SHEC | Shelby (COAHOMA EPA) | E |  |  |  | 8236.8 |  |  | 8236.8 | #REF! | #REF!
SHED | Shelby (DELTA EPA) | E |  |  |  | 9054.85 |  |  | 9054.85 | #REF! | #REF!
SHEL | Shelton (DIXIE EPA) | S |  |  | 2280.02 | 13159.58 |  | 2957.92 | 18397.52 | #REF! | #REF!
SHOY | South Hoy (DIXIE EPA) | S |  |  | 35222.08 | 48378.3 |  |  | 83600.38 | #REF! | #REF! | -195082.87
SHOY_S | South Hoy 161/69 KV Subtation | S |  |  | 2134549.97 | 2446800.3 |  | 38777.61 | 4620127.88 | #REF! | #REF! | 4620127.88
SILC | Silver Creek SW (Leased) | E | 32637.84 | [5 empty] | 32637.84 | #REF! | #REF!
SILG | Silver Creek GT 115kV SS & MW | E |  |  | 3378796.31 | 3303075.33 |  | 380466.43 | 7062338.07 | #REF! | #REF! | 22287.15
SILV | Silver Creek 115kV SS (EMI) & METER (SPEPA) | E |  |  | 2494944.15 | 1652790.27 |  |  | 4147734.42 | #REF! | #REF!
SLUC | South Lucedale (SREPA) | MB |  |  |  | 9251.92 |  | 3140.29 | 12392.21 | #REF! | #REF!
SMIT | Smithdale (MEPA) | E |  |  |  | 21599.13 |  |  | 21599.13 | #REF! | #REF!
SNAT | South Natchez (SWMEPA) | E |  |  |  | 35433.09 |  |  | 35433.09 | #REF! | #REF!
SOUTH HATTIESBURG | South Hattiesburg LEASE | S |  |  | 197221.93 | 412321.73 |  |  | 609543.66 | #REF! | #REF!
SPEN | Spence (Coast) | M | [5 empty] | 1020916.27 | 1020916.27 | #REF! | #REF!
SPMS | Southern Pine Mobile | S |  |  |  | 11274.08 |  |  | 11274.08 | #REF! | #REF!
SRED | South Redwood (YVEPA) | E |  |  |  | 22475.42 |  |  | 22475.42 | #REF! | #REF!
SRED_S | South Redwood 115kV SS | E |  |  | 289107.59 | 131890.11 |  |  | 420997.7 | #REF! | #REF!
STAT | State Line 69kV SW, MW, & METER (SREPA) | S |  |  | 96650.68 | 625177.63 |  | 71895.92 | 793724.23 | #REF! | #REF!
STCR | Station Creek 161/69kV SUB & MW | S |  |  | 1869824.98 | 2004929.98 | 13333.96 | 618135.3 | 4506224.22 | #REF! | #REF! | -13333.96
STIL | Stillmore (PRVEPA) | S |  |  | 78336.83 | 146324.31 |  |  | 224661.14 | #REF! | #REF!
STRI | Stringer (SPEPA) | S |  |  |  | 8630.89 |  |  | 8630.89 | #REF! | #REF!
STRN | Stringtown (DELTA EPA) | E |  |  |  | 13919.7 |  |  | 13919.7 | #REF! | #REF!
SUMM | Summit Microwave | E | [5 empty] | 1675384.39 | 1675384.39 |  |  | 1675384.39
SUMR | Sumrall (PRVEPA) | S |  |  |  | 8590.18 |  | 9568.86 | 18159.04 | #REF! | #REF!
SUNF | Sunflower (COAHOMA EPA) | E |  |  |  | 33833.65 |  | 1250578.04 | 1284411.69 | #REF! | #REF!
SUNP | Sunplex (SREPA) | M |  |  |  | 27448.5 |  | 1729.66 | 29178.16
SWAY | South Waynesboro (DIXIE EPA) | S |  |  |  | 151340.43 |  | 9558.03 | 160898.46 | #REF! | #REF!
SWDE | Dexter 115kV SS | E |  |  |  | 168949.07 |  |  | 168949.07 | #REF! | #REF!
SWIF | Swiftwater (TCEPA) | E |  |  |  | 20169.71 |  | 932.35 | 21102.06 | #REF! | #REF!
SWLST | Southwest Lone Star | E |  | 20097.22 | 1069008.46 | 737207.2 |  | 99732.37 | 1926045.25 | #REF! | #REF!
SWMS | Southwest Mobile | E |  |  |  | 9442.92 |  |  | 9442.92 | #REF! | #REF!
SYLG | Sylvarena GT 69kV SS | S |  |  | 1562231.93 | 1221846.77 |  | 205285.68 | 2989364.38 | #REF! | #REF! | 22287.15
SYLG_C | Sylvarena GT MW | S | [5 empty] | 467239.86 | 467239.86 | #REF! | #REF! | -33609.6
SYLV | Sylvarena 69kV SS, MW, & METER (SPEPA) | S |  |  | 124168.47 | 357483.52 |  | 71646.36 | 553298.35 | #REF! | #REF!
TANN | Tanner Chapel (SREPA) | S |  |  |  | 15774.12 |  |  | 15774.12 | #REF! | #REF!
TAYL | Taylorsville 69kV SS & METER (SPEPA) | S |  |  | 177076.02 | 417077.36 |  | 87681.94 | 681835.32 | #REF! | #REF!
TCMS | Twin County Mobile | E |  |  |  | 14544.27 |  |  | 14544.27 | #REF! | #REF!
TENN | Tennesse Gas (TCEPA) | E |  |  |  | 5429.91 |  |  | 5429.91 | #REF! | #REF!
TINS_S | Tinsley 115KV SS | E |  |  |  | 35110.02 |  |  | 35110.02 | #REF! | #REF!
TOPI_MW | Topisaw Microwave | E |  | 52162.85 |  |  |  | 1678555 | 1730717.85 |  |  | 1730717.85
TRAX | Traxler MW | S | [5 empty] | 750757.92 | 750757.92 | #REF! | #REF!
TUNI | Tunica (COAHOMA EPA) | E |  |  |  | 7747.94 |  |  | 7747.94 | #REF! | #REF!
TWNK | Twinkletown (COAHOMA EPA) | E |  |  |  | 15148.2 |  |  | 15148.2 | #REF! | #REF!
TYLR | Tylertown (MEPA) | E |  |  |  | 23819.43 |  |  | 23819.43 | #REF! | #REF!
UTIC | Utica Jr College (SWMEPA) | E |  |  |  | 6395.76 |  |  | 6395.76 | #REF! | #REF!
UTIC_MW | Utica Microwave | E |  | 21146.46 |  |  |  | 1651242.21 | 1672388.67 |  |  | 4463.29
UTIC_S | Utica (SWMEPA) | E |  |  |  | 362362.45 |  |  | 362362.45 | #REF! | #REF!
VAUG | Vaughn 115KV SS | E | 99115.8 | [5 empty] | 99115.8 | #REF! | #REF!
VIDIA_M | Vidalia 25kv Meter | M |  |  |  | 33015.27 |  |  | 33015.27
WALD | Waldrup 69kV SS | S |  |  | 388415.55 | 550643.69 |  | 28563.99 | 967623.23 | #REF! | #REF! | 28563.99
WALL | Walls station (COAHOMA EPA) | E |  |  |  | 8758.67 |  |  | 8758.67 | #REF! | #REF!
WASH | Washington 115kV SS | E |  |  |  | 15259.38 |  |  | 15259.38 | #REF! | #REF!
WASH_M | Washington (SWMEPA) | E |  |  |  | 12897.89 |  |  | 12897.89 | #REF! | #REF!
WATT | Watts (Coast) | M | [5 empty] | 1198836.62 | 1198836.62 | #REF! | #REF!
WAYN | Waynesboro 230/161/69kV SUB & MW | S |  |  | 904605.79 | 5633628.65 |  | 300653.69 | 6838888.13 | #REF! | #REF! | 19416.24
WCAN | West Canton Microwave | E |  | 20948.02 |  |  |  | 1578319.25 | 1599267.27 | #REF!
WCLE | West Cleveland (DELTA EPA) | E |  |  |  | 15413.74 |  | 867848.43 | 883262.17 | #REF! | #REF!
WCLE_S | West Cleveland 115kV SS | E |  |  | 185598.23 | 130634.03 |  | 55556.04 | 371788.3 | #REF! | #REF!
WHAT | West Hattiesburg LEASED | S |  |  | 208648.98 | 544900.68 |  |  | 753549.66 | #REF! | #REF!
WHAT_S | West Hattiesburg 69kV SS | S |  |  | 283655.61 | 486947.47 |  | 7352.9 | 777955.98 | #REF! | #REF!
WHIS | Whistler 69kV SS | S |  |  | 4742.33 | 27487.84 |  |  | 32230.17 | #REF! | #REF!
WHIS_M | Whistler (DIXIE EPA) | S |  |  |  | 12763.97 |  |  | 12763.97 | #REF! | #REF!
WHOA | White Oak | S |  | 42839.26 | 1012377.76 | 796149.73 |  | 60815.1 | 1912181.85 | #REF! | #REF!
WINO | Winona (DELTA EPA) | E |  |  |  | 10357.37 |  |  | 10357.37 | #REF! | #REF!
WLAU | West Laurel (DIXIE EPA) | S |  |  | 75505.61 | 148194.74 |  | 3603.12 | 227303.47 | #REF! | #REF!
WMOS | West Moselle (DIXIE EPA) | S |  |  |  | 12726.26 |  | 3327.02 | 16053.28 | #REF! | #REF!
WOOD | Woodville (SWMEPA) | E |  |  |  | 26089.34 |  |  | 26089.34 | #REF! | #REF!
WRIC | West Richton (DIXIE EPA) | S |  |  |  | 19230.82 |  |  | 19230.82 | #REF! | #REF!
WWAY | West Waynesboro (DIXIE) | S |  |  |  | 8774.45 |  | 2425.81 | 11200.26 | #REF! | #REF!
WYAZ | West Yazoo 115kV SS & METER (YVEPA) | E |  |  |  | 160843.42 |  |  | 160843.42 | #REF! | #REF!
YAZO | Yazoo Valley Microwave (YVEPA HQ) | E | [5 empty] | 1166701.13 | 1166701.13 | #REF!
YVMS | Yazoo Valley Mobile | E |  |  |  | 14707.28 |  |  | 14707.28 | #REF! | #REF!
5POINT_C | Five Points | [6 empty] | 5672.71 | 5672.71 | #REF! | #REF!
LAND | Station Right of Way not assigned to Location | (5) |  | 1014017.77 |  |  |  |  | 1014017.77
| Totals |  | 332186.82 | 2351768.45 | 41005858.99 | 115428079.12 | 13333.96 | 101936244.64 | 261067471.98 |  |  | 25736384.19
|  |  |  | 1337750.68 | 41005858.99 | 115428079.12 |  |  | 157771688.79
Less D335, E334, H3335, I3335
|  |  |  | 2351768.45 | 41005858.99 | 115428079.12 |  |  | 158785706.56
Less D335, H335, I335
| CPR Control Balance DECEMBER 31, 2015 |  | 332186.82 | 2351768.45 | 41224938.56 | 115431731.9 | 13333.96 | 101936244.64 | 261290204.33
|  |  | 0 | 0 | -219079.57 | -3652.78 |  |  | -222732.35
| Adjustment (Note A) |  |  |  | -219079.57 | -3652.78 |  |  | -222732.35
| ADJUSTED CPR CONTROL BALANCE |  | 332186.82 | 2351768.45 | 41005858.99 | 115428079.12 | 13333.96 | 101936244.64 | 261067471.98
|  |  | 0 | 0 | 0 | 0 | 0 | 0 | 0
| GL Balance DECEMBER 31, 2015 |  | 332186.82 | 2351768.45 | 41224938.56 | 115431731.9 | 13333.96 | 101936244.64 | 261290204.33
| Variance GL TO CPR |  | 0 | 0 | 0 | 0 |  | 0 | 0
| Adjustment (Note A) |  |  |  | -219079.57 | -3652.78 |  |  | -222732.35
| ADJUSTED GL BALANCE |  | 332186.82 | 2351768.45 | 41005858.99 | 115428079.12 | 13333.96 | 101936244.64 | 261067471.98
|  |  | 0 | 0 | 0 | 0 | 0 | 0 | 0
(Note A) L180 - Added $219,079.57 to GL356100 and reduced GL352100 from Stations Worksheet
(Note A) L231 - Added $3,652.78 to GL356100 and reduced GL353200 from Stations Worksheet

## MISO Lines DECEMBER 2015
|  | TRANSMISSION LINES |  | DENOTES Changes PER 7/15/2013 E-MAIL FROM MISO'S DAVID DUEBNER(L555,L581,L568/568A)
|  | DECEMBER 2015 |  | DENOTES CHANGES PER 6/25/13&6/26/13 E-MAILS FROM MISO'S DAVID DUEBNER
DENOTES CHANGES FROM PRIOR SUBMISSION
E-Entergy
| M-MPCO |  |  |  | TOWERS & | POLES & | CONDUCTORS |  | (1) | (2) | (3) | (4) | (5)
Line | S-SMEPA |  |  | LAND | FIXTURES | FIXTURES | & DEVICES | (SUM) | Total Line | MISO Line | % Line Mile | % $ | Excludable
KV | Area | DESCRIPTION | LINE # | ACCT 350 | ACCT. 354 | ACCT. 355 | ACCT. 356 | TOTAL | Miles All Segments | Miles Includable | Includable | Includable | $
Sorted By Area than Line #
115 | E | Centerville - Woodville | 500 | 0 | 0 | 0 | 0 | 0 | 1e-05 |  | 0% | 0 | 0
115 | E | Lucian - Auburn | 501 | 0 | 0 | 0 | 0 | 0 | 1e-05 |  | 0% | 0 | 0
115 | E | State Line - Gillsburg | 503 | 0 | 0 | 106679.41 | 53415.59 | 160095 | 8.09 |  | 0% | 0 | 160095
115 | E | Vaughn - Peetsville | 504 | 0 | 0 | 68039.61 | 50929 | 118968.61 | 3.35 |  | 0% | 0 | 118968.61
115 | E | Nitta Yuma - Hampton | 511 | 0 | 0 | 191475.74 | 144003.62 | 335479.36 | 8.12 |  | 0% | 0 | 335479.36
115 | E | West Yazoo | 513 | 0 | 0 | 0 | 0 | 0 | 0.03 |  | 0% | 0 | 0
115 | E | Little Yazoo | 514 | 0 | 0 | 45591.5 | 15256.39 | 60847.89 | 0.36 |  | 0% | 0 | 60847.89
115 | E | Lorman Switching - Lorman | 515 | 0 | 0 | 898749.82 | 712179.66 | 1610929.48 | 7.8 |  | 0% | 0 | 1610929.48
115 | E | Utica - Utica Jr College | 516 | 0 | 0 | 247695.1 | 124742.62 | 372437.72 | 6.77 |  | 0% | 0 | 372437.72
115 | E | Browning - East Greenwood | 519 | 0 | 0 | 0 | 0 | 0 | 0.04 |  | 0% | 0 | 0
115 | E | Sawyer - North Winona | 520 | 0 | 0 | 48305.95 | 22822.2 | 71128.15 | 0.91 |  | 0% | 0 | 71128.15
115 | E | Southwest Dexter - Dexter | 521 | 0 | 0 | 199336.38 | 96286.38 | 295622.76 | 5.33 |  | 0% | 0 | 295622.76
115 | E | Norfield - Little Creek | 523 | 0 | 0 | 181019.18 | 146061.44 | 327080.62 | 5.5 |  | 0% | 0 | 327080.62
115 | E | Mallalieu | 525 | 0 | 0 | 64907.63 | 38756.44 | 103664.07 | 0.99 |  | 0% | 0 | 103664.07
115 | E | Monticello GOAB - G. P. Monticello | 526 | 0 | 0 | 167427.09 | 92238.71 | 259665.8 | 2.87 |  | 100% | 259665.8 | 0
115 | E | Murphy | 527 | 0 | 0 | 0 | 0 | 0 | 0.03 |  | 0% | 0 | 0
115 | E | Copiah - Shady Grove | 528 | 0 | 0 | 113231.77 | 70927.57 | 184159.34 | 1.81 |  | 0% | 0 | 184159.34
115 | E | Isola | 529 | 0 | 0 | 7128.62 | 1460.07 | 8588.69 | 0.03 |  | 0% | 0 | 8588.69
115 | E | Heathman | 530 | 0 | 0 | 40973.09 | 23676.42 | 64649.51 | 0.32 |  | 0% | 0 | 64649.51
115 | E | Banks | 533 | 0 | 0 | 132017.43 | 210269.38 | 342286.81 | 5.22 |  | 0% | 0 | 342286.81
115 | E | Redwood - IP Redwood | 535 | 0 | 0 | 119912.12 | 198932.87 | 318844.99 | 1.47 |  | 0% | 0 | 318844.99
115 | E | Silver Creek - G. P. Monticello | 538 | 0 | 0 | 514147.8 | 486782.12 | 1000929.92 | 7.26 |  | 100% | 1000929.92 | 0
115 | E | Refuge | 542 | 0 | 0 | 254485.28 | 127443.14 | 381928.42 | 1.05 |  | 0% | 0 | 381928.42
115 | E | Progress | 543 | 0 | 0 | 390055.69 | 624146.91 | 1014202.6 | 6.37 | 6.37 | 100% | 1014202.6 | 0
115 | E | Friendship | 544 | 0 | 0 | 71973.55 | 50772.5 | 122746.05 | 0.0001 |  | 0% | 0 | 122746.05
115 | E | E. Whitfield | 545 | 0 | 0 | 28488.75 | 83482.94 | 111971.69 | 0.2 |  | 0% | 0 | 111971.69
115 | E | Arlington | 547 | 0 | 0 | 299046.48 | 500917.56 | 799964.04 | 5.12 |  | 0% | 0 | 799964.04
115 | E | Jayess | 549 | 0 | 0 | 37056.74 | 5412.02 | 42468.76 | 0.08 |  | 0% | 0 | 42468.76
115 | E | Evans | 550 | 0 | 0 | 606065.27 | 652522.23 | 1258587.5 | 8.19 |  | 0% | 0 | 1258587.5
115 | E | Centerpoint | 553 | 0 | 0 | 460974.4 | 919201.57 | 1380175.97 | 7.46 |  | 0% | 0 | 1380175.97
115 | E | Norfield | 560 | 0 | 0 | 27250.64 | 13846.92 | 41097.56 | 0.05 |  | 0% | 0 | 41097.56
115 | E | Salem | 561 | 0 | 0 | 21545.27 | 126065.25 | 147610.52 | 0.09 |  | 0% | 0 | 147610.52
115 | E | Poplar Springs GOAB to Mountain Creek Sub | 562 | 0 | 0 | 435408.76 | 465918.89 | 901327.65 | 4.08 |  | 0% | 0 | 901327.65
115 | E | Loyd Star | 564 | 0 | 0 | 48404.67 | 16998.37 | 65403.04 | 0.11 |  | 0% | 0 | 65403.04
115 | E | Silver Creek | 571 | 0 | 0 | 323285.35 | 347027.83 | 670313.18 | 2.61 | 2.61 | 100% | 670313.18 | 0
115 | E | Silver Creek | 572 | 0 | 0 | 349534.47 | 251862.42 | 601396.89 | 2.5 | 2.5 | 100% | 601396.89 | 0
115 | E | South Redwood | 574 | 0 | 0 | 183261.09 | 219695.15 | 402956.24 | 0.5 |  | 0% | 0 | 402956.24
115 | E | West Cleveland | 577 | 0 | 0 | 346754.93 | 487008.3 | 833763.23 | 6 |  | 0% | 0 | 833763.23
115 | E | Cranfield SW - Cranfield Sub | 584 | 0 | 0 | 13672.05 | 31520.33 | 45192.38 | 2.72 |  | 0% | 0 | 45192.38
115 | E | Tinsley Line | 585 | 0 | 0 | 0 | 0 | 0 | 2.34 |  | 0% | 0 | 0
115 | E | Arcola SW - Floyd Lynk Sub | 586 | 0 | 0 | 0 | 30504.74 | 30504.74 | 0.0001 |  | 0% | 0 | 30504.74
115 | E | East Lincoln Sub | 587 | 550676.68 | 0 | 369240.4 | 444016.59 | 1363933.67 | 3.99 |  | 0% | 0 | 1363933.67
115 | E | Silver Creek - Monticello | 502,502A | 0 | 6002.41 | 238607.62 | 208586.94 | 453196.97 | 9.1 |  | 100% | 453196.97 | 0
115 | E | Whitfield-S.Brandon | 540,540A | 0 | 0 | 341825.06 | 335590.88 | 677415.94 | 5.35 |  | 0% | 0 | 677415.94
115 | E | Progress Tap | 543A | 0 | 0 | 3632.65 | 4215.08 | 7847.73 | 0.05 |  | 0% | 0 | 7847.73
115 | E | Pisgah | 546.546A | 0 | 0 | 288752.92 | 401065.9 | 689818.82 | 4.11 |  | 0% | 0 | 689818.82
115 | M | Wade Hurley GOAB - Harleston Sub | 88 | 0 | 0 | 144920.85 | 129160.9 | 274081.75 | 4.97 |  | 0% | 0 | 274081.75
115 | M | Cumbest Bluff - Vancleave Sub | 89 | 0 | 0 | 359762.9 | 500513.89 | 860276.79 | 9.5 |  | 0% | 0 | 860276.79
115 | M | St. Martin - Cook Road | 505 | 902.89 | 0 | 140159.67 | 30926.46 | 171989.02 | 0.79 |  | 0% | 0 | 171989.02
115 | M | Cross Roads - Collins Pipeline Sub | 510 | 0 | 0 | 8646.06 | 4427.91 | 13073.97 | 0.13 |  | 0% | 0 | 13073.97
115 | M | Ocean Springs | 512 | 0 | 0 | 68266.54 | 28493 | 96759.54 | 0.62 |  | 0% | 0 | 96759.54
115 | M | Big Point Tap - Big Point | 517 | 0 | 0 | 90733.4 | 74050.89 | 164784.29 | 2.87 |  | 0% | 0 | 164784.29
115 | M | Forts Lake Tap - Forts Lake | 518 | 0 | 0 | 374118.14 | 143743.2 | 517861.34 | 4.99 |  | 0% | 0 | 517861.34
115 | M | Nicholson Tap - Nicholson | 522 | 0 | 0 | 189346.95 | 186741.87 | 376088.82 | 3.88 |  | 0% | 0 | 376088.82
115 | M | Olson Tap - Olson | 524 | 0 | 0 | 49526.39 | 17014.05 | 66540.44 | 0.46 |  | 0% | 0 | 66540.44
115 | M | Piggot - Piggot Sub | 531 | 0 | 0 | 182775.02 | 239185.39 | 421960.41 | 4.94 |  | 0% | 0 | 421960.41
115 | M | Derby | 532 | 0 | 0 | 58979.02 | 35957.76 | 94936.78 | 1.13 |  | 0% | 0 | 94936.78
115 | M | Spence | 534 | 0 | 0 | 218992.41 | 357525.17 | 576517.58 | 5.74 |  | 0% | 0 | 576517.58
115 | M | Lamey | 536 | 0 | 0 | 58987.25 | 104343.64 | 163330.89 | 1.39 |  | 0% | 0 | 163330.89
115 | M | Escatawpa South Tap | 537 | 0 | 0 | 13507.16 | 17014.68 | 30521.84 | 0.13 |  | 0% | 0 | 30521.84
115 | M | Watts | 539 | 0 | 0 | 139545.91 | 158238.85 | 297784.76 | 2.53 |  | 0% | 0 | 297784.76
115 | M | Fort Bayou | 541 | 0 | 0 | 50084.19 | 32740.62 | 82824.81 | 0.58 |  | 0% | 0 | 82824.81
115 | M | Stennis Tap | 548 | 241402.23 | 0 | 108550.98 | 124456.44 | 474409.65 | 0.71 |  | 0% | 0 | 474409.65
115 | M | McNeil | 552 | 0 | 0 | 57008.69 | 40762.19 | 97770.88 | 0.2 |  | 0% | 0 | 97770.88
115 | M | Wellman | 557 | 0 | 0 | 200925.1 | 115950.97 | 316876.07 | 0.39 |  | 0% | 0 | 316876.07
115 | M | Dedeaux Road | 567 | 0 | 0 | 14954.49 | 3443.45 | 18397.94 | 0.02 |  | 0% | 0 | 18397.94
115 | M | Ocean Springs GOAB - Gulf Park Estates GOAB | 578 | 0 | 0 | 931960.28 | 573906.19 | 1505866.47 | 0.8 |  | 0% | 0 | 1505866.47
115 | M | MPCO GOAB - Three Rivers Sub | 582 | 64086.09 | 0 | 41747.69 | 18897.2 | 124730.98 | 0.01 |  | 0% | 0 | 124730.98
115 | M | MPCO Switch - Landon Sub | 590 | 0 | 0 | 120584.98 | 96415.55 | 217000.53 | 0.12 |  | 0% | 0 | 217000.53
115 | M | MPCO Line - Helena Sub | 593 | 1756 | 0 | 40369.9 | 9835.47 | 51961.37 | 0.07 |  | 0% | 0 | 51961.37
115 | M | MPCO Switch - Tucker Road Sub | 594 | 6326.27 | 0 | 55758.91 | 24330.48 | 86415.66 | 0.12 |  | 0% | 0 | 86415.66
115 | M | MPCO Switch - Bayou Cassotte sub | 595 | 0 | 0 | 11146.83 | 0 | 11146.83 | 0.11 |  | 0% | 0 | 11146.83
115 | M | Gulf Park Estates GOAB - Gulf Park Estates | 578A | 0 | 0 | 137535.62 | 19394.62 | 156930.24 | 0.03 |  | 0% | 0 | 156930.24
115 | M | Vidalia 115KV Substation to MPCO 115KV Switch | 579 | 1169504.27 | 0 | 1071018.49 | 1593112.94 | 3833635.7 | 1 |  | 0% |  | 3833635.7
69 | M | Cumbest Bluff - Wade Hurley GOAB | 88A | 0 | 0 | 0 | 0 | 0 | 6.05 |  | 0% | 0 | 0
115 | M | Cumbest Bluff (MPDO) - Cumbest Bluff SS | 89A | 0 | 0 | 10110.46 | 15801.24 | 25911.7 | 0.08 |  | 0% | 0 | 25911.7
115 | M | Vancleave GOAB Vancleave Sub (SREPA) | 89B | 0 | 0 | 55012.04 | 122581.71 | 177593.75 | 0.1 |  | 0% | 0 | 177593.75
115 | MB | Fountainbleau Switch - Fountainbleau GOAB | 506 | 0 | 0 | 26706.55 | 13729.29 | 40435.84 | 1.38 |  | 0% | 0 | 40435.84
115 | MB | Gauther - Hickory Hills | 507 | 0 | 0 | 52657.02 | 55973.24 | 108630.26 | 1.51 |  | 0% | 0 | 108630.26
115 | MB | Lucedale | 551 | 0 | 0 | 210947.8 | 140068.15 | 351015.95 | 0.49 |  | 0% | 0 | 351015.95
115 | MB | Martin Bluff | 554 | 0 | 0 | 254010.88 | 367548 | 621558.88 | 2.4 |  | 0% | 0 | 621558.88
115 | MB | Aleco Fire Tower | 555 | 0 | 0 | 401833.06 | 721981.95 | 1123815.01 | 8.18 | 0 | 0% | 0 | 1123815.01
115 | MB | Hamil Road | 556 | 0 | 0 | 395290.63 | 579602.04 | 974892.67 | 2.87 |  | 0% | 0 | 974892.67
115 | MB | Necaise | 558 | 0 | 0 | 472252.52 | 995232.33 | 1467484.85 | 9.6 |  | 0% | 0 | 1467484.85
115 | MB | Monaco Lake | 559 | 0 | 0 | 185475.35 | 181856.7 | 367332.05 | 0.45 |  | 0% | 0 | 367332.05
115 | MB | Dixie Pipeline | 563 | 0 | 0 | 11295.68 | 4980.47 | 16276.15 | 0.03 |  | 0% | 0 | 16276.15
115 | MB | Lizana | 565 | 0 | 0 | 188261.84 | 186255.34 | 374517.18 | 2.01 |  | 0% | 0 | 374517.18
115 | MB | N. Lucedale | 569 | 0 | 0 | 41004.45 | 17935.1 | 58939.55 | 0.16 |  | 0% | 0 | 58939.55
115 | MB | Joe Batt Road GOAB - Vancleave GOAB | 581 | 1964909.79 | 0 | 888970.19 | 1673868.89 | 4527748.87 | 9.11 | 0 | 0% | 0 | 4527748.87
115 | MB | Fountainbleau GOAB - Fountainbleau Sub | 506A | 0 | 0 | 14572.21 | 14383.81 | 28956.02 | 0.02 |  | 0% | 0 | 28956.02
115 | MB | Fountainbleau - Sunplex | 588 | 438692.07 | 0 | 188689.48 | 481849.263 | 1109230.813 | 0.67 |  | 0% | 0 | 1109230.813
115 | MB | Joe Batt Road | 568,568A | 0 | 0 | 617934.31 | 775946.13 | 1393880.44 | 7.44 | 0 | 0% | 0 | 1393880.44
69 | S | Homewood - Sylvarena | 3 | 0 | 0 | 1402261.68 | 1494132.55 | 2896394.23 | 17.41 | 17.41 | 100% | 2896394.23 | 0
69 | S | Decatur GOAB - Newton GOAB | 5 | 0 | 2572 | 97882.06 | 83896.4 | 184350.46 | 9.37 | 9.37 | 100% | 184350.46 | 0
69 | S | Newton GOAB - Missionary GOAB | 6 | 0 | 3160.12 | 214867.72 | 98046.33 | 316074.17 | 16.47 | 16.47 | 100% | 316074.17 | 0
69 | S | Missionary GOAB - Rose Hill Sub | 7 | 116458.3 | 0 | 407506.18 | 818719.37 | 1342683.85 | 3.96 | 3.91 | 99% | 1329257.0115 | 13426.8385
69 | S | Sylvarena - Bay Springs GOAB | 9 | 0 | 3405.24 | 22910.46 | 53829.51 | 80145.21 | 1.08 | 1.05 | 97% | 77740.8537 | 2404.3563
69 | S | Bay Springs GOAB - Waldrup | 10 | 0 | 0 | 231371.39 | 89874.06 | 321245.45 | 9.13 | 9.13 | 100% | 321245.45 | 0
69 | S | Waldrup - Heidelburg Sub | 11 | 0 | 0 | 60267.57 | 50970.61 | 111238.18 | 6.67 |  | 0% | 0 | 111238.18
69 | S | Waldrup - Hoy | 12 | 0 | 0 | 184819.46 | 159462.82 | 344282.28 | 15.35 | 15.35 | 100% | 344282.28 | 0
69 | S | Plant Moselle - Burr Creek Goab | 17 | 0 | 0 | 12316.98 | 49713.86 | 62030.84 | 0.5 | 0.5 | 100% | 62030.84 | 0
69 | S | Cleo - Whistler | 19 | 0 | 0 | 129436.93 | 235895.95 | 365332.88 | 7.2 | 7.2 | 100% | 365332.88 | 0
69 | S | Whistler - Waynesboro | 20 | 0 | 0 | 212317.75 | 403521.05 | 615838.8 | 10.68 | 10.55 | 99% | 609680.412 | 6158.388
69 | S | South Waynesboro GOAB - Clara GOAB | 22 | 0 | 4752.36 | 177856.36 | 181153.42 | 363762.14 | 6.52 | 6.52 | 100% | 363762.14 | 0
69 | S | Clara GOAB - Buckatunna GOAB | 23 | 0 | 2679.65 | 88644.23 | 100054.42 | 191378.3 | 10.11 | 10.11 | 100% | 191378.3 | 0
69 | S | Buckatunna GOAB - State Line | 24 | 0 | 0 | 68755.31 | 42624.71 | 111380.02 | 8.51 | 8.48 | 100% | 111380.02 | 0
69 | S | Macedonia GOAB - Richton GOAB | 26 | 0 | 3405.2 | 88314.98 | 77166.68 | 168886.86 | 7.06 | 6.94 | 98% | 165509.1228 | 3377.7372
69 | S | State Line - Sand Hill GOAB | 28 | 0 | 2666.08 | 211051.17 | 156063.74 | 369780.99 | 17.76 | 17.76 | 100% | 369780.99 | 0
|  | Sand Hill GOAB (Moved from Stations Tab) |  |  |  | 83357.63 | 111651.25 | 195008.88 | 1 | 1 | 100% | 195008.88 | 0
69 | S | Sand Hill GOAB - Hintonville | 29 | 0 | 0 | 134978.69 | 71402.66 | 206381.35 | 10.61 | 10.61 | 100% | 206381.35 | 0
69 | S | McLain GOAB - Benndale | 31 | 0 | 3040.05 | 159185.17 | 132563.2 | 294788.42 | 17.31 | 17.31 | 100% | 294788.42 | 0
69 | S | Benndale - Big Level GOAB | 36 | 0 | 2749.04 | 2659084.6 | 2201107.47 | 4862941.11 | 16.55 | 16.38 | 99% | 4814311.6989 | 48629.4111
69 | S | Maxie GOAB - Wiggins GOAB | 37 | 0 | 2858.49 | 722323.35 | 833113.2 | 1558295.04 | 6.83 | 6.83 | 100% | 1558295.04 | 0
69 | S | Maxie GOAB - Lumberton | 38 | 0 | 0 | 1556689.79 | 1713482.09 | 3270171.88 | 17.03 | 17.03 | 100% | 3270171.88 | 0
69 | S | Sumrall GOAB - Columbia | 43 | 0 | 0 | 144832.93 | 94220.44 | 239053.37 | 13.65 | 13.65 | 100% | 239053.37 | 0
69 | S | Bassfield GOAB - Lone Star GOAB | 47 | 0 | 3016.56 | 107881.37 | 106449.04 | 217346.97 | 14.58 | 14.58 | 100% | 217346.97 | 0
69 | S | Lone Star GOAB - North Collins Sub | 48 | 0 | 0 | 123933.87 | 64366.92 | 188300.79 | 10.06 | 10.06 | 100% | 188300.79 | 0
69 | S | North Collins GOAB - South Collins | 49 | 0 | 0 | 72594.59 | 53363.54 | 125958.13 | 4.44 | 4.44 | 100% | 125958.13 | 0
69 | S | South Collins - West Moselle GOAB | 50 | 0 | 0 | 129475.78 | 89564.15 | 219039.93 | 12.51 | 12.51 | 100% | 219039.93 | 0
69 | S | Oakvale GOAB - Prentiss | 54 | 0 | 0 | 210266.7 | 128069.76 | 338336.46 | 13.87 | 13.87 | 100% | 338336.46 | 0
69 | S | Gwinville GOAB - Gwinville Junction GOAB | 56 | 0 | 0 | 82473.69 | 46734.66 | 129208.35 | 8.08 | 8.08 | 100% | 129208.35 | 0
69 | S | Gwinville Junction GOAB - Pinola Sub | 57 | 0 | 0 | 65844.67 | 43853.28 | 109697.95 | 5.48 | 5.48 | 100% | 109697.95 | 0
69 | S | Gwinville Junction GOAB - Magee | 58 | 0 | 0 | 120567.41 | 78498.62 | 199066.03 | 7.79 | 7.79 | 100% | 199066.03 | 0
69 | S | Magee - Maddox GOAB | 59 | 0 | 0 | 258483.87 | 94509.24 | 352993.11 | 6.7 | 6.63 | 99% | 349463.1789 | 3529.9311
69 | S | Polkville - Puckett (SPEPA) | 62 | 0 | 6145.57 | 222636.47 | 197814.35 | 426596.39 | 9.02 | 9.02 | 100% | 426596.39 | 0
69 | S | Morton - Homewood | 64 | 0 | 0 | 1274189.24 | 844102.85 | 2118292.09 | 10.41 | 10.41 | 100% | 2118292.09 | 0
69 | S | Petal GOAB - Petal Sub | 65 | 9246.25 | 0 | 74713.51 | 71686.06 | 155645.82 | 3.21 |  | 0% | 0 | 155645.82
69 | S | Plantation Tap - Plantation Pipeline Sub | 66 | 0 | 0 | 4956.64 | 4595.02 | 9551.66 | 0.72 |  | 0% | 0 | 9551.66
69 | S | Goss GOAB - Goss Sub | 67 | 0 | 0 | 14433.71 | 7394.2 | 21827.91 | 1.34 |  | 0% | 0 | 21827.91
69 | S | Humble GOAB - Humble Sub | 68 | 0 | 0 | 19069.97 | 10181.89 | 29251.86 | 2.07 |  | 0% | 0 | 29251.86
69 | S | Waynesboro - Diamond Sub | 69 | 0 | 0 | 94551.75 | 57468.29 | 152020.04 | 9.46 |  | 0% | 0 | 152020.04
69 | S | Whistler - Eucutta GOAB | 70 | 0 | 0 | 62334.68 | 46366.88 | 108701.56 | 7.99 |  | 0% | 0 | 108701.56
69 | S | Basin GOAB - Agricola GOAB | 72 | 10830.46 | 0 | 169572.21 | 116520.5 | 296923.17 | 9.15 | 9.15 | 100% | 296923.17 | 0
69 | S | South Collins - Colonial Collins Tap | 74,74B | 0 | 0 | 83475.63 | 52705.99 | 136181.62 | 4.65 | 4.32 | 93% | 126648.9066 | 9532.7134
69 | S | Lumberton - Hillsdale Sub | 79 | 0 | 0 | 75256.9 | 52814.18 | 128071.08 | 7.87 |  | 0% | 0 | 128071.08
69 | S | Purvis GOAB | 81 | 0 | 0 | 7303.19 | 48590.42 | 55893.61 | 0.03 |  | 0% | 0 | 55893.61
69 | S | Hebron GOAB - Hebron Sub | 82 | 0 | 5275.91 | 48211.3 | 89278.39 | 142765.6 | 1.73 |  | 0% | 0 | 142765.6
69 | S | Glade GOAB - Glade Sub | 83 | 0 | 4710.45 | 36282.71 | 84979.48 | 125972.64 | 3.07 |  | 0% | 0 | 125972.64
69 | S | Hintonville - Old Augusta Sub | 86 | 0 | 0 | 132262.65 | 156587.13 | 288849.78 | 8.81 | 8.34 | 95% | 274407.291 | 14442.489
69 | S | South Hattiesburg - South Hattiesburg Sub | 87 | 0 | 0 | 105400.63 | 103780.41 | 209181.04 | 7.04 |  | 0% | 0 | 209181.04
69 | S | Sharon GOAB - Sharon Sub | 90 | 0 | 5040.67 | 8942.87 | 35610.66 | 49594.2 | 0.3 |  | 0% | 0 | 49594.2
69 | S | Okahola GOAB - Oak Grove Sub | 91 | 0 | 0 | 113299.38 | 107430.31 | 220729.69 | 5.1 |  | 0% | 0 | 220729.69
69 | S | Florence - Greenfield Sub | 92 | 0 | 0 | 74878.74 | 22336.58 | 97215.32 | 5.94 |  | 0% | 0 | 97215.32
69 | S | Leaf River Tap - Leaf River Sub | 93 | 0 | 0 | 45299.77 | 53164.68 | 98464.45 | 1.38 |  | 0% | 0 | 98464.45
69 | S | Rawls Springs - North Hattiesburg Sub | 94 | 0 | 0 | 111412.25 | 182636.06 | 294048.31 | 3.61 |  | 0% | 0 | 294048.31
69 | S | Pickwick GOAB - Pickwick Sub | 95 | 0 | 6856 | 42361.9 | 48139.74 | 97357.64 | 0.58 |  | 0% | 0 | 97357.64
69 | S | Clara GOAB - Clara Sub | 96 | 0 | 0 | 20042.66 | 12570.45 | 32613.11 | 0.11 |  | 0% | 0 | 32613.11
69 | S | West H'Burg GOAB - West H'Burg Sub | 97 | 0 | 0 | 141357.92 | 97476.84 | 238834.76 | 1.78 |  | 0% | 0 | 238834.76
69 | S | Martinville GOAB - Martinville Sub | 98 | 0 | 0 | 10549.43 | 27807.8 | 38357.23 | 0.09 |  | 0% | 0 | 38357.23
69 | S | Moss GOAB - Stringer Sub | 99 | 0 | 0 | 194113.73 | 255879.29 | 449993.02 | 4.12 |  | 0% | 0 | 449993.02
69 | S | West Waynesboro - South Waynesboro | 100 | 0 | 0 | 310810.3 | 441545.31 | 752355.61 | 4.33 | 4.33 | 100% | 752355.61 | 0
69 | S | West Hattiesburg Sw - Lake Serene Sub | 101 | 0 | 0 | 179797.8 | 142480.69 | 322278.49 | 1.27 | 1.25 | 98% | 315832.9202 | 6445.5698
69 | S | Macedonia SW - Petal Sub | 102 | 0 | 0 | 184975.4 | 256770.57 | 441745.97 | 3.33 |  | 0% | 0 | 441745.97
69 | S | Holly Springs | 103 | 0 | 0 | 627589.37 | 718013.61 | 1345602.98 | 8.69 | 8.66 | 100% | 1345602.98 | 0
69 | S | N. Collins - Station Creek | 104 | 0 | 0 | 499931.93 | 792226.61 | 1292158.54 | 6.09 | 6.09 | 100% | 1292158.54 | 0
69 | S | GP Taylorsville - Station Creek | 105 | 0 | 0 | 970318.96 | 1447627.34 | 2417946.3 | 11.8 | 11.8 | 100% | 2417946.3 | 0
69 | S | Holly Springs - Hathorn | 106 | 0 | 0 | 520586.69 | 861546.78 | 1382133.47 | 10.64 | 10.64 | 100% | 1382133.47 | 0
69 | S | Pinola | 108 | 0 | 10438.44 | 886437.38 | 1979958 | 2876833.82 | 16.98 | 16.98 | 100% | 2876833.82 | 0
69 | S | Sylvarena | 109 | 0 | 0 | 1166274.5 | 1249171.53 | 2415446.03 | 12.8 | 12.8 | 100% | 2415446.03 | 0
69 | S | Cole Road Substation to East Lake Serene GOAB | 110 | 0 | 0 | 535846.96 | 505722.44 | 1041569.4 | 2.9 | 2.9 | 100% | 1041569.4 | 0
69 | S | Rose Hill - Newton | 111 | 1422969.47 | 0 | 1478008.89 | 3268808.21 | 6169786.57 | 17.99 | 17.99 | 100% | 6169786.57 | 0
69 | S | Brewer 69KV w/GOAB | 112 | 0 | 0 | 469387.64 | 584024.09 | 1053411.73 | 5.8 |  | 0% | 0 | 1053411.73
69 | S | Agricola Switching Station to Tanner Chapel Substation | 113 | 0 | 0 | 1246963.92 | 1067790.11 | 2314754.03 | 8.91 | 0 | 0% | 0 | 2314754.03
69 | S | Ellisville Junction SS - Macedonia SW | 114 | 1382661.17 | 0 | 995212.61 | 2621011.93 | 4998885.71 | 17.9 | 17.9 | 100% | 4998885.71 | 0
115 | S | East Moselle - Plant Moselle | 115 | 0 | 0 | 52542.76 | 37004.97 | 89547.73 | 3.91 |  | 0% | 0 | 89547.73
69 | S | Kittrell GOAB - Kittrell Sub | 116 | 32215.47 | 0 | 43240.48 | 162712.75 | 238168.7 | 1e-06 |  | 0% | 0 | 238168.7
69 | S | Lynn Ray RD Sub - Lynn Ray RD Sub (Dixie) | 118 | 0 | 0 | 0 | 14699.58 | 14699.58 | 1e-06 |  | 0% | 0 | 14699.58
69 | S | Hwy 588 GOAB - Hwy 588 Sub | 119 | 16413.5 | 0 | 31727.85 | 186754.42 | 234895.77 | 0.04 |  | 0% | 0 | 234895.77
161 | S | Plant Moselle - Columbia | 161 | 0 | 0 | 499896.78 | 281821.52 | 781718.3 | 32.92 | 32.92 | 100% | 781718.3 | 0
161 | S | Plant Moselle - Hintonville | 162 | 0 | 0 | 564412.17 | 422528.5 | 986940.67 | 33.87 | 33.87 | 100% | 986940.67 | 0
161 | S | Hintonville - Purvis Bulk | 165 | 0 | 0 | 723432.53 | 534047.58 | 1257480.11 | 28.36 | 28.36 | 100% | 1257480.11 | 0
161 | S | Purvis Bulk - Lumberton | 166 | 0 | 0 | 288973.89 | 256372.9 | 545346.79 | 11.93 | 11.93 | 100% | 545346.79 | 0
161 | S | Plant Morrow - Columbia | 167 | 0 | 0 | 686015.7 | 541242.09 | 1227257.79 | 23.59 | 23.59 | 100% | 1227257.79 | 0
161 | S | Columbia - Magee | 168 | 0 | 0 | 1105741.05 | 954841.97 | 2060583.02 | 7.25 | 7.25 | 100% | 2060583.02 | 0
161 | S | Plant Morrow - Purvis Bulk | 169 | 0 | 0 | 153068 | 229117.34 | 382185.34 | 4.55 | 4.55 | 100% | 382185.34 | 0
161 | S | Plant Morrow - Purvis Bulk | 170 | 0 | 0 | 192774.54 | 113544.29 | 306318.83 | 4.59 | 4.59 | 100% | 306318.83 | 0
161 | S | Hintonville - Waynesboro | 171 | 0 | 0 | 870307.45 | 850022.06 | 1720329.51 | 33.29 | 33.29 | 100% | 1720329.51 | 0
161 | S | Magee - White Oak | 172 | 0 | 0 | 709623.49 | 700689.53 | 1410313.02 | 13.37 | 13.37 | 100% | 1410313.02 | 0
161 | S | Hintonville - Benndale | 173 | 0 | 0 | 1579735.07 | 1571392.36 | 3151127.43 | 30.06 | 30.06 | 100% | 3151127.43 | 0
161 | S | Waynesboro 161KV SUB - 230KV SUB | 175 | 0 | 0 | 31142.04 | 37406.03 | 68548.07 | 0.04 | 0.04 | 100% | 68548.07 | 0
161 | S | Moselle Unit 5 GSU Strain Bus | 176 | 0 | 0 | 27058.72 | 9977.37 | 37036.09 | 0.03 |  | 0% | 0 | 37036.09
161 | S | White Oak SS - Polkville Sub | 177 | 581563.44 | 0 | 495614.43 | 1141746.45 | 2218924.32 | 6.4 | 6.4 | 100% | 2218924.32 | 0
161 | S | Silver Creek Sub - Prentiss Sub | 178 | 493941.18 | 0 | 426005.84 | 1191396.85 | 2111343.87 | 6.02 | 6.02 | 100% | 2111343.87 | 0
161 | S | Prentiss Sub - Lone Star Sub | 179 | 522673.78 | 0 | 766652.55 | 1438378.83 | 2727705.16 | 6.18 | 6.18 | 100% | 2727705.16 | 0
161 | S | Moselle - South Hoy | 180 | 3064200.41 | 0 | 1795292.98 | 5619493.45 | 10478986.84 | 19.6 | 19.6 | 100% | 10478986.84 | 0
161 | S | Moselle GSU #6 - Switchyard | 181 | 0 | 0 | 197172.01 | 46542.19 | 243714.2 | 0.51 |  | 0% | 0 | 243714.2
161 | S | Moselle GSU #7 - Switchyard | 182 | 0 | 0 | 15120.88 | 29958.12 | 45079 | 0.51 |  | 0% | 0 | 45079
161 | S | Batesville 161KV BUS#2 to Batesville 161KV Ring Bus | 186 | 0 | 0 | 38505.09 | 604.08 | 39109.17 | 1 | 1 | 100% | 39109.17 | 0
230 | S | Waynesboro - State Line | 230 | 0 | 0 | 837666.81 | 979915.26 | 1817582.07 | 32.1 | 32.1 | 100% | 1817582.07 | 0
230 | S | W. Waynesboro - Missionary | 232 | 0 | 0 | 3837427.85 | 2951109.26 | 6788537.11 | 38.31 | 38.31 | 100% | 6788537.11 | 0
69 | S | Taylorsville - Plant Moselle | 1 & 1A | 0 | 0 | 330496.34 | 220971.86 | 551468.2 | 23.98 | 23.98 | 100% | 551468.2 | 0
69 | S | East Lake Serene Switch No2 to East Lake Serene Sub | 110A | 0 | 0 | 11930.01 | 33160.52 | 45090.53 | 0.01 | 0.01 | 100% | 45090.53 | 0
69 | S | Lynn Ray RD Sub - Lynn Ray RD Sub (Dixie) | 118A | 0 | 0 | 10658.39 | 21823.3 | 32481.69 | 1e-06 |  | 0% | 0 | 32481.69
69 | S | Hoy - West Laurel GOAB | 14,14A,14B | 16335.43 | 0 | 301916.92 | 278717.24 | 596969.59 | 8.35 | 8.25 | 99% | 590999.8941 | 5969.6959
69 | S | West Laurel GOAB - Plant Moselle | 15,15A,15B | 0 | 3696.64 | 179929.64 | 138358.5 | 321984.78 | 11.42 | 11.38 | 100% | 321984.78 | 0
69 | S | Plant Moselle | 15 & 51 | 0 | 0 | 0 | 0 | 0 | 1e-05 |  | 0% | 0 | 0
69 | S | Hoy - Cleo | 16 & 16A | 0 | 0 | 199220.34 | 109345.4 | 308565.74 | 12.35 | 12.35 | 100% | 308565.74 | 0
161 | S | Plant Moselle - Magee | 163,163A | 0 | 0 | 1171691.69 | 1932789.38 | 3104481.07 | 38.64 | 38.64 | 100% | 3104481.07 | 0
161 | S | Plant Moselle - Plant Morrow | 164,164A | 0 | 0 | 870056.3 | 1238233.43 | 2108289.73 | 31.09 | 31.09 | 100% | 2108289.73 | 0
161 | S | MS Hub SS - SW Lonestar SS | 168A | 0 | 0 | 41219.29 | 8670.58 | 49889.87 | 11.52 | 11.52 | 100% | 49889.87 | 0
161 | S | SW Lonestar SS - Columbia Sub | 168B | 0 | 0 | 30179.77 | 9912.75 | 40092.52 | 23.93 | 23.93 | 100% | 40092.52 | 0
161 | S | White Oak - Homewood | 172A | 0 | 0 | 39681.78 | 14936.05 | 54617.83 | 16.97 | 16.97 | 100% | 54617.83 | 0
69 | S | Burr Creek Goab - Ellisville Junction Goab | 17A | 0 | 0 | 302105.49 | 143198.34 | 445303.83 | 12.02 | 12.02 | 100% | 445303.83 | 0
69 | S | Burr Creek Goab - Burr Creek (DEPA) | 17B | 0 | 0 | 7978.77 | 17153.01 | 25131.78 | 0.03 |  | 0% | 0 | 25131.78
69 | S | Ellisville Junction GOAB - Cleo | 18 & 18A | 0 | 0 | 105716.22 | 87040.97 | 192757.19 | 10.66 | 10.66 | 100% | 192757.19 | 0
69 | S | Whistler - Whistler Switching Station | 19A | 0 | 0 | 692.69 | 796.1 | 1488.79 | 0.06 |  | 0% | 0 | 1488.79
69 | S | Sylvarena - Taylorsville | 2 & 2A | 0 | 0 | 1215221.14 | 1284698.73 | 2499919.87 | 14.65 | 14.65 | 100% | 2499919.87 | 0
69 | S | Waynesboro - South Waynesboro Sub | 21 & 21A | 0 | 0 | 42913.64 | 25158.2 | 68071.84 | 3.85 | 3.76 | 98% | 66710.4032 | 1361.4368
230 | S | Benndale - McIntosh | 231,231A | 0 | 0 | 2033593.43 | 1847263.11 | 3880856.54 | 52.59 | 52.59 | 100% | 3880856.54 | 0
69 | S | Plant Moselle - Macedonia GOAB | 25 & 25A | 64341.9 | 0 | 310112.51 | 279619.38 | 654073.79 | 14.84 | 14.65 | 99% | 647533.0521 | 6540.7379
69 | S | Richton GOAB - Hintonville | 27 & 27A | 0 | 3682.04 | 91989.63 | 112750.19 | 208421.86 | 11.03 | 10.93 | 99% | 206337.6414 | 2084.2186
69 | S | Hintonville - McLain GOAB | 30 & 30A | 0 | 0 | 121356.43 | 135700.79 | 257057.22 | 10.89 | 10.89 | 100% | 257057.22 | 0
69 | S | State Line - Leakesville Sub | 32 & 32A | 0 | 2640.54 | 218590.42 | 202554.91 | 423785.87 | 20.77 | 18.08 | 87% | 368693.7069 | 55092.1631
69 | S | Leakesville GOAB - Sawmill Road Sub | 33A,33B,33C,33D | 0 | 4542.98 | 455631.35 | 247413.68 | 707588.01 | 17.85 | 17.78 | 100% | 707588.01 | 0
69 | S | Rocky Creek - Lucedale Sub | 34 & 34A | 0 | 0 | 162048.27 | 90275.44 | 252323.71 | 8.69 | 7.97 | 92% | 232137.8132 | 20185.8968
69 | S | Lucedale GOAB - Benndale | 35,35A | 0 | 5333.69 | 220495.63 | 162286.52 | 388115.84 | 12.69 | 12.69 | 100% | 388115.84 | 0
69 | S | Benndale to Benndale (SREPA) | 35B | 0 | 0 | 30421.37 | 20083.14 | 50504.51 | 0.09 |  | 0% | 0 | 50504.51
69 | S | St. Regis GOAB - Wiggins GOAB | 37A | 0 | 0 | 39484.68 | 37705.78 | 77190.46 | 3.57 | 3.57 | 100% | 77190.46 | 0
69 | S | St. Regis GOAB - Big Level | 37B | 0 | 0 | 60859.26 | 91702.34 | 152561.6 | 4.84 | 4.84 | 100% | 152561.6 | 0
69 | S | Wiggins GOAB - Stillmore | 37C | 0 | 1717.66 | 76543.18 | 83757.46 | 162018.3 | 7.22 |  | 0% | 0 | 162018.3
69 | S | Okahola GOAB - South Hattiesburg | 39,39A,39B | 0 | 10471.67 | 398157.73 | 204394.29 | 613023.69 | 16.38 | 16.27 | 99% | 606893.4531 | 6130.2369
69 | S | Homewood - Decatur Sub | 4 & 4A | 0 | 3997.73 | 277527.84 | 287965.27 | 569490.84 | 28.31 | 27.81 | 98% | 558101.0232 | 11389.8168
69 | S | Rawls Springs - Richburg GOAB | 40,40A,40B | 0 | 0 | 198229.76 | 105076.61 | 303306.37 | 11.02 | 10.96 | 99% | 300273.3063 | 3033.0637
69 | S | Plant Moselle - Rawls Springs | 41,41A | 0 | 0 | 142873.46 | 85285.82 | 228159.28 | 10.37 | 10.3 | 99% | 225877.6872 | 2281.5928
69 | S | Shelton GOAB - Shelton Sub | 41B | 0 | 0 | 19080.1 | 80822.84 | 99902.94 | 0.04 |  | 0% | 0 | 99902.94
69 | S | Rawls Springs - Sumrall GOAB | 42,42A | 0 | 3499.41 | 91974.87 | 106589.92 | 202064.2 | 11.2 | 11.2 | 100% | 202064.2 | 0
69 | S | Lumberton - Baxterville GOAB | 44 & 44A | 0 | 3459.86 | 114375.94 | 108690.54 | 226526.34 | 11.1 | 10.96 | 99% | 224261.0766 | 2265.2634
69 | S | Baxterville GOAB - Foxworth GOAB | 45 & 45A | 0 | 3090.75 | 264511.84 | 149935.99 | 417538.58 | 23.2 | 23.06 | 99% | 413363.1942 | 4175.3858
69 | S | Columbia - Bassfield GOAB | 46,46A | 0 | 2664.88 | 69186.88 | 87260.87 | 159112.63 | 10.73 | 10.67 | 99% | 157521.5037 | 1591.1263
69 | S | Lone Star GOAB - Lone Star Substation | 47A | 0 | 0 | 9491.63 | 69009.26 | 78500.89 | 0.01 |  | 0% | 0 | 78500.89
69 | S | West Moselle GOAB - Plant Moselle | 51,51A | 0 | 2422.02 | 64998.92 | 71209.27 | 138630.21 | 3.25 | 3.2 | 98% | 135857.6058 | 2772.6042
69 | S | Columbia - Foxworth GOAB | 52,52A | 403697.56 | 0 | 738752.86 | 782395.33 | 1924845.75 | 9.25 | 9.08 | 98% | 1886348.835 | 38496.915
69 | S | Columbia - Oakvale GOAB | 53 & 53A | 0 | 6036.16 | 531255.07 | 451342.49 | 988633.72 | 17.91 | 17.9 | 100% | 988633.72 | 0
69 | S | Prentiss - Prentiss (SPEPA) | 54A | 0 | 0 | 0 | 133.98 | 133.98 | 0.0001 |  | 0% | 0 | 133.98
69 | S | Prentiss - Prentiss (SPEPA) | 54B | 0 | 0 | 37759.03 | 26734.46 | 64493.49 | 0.02 |  | 0% | 0 | 64493.49
69 | S | Prentiss - Gwinville GOAB | 55 & 55A | 0 | 2941.23 | 204505.27 | 224663.47 | 432109.97 | 10.18 | 10.08 | 99% | 427788.8703 | 4321.0997
69 | S | Maddox GOAB - Taylorsville | 60,60A,60B,60C | 0 | 6791.95 | 396994.32 | 409495.33 | 813281.6 | 14.34 | 13.29 | 93% | 756351.888 | 56929.712
69 | S | Magee - Puckett GOAB | 61,61A,61B | 16542.06 | 0 | 1087928.54 | 1738046.08 | 2842516.68 | 14.41 | 14.24 | 99% | 2814091.5132 | 28425.1668
69 | S | Polkville - Donald Rd GOAB | 62A | 0 | 0 | 115123.92 | 87750.51 | 202874.43 | 10.79 | 10.79 | 100% | 202874.43 | 0
69 | S | Polkville - Polkville (SPEPA) | 62B | 13150 | 0 | 108960.55 | 69845.21 | 191955.76 | 0.59 |  | 0% | 0 | 191955.76
69 | S | Benndale Switching Sta - Basin GOAB | 71 & 71A | 0 | 2961.41 | 273852.4 | 210492.54 | 487306.35 | 13.48 | 13.44 | 100% | 487306.35 | 0
| S | Basin GOAB (Moved from Stations Tab) |  |  |  | 83787.8 | 107484.73 | 191272.53 | 1 | 1 | 100% | 191272.53 | 0
69 | S | Agricola GOAB - Rocky Creek Switching Sta | 73,73A | 0 | 0 | 156107.88 | 122361.66 | 278469.54 | 8.23 | 8.2 | 100% | 278469.54 | 0
69 | S | Colonial Collins Tap - Colonial Kola GOAB | 74A | 12447.51 | 3441.5 | 7613.75 | 194473.01 | 217975.77 | 0.77 | 0.77 | 100% | 217975.77 | 0
69 | S | Colonial Kola GOAB - Plant Moselle | 75,75B | 0 | 0 | 257590.29 | 229332.35 | 486922.64 | 15.91 | 15.87 | 100% | 486922.64 | 0
69 | S | Colonial Kola GOAB - Colonial Kola Sub | 75A | 0 | 0 | 3800.73 | 35074.5 | 38875.23 | 0.42 |  | 0% | 0 | 38875.23
69 | S | Waldrup - Paulding | 8 & 8A | 0 | 0 | 248147.42 | 88776.54 | 336923.96 | 10.41 | 10.24 | 98% | 330185.4808 | 6738.4792
69 | S | Breland GOAB - Bellevue Sub | 80,80A | 0 | 3562.79 | 125929.18 | 165942.51 | 295434.48 | 5.37 | 2.86 | 53% | 156580.2744 | 138854.2056
Sold |  | Logtown - Borg Warner (Sold) | 508 & 509 | 0 | 0 | 0 | 0 | 0 | 1e-05 |  | 0% | 0 | 0
|  | ROW- Transmission Line - Undesignated Land | (8) | 20976270.18 | 0 | 0 | 0 | 20976270.18 | 0.0001 | 0.0001 | 100% | 14548002.74 | 6428267.44
(9)
|  | Line Balances December 31, 2014 |  | 33594214.36 | 155729.15 | 71422908.62 | 84029413.273 | 189202265.403 |  |  |  | 136389350.5383 | 52812914.8647
Undesignated Land Excluded
|  |  | SMEPA | 8179687.89 | 149726.74 | 54182010.05 | 64162672.9 | 126674097.58 |  | SMEPA |  | 132389645.1783 | 15260722.5817
|  |  | EMI | 550676.68 | 6002.41 | 8285960.28 | 8836562.94 | 17679202.31 |  | EMI |  | 3999705.36 | 13679496.95
|  |  | MPCO | 3887579.61 | 0 | 8954938.29 | 11030177.433 | 23872695.333 |  | MPCO |  | 0 | 23872695.333
|  |  |  | 12617944.18 | 155729.15 | 71422908.62 | 84029413.273 | 168225995.223 | (6) |  |  | 136389350.5383 | 52812914.8647
[8 empty] | (10) |  | Total Includabe, |  |  | 6.7055e-08
[9 empty] | (6) |  |  | (7)
[9 empty] | 168225995.223 | 121841347.7983 |  | 72.43%
Acct 397 Communication Equipment Excluded
Undesignated Land Allocation Includable & Excludable held at 2012 Amounts
| (1) | Total Line miles all Segments - SMEPA Transmission Dept Maximo Records | [6 empty] | See 2012 File for Calculation |  |  | Includable | Excludable
| (2) | MISO Line Miles Incudable - MISO Report supplied by Gary Hudson | [7 empty] | 20976270.18 |  | 14548002.74 | 6428267.44
| (3) | % Line Mile Includable: (2) / (1)
| (4) | % $ Includable = ((Sum) x (3))
| (5) | Excludable $ = (Sum) - (4) | [7 empty] | ROW Includable |  | 15192521.3884
| (6) | (SUM) Total all Areas Excluding Undesignated Land
| (7) | % $ Includable of (6) , This % used to allocate ROW Transmission Line - Undesignated Land as Includable or excludable
(See inserted email "Email Tab' on how to handle ROW $)
| (8) | ROW - Transmission Line - Undesignated Land
| (9) | ROW - Transmission Line - Undesignated Land Includable (7) * (8)
| (10) | MISO Lines Totals included SAND & BASIN GOAB from SMEPA Stations TAB $386,281.41
Note on I10: Bobby Vinson: $221,342.05 Leased
Note on I11: Bobby Vinson: $262,767.76 Leased
Note on M24: Marty Pulliam: See Folder Email(1) -Jason Goar stated this line meets 7 factor testing.
Note on M31: Marty Pulliam: See folder Email(1) - Jason Goar stated this line meets 7 factor testing.
Note on M52: Marty Pulliam: See folder Email(1) - Jason Goar said this line meets 7 factor test.
Note on K218: Marty Pulliam: Line Mileage includes PowerSouth's portion of the line, however, the cost are 100% SME's and its 100% includable.

## MISO Stations December 2015
South Mississippi Electric Power Association
| Substation CPR |  | GOAB's moved Lines Tap
| DECEMBER 2015 |  | DENOTES CHANGES PER 6/25/13&6/26/13 E-MAILS FROM MISO'S DAVID DUEBNER
DENOTES CHANGES from 2014 to 2015
(2)
|  | S - SMEPA | 350 | 352 | 353 |  | MISO | MISO
Sorted by Area than Location |  | E - Entergy | Land & | Structures & | Station |  | Includable SUB | Excludable SUB
| SUBSTATION | M - MPCO | Land Rights | Improvements | Equipment | Total | $ | $
ACON | Acona (DELTA EPA) | E | 0 | 0 | 20393.68 | 20393.68 |  | 20393.68
ALCO | Alcorn (SWMEPA) | E | 0 | 0 | 9726.06 | 9726.06 |  | 9726.06
ANCH | Anchor Curve (YVEPA) | E | 0 | 0 | 8462.92 | 8462.92 |  | 8462.92
ANCH_MW | Anchor Curve Microwave | E | 25065.27 | 0 | 0 | 25065.27 |  | 25065.27
ARCO | Arcola 115KV SS | E | 11187.35 | 500068.49 | 213588.86 | 724844.7 | 724844.7 | 0
ARLI | Arlington (MEPA) | E | 0 | 0 | 45562.36 | 45562.36 |  | 45562.36
AUBU | Auburn 115KV SS (Smithdale) | E | 0 | 44706.14 | 128997.92 | 173704.06 | 173704.06 | 0
BANK | Banks (COHOMA EPA) | E | 0 | 0 | 9982.07 | 9982.07 |  | 9982.07
BANK_S | Banks 115kV SS | E | 0 | 0 | 240319.03 | 240319.03 | 240319.03 | 0
BELZ | Belzoni (TCEPA) | E | 0 | 0 | 13137.99 | 13137.99 |  | 13137.99
BLAC | Blackhawk (DELTA EPA) | E | 0 | 0 | 26051.67 | 26051.67 |  | 26051.67
BLAC_MW | Blackhawk Microwave | E | 5910.8 | 0 | 0 | 5910.8 |  | 5910.8
BOVI | Bovina Microwave | E | 25942.17 | 0 | 0 | 25942.17 |  | 25942.17
BRAN | Brandon (SPEPA) | E | 0 | 0 | 10797.86 | 10797.86 |  | 10797.86
BRMG | Brookhaven (MEPA) | E | 0 | 0 | 16365.07 | 16365.07 |  | 16365.07
BROW | Browning 115KV SS | E | 0 | 0 | 143354.81 | 143354.81 | 143354.81 | 0
BRSW | Brookhaven SW 115kV SS & METER (SWMEPA) | E | 0 | 0 | 90767.36 | 90767.36 |  | 90767.36
CARL | Carlisle Microwave | E | 27486.93 | 0 | 0 | 27486.93 |  | 27486.93
CARR | Carrolton (DELTA EPA) | E | 22257.13 | 0 | 8570.34 | 30827.47 |  | 30827.47
CATF_COA | Coahoma Catfish Load | E | 0 | 0 | 11099.51 | 11099.51 |  | 11099.51
CATF_DEL | Delta EPA Catfish Load | E | 0 | 0 | 18803.77 | 18803.77 |  | 18803.77
CATF_TC | Twin County Catfish Load | E | 0 | 0 | 21031.51 | 21031.51 |  | 21031.51
CATF_YV | Yazoo Valley Catfish Load | E | 0 | 0 | 7938.35 | 7938.35 |  | 7938.35
CENT | Centerpoint (SWMEPA) | E | 0 | 0 | 20970.8 | 20970.8 |  | 20970.8
CLARD | Clarksdale (COAHOMA EPA) | E | 0 | 0 | 11684.78 | 11684.78 |  | 11684.78
CLEV | Cleveland (DELTA EPA) | E | 0 | 0 | 11299.67 | 11299.67 |  | 11299.67
COPI | Copiah 115kV SS | E | 0 | 0 | 139069.82 | 139069.82 | 139069.82 | 0
CRAN_S | Cranfield SS | E | 0 | 29786.69 | 43492.87 | 73279.56 | 50420.17 | 22859.39
CROS | Crosby (SWMEPA) | E | 24326.13 | 0 | 38901.39 | 63227.52 |  | 63227.52
CROS_MW | Crosby Microwave | E | 0 | 0 | 0 | 0 |  | 0
DEXT | Dexter (MEPA) | E | 0 | 0 | 9968.95 | 9968.95 |  | 9968.95
DLO | D'LO Microwave | E | 17753.25 | 0 | 0 | 17753.25 |  | 17753.25
EDEN | Eden Microwave | E | 25847.77 | 0 | 0 | 25847.77 |  | 25847.77
EGRE | East Greenwood (DELTA EPA) | E | 0 | 0 | 20079.65 | 20079.65 |  | 20079.65
ELIN | East Lincoln (MEPA) | E | 0 | 0 | 17819.14 | 17819.14 |  | 17819.14
ELIN_S | East Lincoln 115KV SS | E | 0 | 76783.48 | 34849.37 | 111632.85 |  | 111632.85
ELLT | Elliott (DELTA EPA) | E | 0 | 0 | 12949.01 | 12949.01 |  | 12949.01
EMCC | East Mccomb (MEPA) | E | 0 | 0 | 9760.12 | 9760.12 |  | 9760.12
EVAN | Evans (DELTA EPA) | E | 0 | 0 | 15600.93 | 15600.93 |  | 15600.93
EWHI | East Whitfield (SPEPA) | E | 0 | 0 | 31263.88 | 31263.88 |  | 31263.88
FAYE | Fayette (SWMEPA) | E | 0 | 0 | 11410.22 | 11410.22 |  | 11410.22
FERN_S | Fernwood 115KV SS | E | 0 | 0 | 0 | 0 |  | 0
FLOR | Florence 115kV SS & METER (SPEPA) | E | 0 | 0 | 193054.12 | 193054.12 | 169195.34 | 23858.78
FLOR_MW | Florence Microwave | E | 0 | 0 | 0 | 0 |  | 0
FLOY | Floyd Lynk Sub (TCEPA) | E | 0 | 0 | 15697.02 | 15697.02 |  | 15697.02
FRIE_M | Friendship (MEPA) | E | 0 | 107815.15 | 122278.79 | 230093.94 |  | 230093.94
GILL | Gillsburg 115KV SS | E | 0 | 0 | 0 | 0 |  | 0
GILL_M | Gillsburg (MEPA) | E | 0 | 0 | 32015.54 | 32015.54 |  | 32015.54
GPMO | GP Monticello (SPEPA) | E | 0 | 51671.56 | 63399.73 | 115071.29 |  | 115071.29
GREE | Greenwood (DELTA EPA) | E | 0 | 0 | 16244.49 | 16244.49 |  | 16244.49
GREV | Greenville (DELTA EPA) | E | 0 | 0 | 18440.75 | 18440.75 |  | 18440.75
GREV_MW | Greenville Microwave | E | 0 | 0 | 0 | 0 |  | 0
HAM_MW | Hamburg Microwave | E | 23173.09 | 0 | 0 | 23173.09 |  | 23173.09
HAMB_S | Hambrick 115KV SS | E | 17453.61 | 526881.19 | 332580.72 | 876915.52 | 860512.08 | 16403.44
HAMP | Hampton (TCEPA) | E | 17051.05 | 0 | 9504.85 | 26555.9 |  | 26555.9
HEAT | Heathman 115kV SS | E | 0 | 0 | 130102.64 | 130102.64 | 130102.64 | 0
HEAT_M | Heathman (DELTA EPA) | E | 0 | 0 | 6243.03 | 6243.03 |  | 6243.03
HOLL | Hollandale (TCEPA) | E | 0 | 0 | 10755.75 | 10755.75 |  | 10755.75
INDI | Indianola (DELTA EPA) | E | 0 | 0 | 17628.47 | 17628.47 |  | 17628.47
INVE | Inverness (DELTA EPA) | E | 0 | 0 | 9209.01 | 9209.01 |  | 9209.01
IPRED | IP Redwood (YVEPA) | E | 0 | 0 | 25972.37 | 25972.37 |  | 25972.37
ISOL | Isola 115kV SS & METER (TCEPA) | E | 11281.02 | 0 | 155693.5 | 166974.52 | 148825.51 | 18149.01
ITTA | Itta Bena (DELTA EPA) | E | 0 | 0 | 41997.07 | 41997.07 |  | 41997.07
JAYE | Jayess (MEPA) | E | 0 | 0 | 42434.34 | 42434.34 |  | 42434.34
LANG | Langforf Microwavw | E | 0 | 0 | 0 | 0 |  | 0
LCRE | Little Creek (MEPA) | E | 0 | 0 | 17478.44 | 17478.44 |  | 17478.44
LELA | Leland (TCEPA) | E | 0 | 0 | 10036.56 | 10036.56 |  | 10036.56
LEXI | Lexington (YVEPA) | E | 0 | 0 | 9754.15 | 9754.15 |  | 9754.15
LEXI_MW | Lexington Microwave | E | 30008.96 | 0 | 0 | 30008.96 |  | 30008.96
LIBE | Liberty (MEPA) | E | 20223.91 | 0 | 19753.83 | 39977.74 |  | 39977.74
LIBE_MW | Liberty Microwave | E | 0 | 0 | 0 | 0 |  | 0
LORM | Lorman (SWMEPA) | E | 0 | 0 | 14409.77 | 14409.77 |  | 14409.77
LORM_MW | Lorman Microwave | E | 0 | 0 | 0 | 0 |  | 0
LORM_S | Lorman 115kV SS | E | 0 | 0 | 11347.23 | 11347.23 | 11347.23 | 0
LOYD | Loyd Star (SWMEPA) | E | 0 | 0 | 13102.58 | 13102.58 |  | 13102.58
LTTX | Little Texas MW | E | 18133.38 | 0 | 0 | 18133.38 |  | 18133.38
LULA | Lula (COAHOMA) | E | 14007.07 | 0 | 7831.4 | 21838.47 |  | 21838.47
LYAZ | Little Yazoo (YVEPA) | E | 0 | 0 | 23772.8 | 23772.8 | 9478.02 | 14294.78
LYON | Lyon 115kV SW & METER (COAHMOA EPA) | E | 0 | 184732.9 | 117877.05 | 302609.95 | 288150.82 | 14459.13
MALL | Mallalieu (MEPA) | E | 0 | 0 | 69804.03 | 69804.03 |  | 69804.03
MALL_S | Mallalieu 115kV SS | E | 0 | 4908.15 | 191983.68 | 196891.83 | 196891.83 | 0
MARK | Marks (COAHOMA EPA) | E | 0 | 0 | 9850.34 | 9850.34 |  | 9850.34
MDRD | Midway Road Microwave | E | 39722.67 | 0 | 0 | 39722.67 |  | 39722.67
MIDW | Midway (YVEPA) | E | 0 | 0 | 11118.2 | 11118.2 |  | 11118.2
MINT | Minter City (DEPA) | E | 0 | 0 | 15373.32 | 15373.32 |  | 15373.32
MNCR | Mountain Creek (SPEPA) | E | 0 | 0 | 20243.1 | 20243.1 |  | 20243.1
MONT | Monticello (SPEPA) | E | 0 | 0 | 33936.76 | 33936.76 |  | 33936.76
MONT_C | Monticello MW | E | 0 | 0 | 0 | 0 |  | 0
MOOR | Moorehead | E | 0 | 0 | 19822.41 | 19822.41 |  | 19822.41
MSHB | MS Hub SS | E | 0 | 0 | 51104.05 | 51104.05 |  | 51104.05
MURP | Murphy 115kV SS & METER (TCEPA) | E | 0 | 0 | 173207.58 | 173207.58 | 159078.15 | 14129.43
NITT | Nitta Yuma SS | E | 0 | 0 | 161422.74 | 161422.74 | 161422.74 | 0
NORF | Norfield 115kV SS | E | 0 | 41914.36 | 164827.67 | 206742.03 | 206742.03 | 0
NORF_M | Norfield (MEPA) | E | 0 | 0 | 53636.22 | 53636.22 |  | 53636.22
NRAN | North Rankin Microwave | E | 29812.93 | 0 | 0 | 29812.93 |  | 29812.93
NWIN | North Winona (DELTA EPA) | E | 0 | 0 | 9357.29 | 9357.29 |  | 9357.29
OLVE | Olive Oil Field (MEPA) | E | 0 | 0 | 15541.6 | 15541.6 |  | 15541.6
ONWA | Onward (TCEPA) | E | 0 | 0 | 63675.87 | 63675.87 |  | 63675.87
PACE | Pace (DELTA EPA) | E | 0 | 0 | 16024.66 | 16024.66 |  | 16024.66
PEET | Peetsville (SWMEPA) | E | 0 | 0 | 26327.34 | 26327.34 |  | 26327.34
PICK | Pickens (YVEPA) | E | 0 | 0 | 8438 | 8438 |  | 8438
PIGS | Pisgah (MEPA) | E | 0 | 0 | 20274.24 | 20274.24 |  | 20274.24
PINE | Pine RidgeSS (Leased) | E | 0 | 0 | 0 | 0 |  | 0
PINE_M | Pine Ridge (SWMEPA) | E | 0 | 0 | 10366.97 | 10366.97 |  | 10366.97
PINE_MW | Pine Ridge Microwave | E | 46536.44 | 0 | 0 | 46536.44 |  | 46536.44
PORT | Port Gobson Microwave | E | 24061.9 | 0 | 0 | 24061.9 |  | 24061.9
PORTG | Port Gibson (SWMEPA) | E | 0 | 0 | 31711.24 | 31711.24 |  | 31711.24
PROG | Progress (MEPA) | E | 0 | 0 | 10421.77 | 10421.77 |  | 10421.77
RANK | Rankin County Airport (SPEPA) | E | 0 | 0 | 9813.16 | 9813.16 |  | 9813.16
REDW_MW | Redwood Microwave | E | 26637.44 | 0 | 0 | 26637.44 |  | 26637.44
REFU | Refuge (TCEPA) | E | 0 | 0 | 20590.06 | 20590.06 |  | 20590.06
REXB_C | Rex Brown | E | 0 | 0 | 7557.69 | 7557.69 |  | 7557.69
ROLI | Rolling Fork (TCEPA) | E | 0 | 0 | 7825.46 | 7825.46 |  | 7825.46
ROLI_MW | rolling Fork Microwave | E | 36306.63 | 0 | 0 | 36306.63 |  | 36306.63
ROXI | Roxie (SWMEPA) | E | 32095.78 | 0 | 8345.6 | 40441.38 |  | 40441.38
ROXI_MW | Roxie Microwave | E | 0 | 0 | 0 | 0 |  | 0
RULE | Ruleville (DELTA EPA) | E | 0 | 0 | 8609.37 | 8609.37 |  | 8609.37
SALE | Salem (MEPA) | E | 0 | 0 | 28046.93 | 28046.93 |  | 28046.93
SALE_MW | Salem Microwave | E | 0 | 0 | 0 | 0 |  | 0
SAWY | Sawyer SS | E | 0 | 0 | 141398.2 | 141398.2 | 141398.2 | 0
SBRA | South Brandon (SPEPA) | E | 0 | 0 | 38986.94 | 38986.94 |  | 38986.94
SCHL | Schlater (DELTA EPA) | E | 0 | 0 | 9843.74 | 9843.74 |  | 9843.74
SCLE | South Cleveland (DELTA EPA) | E | 0 | 0 | 11847.9 | 11847.9 |  | 11847.9
SENA | Southeast Natchez GOAB | E | 0 | 16787.61 | 86465.99 | 103253.6 |  | 103253.6
SENA_MW | Southeast Natchez Microwave | E | 46998.06 | 0 | 0 | 46998.06 |  | 46998.06
SHAD | Shady Grove (SPEPA) | E | 0 | 0 | 36474.02 | 36474.02 |  | 36474.02
SHAW | Shaw (DELTA EPA) | E | 0 | 0 | 15802.67 | 15802.67 |  | 15802.67
SHEC | Shelby (COAHOMA EPA) | E | 0 | 0 | 8236.8 | 8236.8 |  | 8236.8
SHED | Shelby (DELTA EPA) | E | 0 | 0 | 9054.85 | 9054.85 |  | 9054.85
SILC | Silver Creek SW (Leased) | E | 0 | 0 | 0 | 0 |  | 0
SILG | Silver Creek GT 115kV SS & MW | E | 0 | 3378796.31 | 3303075.33 | 6681871.64 | 6681871.64 | 0
SILV | Silver Creek 115kV SS (EMI) & METER (SPEPA) | E | 0 | 2494944.15 | 1652790.27 | 4147734.42 | 4140995.5 | 6738.92
SMIT | Smithdale (MEPA) | E | 0 | 0 | 21599.13 | 21599.13 |  | 21599.13
SNAT | South Natchez (SWMEPA) | E | 0 | 0 | 35433.09 | 35433.09 |  | 35433.09
SRED | South Redwood (YVEPA) | E | 0 | 0 | 22475.42 | 22475.42 |  | 22475.42
SRED_S | South Redwood 115kV SS | E | 0 | 289107.59 | 131890.11 | 420997.7 | 420997.7 | 0
STRN | Stringtown (DELTA EPA) | E | 0 | 0 | 13919.7 | 13919.7 |  | 13919.7
SUMM | Summitt Microwave | E | 0 | 0 | 0 | 0 |  | 0
SUNF | Sunflower (COAHOMA EPA) | E | 0 | 0 | 33833.65 | 33833.65 |  | 33833.65
SWDE | Dexter 115kV SS | E | 0 | 0 | 168949.07 | 168949.07 |  | 168949.07
SWIF | Swiftwater (TCEPA) | E | 0 | 0 | 20169.71 | 20169.71 |  | 20169.71
SWMS | Southwest Mobile | E | 0 | 0 | 9442.92 | 9442.92 |  | 9442.92
TCMS | Twin County Mobile | E | 0 | 0 | 14544.27 | 14544.27 |  | 14544.27
TENN | Tennesse Gas (TCEPA) | E | 0 | 0 | 5429.91 | 5429.91 |  | 5429.91
TINS_S | Tinsley 115KV SS | E | 0 | 0 | 35110.02 | 35110.02 | 13702.49 | 21407.53
TOPI_MW | Topisaw Microwave | E | 52162.85 | 0 | 0 | 52162.85 | 0 | 52162.85
TUNI | Tunica (COAHOMA EPA) | E | 0 | 0 | 7747.94 | 7747.94 |  | 7747.94
TWNK | Twinkletown (COAHOMA EPA) | E | 0 | 0 | 15148.2 | 15148.2 |  | 15148.2
TYLR | Tylertown (MEPA) | E | 0 | 0 | 23819.43 | 23819.43 |  | 23819.43
UTIC | Utica Jr College (SWMEPA) | E | 0 | 0 | 6395.76 | 6395.76 |  | 6395.76
UTIC_MW | Utica Microwave | E | 21146.46 | 0 | 0 | 21146.46 |  | 21146.46
UTIC_S | Utica (SWMEPA) | E | 0 | 0 | 362362.45 | 362362.45 |  | 362362.45
VAUG | Vaughn 115KV SS | E | 0 | 0 | 0 | 0 |  | 0
WALL | Walls station (COAHOMA EPA) | E | 0 | 0 | 8758.67 | 8758.67 |  | 8758.67
WASH | Washington 115kV SS | E | 0 | 0 | 15259.38 | 15259.38 |  | 15259.38
WASH_M | Washington (SWMEPA) | E | 0 | 0 | 12897.89 | 12897.89 |  | 12897.89
WCAN | West Canton Microwave | E | 20948.02 | 0 | 0 | 20948.02 |  | 20948.02
WCLE | West Cleveland (DELTA EPA) | E | 0 | 0 | 15413.74 | 15413.74 |  | 15413.74
WCLE_S | West Cleveland 115kV SS | E | 0 | 185598.23 | 130634.03 | 316232.26 | 316232.26 | 0
WINO | Winona (DELTA EPA) | E | 0 | 0 | 10357.37 | 10357.37 |  | 10357.37
WOOD | Woodville (SWMEPA) | E | 0 | 0 | 26089.34 | 26089.34 |  | 26089.34
WYAZ | West Yazoo 115kV SS & METER (YVEPA) | E | 0 | 0 | 160843.42 | 160843.42 | 148520.19 | 12323.23
YAZO | Yazoo Valley EPA Microwave (YVEEPA HQ) | E | 0 | 0 | 0 | 0 |  | 0
YVMS | Yazoo Valley Mobile | E | 0 | 0 | 14707.28 | 14707.28 |  | 14707.28
CUMB | Cumbest Bluff 115kV SS | M | 0 | 95025.65 | 324675.79 | 419701.44 |  | 419701.44
GULF | Gulfport | M | 0 | 0 | 0 | 0 |  | 0
HILLSDALE | Hillsdale LEASE | M | 0 | 265844.6 | 381946.72 | 647791.32 |  | 647791.32
KILN | Kiln Coast | M | 12341.21 | 0 | 0 | 12341.21 |  | 12341.21
MAXI_G | Maxie LEASED | M | 0 | 198371.88 | 455302.48 | 653674.36 |  | 653674.36
NECA | Necaise MW | M | 0 | 0 | 0 | 0 |  | 0
OAK GROVE | Oak Grove LEASE | M | 0 | 171732.99 | 409091.91 | 580824.9 |  | 580824.9
SERC_C | SERC Hotline (SOCO Richburg Tower) | M | 0 | 0 | 0 | 0 |  | 0
SPEN | Spence (Coast) | M | 0 | 0 | 0 | 0 |  | 0
VIDIA_M | Vidalia 25kv Meter | M | 0 | 0 | 33015.27 | 33015.27 |  | 33015.27
WATT | Watts (Coast) | M | 0 | 0 | 0 | 0 |  | 0
ALEC | Aleco Firetower (SREPA) | MB | 45740.63 | 708367.27 | 282686.58 | 1036794.48 |  | 1036794.48
CEDR | Cedar Lake (Coast Sub) | MB | 0 | 0 | 10131.82 | 10131.82 |  | 10131.82
DXPL | Dixie Pipeline | MB | 0 | 0 | 7218.89 | 7218.89 |  | 7218.89
HAMF | Hamill Farm (SREPA) | MB | 0 | 0 | 34220.13 | 34220.13 |  | 34220.13
HBGIN | Hattiesburg Industrial (PRVEPA) | MB | 0 | 0 | 11294.28 | 11294.28 |  | 11294.28
HWY15 | Highway 15 (Coast) | MB | 0 | 0 | 8786.86 | 8786.86 |  | 8786.86
JOEBAT | Joe Batt Rd (SREPA) | MB | 0 | 0 | 12910.53 | 12910.53 |  | 12910.53
LIZA | Lizana (Coast) | MB | 0 | 0 | 36279.27 | 36279.27 |  | 36279.27
MONA | Monaco Lake (SREPA) | MB | 0 | 0 | 11019.44 | 11019.44 |  | 11019.44
MRTNB | Martin Bluff (SREPA) | MB | 0 | 0 | 10283 | 10283 |  | 10283
NECA_S | Necaise (Coast) | MB | 0 | 0 | 8459.21 | 8459.21 |  | 8459.21
NLUC | North Lucedale (SREPA) | MB | 0 | 0 | 9004.33 | 9004.33 |  | 9004.33
SLUC | South Lucedale (SREPA) | MB | 0 | 0 | 9251.92 | 9251.92 |  | 9251.92
SUNP | Sunplex (SREPA) | MB | 0 | 0 | 27448.5 | 27448.5 |  | 27448.5
AGRI | Agricola 69kV SS (SREPA) | S | 6071.69 | 257659.63 | 267741.22 | 531472.54 | 513140.4 | 18332.14
BASI | Basin GOAB (moved to Lines Tab) | S | 0 | 0 | 0 | 0 |  | 0
BASI_M | Basin (SREPA) | S | 0 | 0 | 11733.99 | 11733.99 |  | 11733.99
BASS | Bassfield (PRVEPA) | S | 0 | 0 | 12087.82 | 12087.82 |  | 12087.82
BAXT | Baxterville (PRVEPA) | S | 4347.42 | 136303.17 | 177005.6 | 317656.19 | 305469.6 | 12186.59
BAYS | Bay Springs (SPEPA) | S | 0 | 0 | 49243.22 | 49243.22 |  | 49243.22
BELL | Bellevue (PRVEPA) | S | 0 | 0 | 38431.33 | 38431.33 |  | 38431.33
BENN | Benndale 231/161/69kV Sub | S | 0 | 1728775.95 | 7185485.51 | 8914261.46 | 8914261.46 | 0
BIGL | Big Level (PRVEPA) | S | 0 | 59817.82 | 159577.8 | 219395.62 | 198096.93 | 21298.69
BNGT | Benndale GT 69kV SS & MW | S | 0 | 19575.18 | 369142.95 | 388718.13 | 388718.13 | 0
BNSR | Benndale (SREPA) | S | 0 | 0 | 16223.47 | 16223.47 |  | 16223.47
BREW | Brewer (SREPA) | S | 0 | 0 | 16938.96 | 16938.96 |  | 16938.96
BRLR | Brownlee Road | S | 6331.22 | 179943.36 | 129239.07 | 315513.65 | 315513.65 | 0
BUCK | Bucatunna (DIXIE EPA) | S | 0 | 0 | 15988.42 | 15988.42 |  | 15988.42
BURR | Burr Creek (DIXIE EPA) | S | 0 | 0 | 10893.44 | 10893.44 |  | 10893.44
CLAR | Clara (DIXIE EPA) | S | 0 | 0 | 9427.07 | 9427.07 |  | 9427.07
CLEO | Cleo 69kV SS & MW | S | 0 | 99600.48 | 535010.45 | 634610.93 | 634610.93 | 0
CLEO_M | Cleo (DIXIE EPA) | S | 0 | 0 | 24719.34 | 24719.34 |  | 24719.34
COLC | Colonial Collins (SPEPA) | S | 0 | 0 | 9181.38 | 9181.38 |  | 9181.38
COLE | Cole Road 161/69KV SUB | S | 0 | 1449652.32 | 5587760.04 | 7037412.36 | 7037412.36 | 0
COLK | Colonial Kola (SPEPA) | S | 0 | 0 | 20853.87 | 20853.87 |  | 20853.87
COLU | Columbia 161/69kV SUB, MW, & METER (PRVEPA) | S | 0 | 257659.64 | 3446333.7 | 3703993.34 | 3695125.75 | 8867.59
DECA | Decatur (SPEPA) | S | 0 | 81965.57 | 150970.41 | 232935.98 | 225078.49 | 7857.49
DIAM | Diamond (DIXIE EPA) | S | 0 | 0 | 16969.46 | 16969.46 |  | 16969.46
DXMS | Dixie Electric Mobile | S | 0 | 0 | 13627.7 | 13627.7 |  | 13627.7
ELLI | Ellisville Junction (DIXIE EPA) | S | 0 | 511538.72 | 683923.05 | 1195461.77 | 1177672.66 | 17789.11
EMIN | Eminence (SPEPA) | S | 0 | 0 | 9408.81 | 9408.81 |  | 9408.81
EUCU | Eucutta (DIXIE EPA) | S | 0 | 0 | 17060.82 | 17060.82 |  | 17060.82
FOC | Field Operations Center | S | 0 | 0 | 3801.78 | 3801.78 |  | 3801.78
FOXW | Foxworth 69kV SS & MW | S | 22621.62 | 252700.56 | 304160.04 | 579482.22 | 556860.6 | 22621.62
FOXW_M | Foxworth (PRVEPA) | S | 0 | 404.7 | 62534.68 | 62939.38 | 53996.48 | 8942.9
GLAD | Glade (DIXIE EPA) | S | 0 | 0 | 13231.23 | 13231.23 |  | 13231.23
GOSS | Goss (PRVEPA) | S | 0 | 0 | 9378.8 | 9378.8 |  | 9378.8
GPTA | GP Taylorsville (SPEPA) | S | 0 | 0 | 19075.6 | 19075.6 |  | 19075.6
GPTA_S | GP Taylorsville 69kV SS | S | 0 | 388618.41 | 407398.66 | 796017.07 | 796017.07 | 0
GWIJ | Gwinville Junction 69kV SS | S | 0 | 289614.02 | 415891.35 | 705505.37 | 705505.37 | 0
GWIN | Gwinville (SPEPA) | S | 0 | 68770.36 | 159181.49 | 227951.85 | 196826.18 | 31125.67
HATH | Hathorn 69kV SS, MW, & METER (PVEPA) LANTATION PIPELINE | S | 0 | 455082.19 | 403475.78 | 858557.97 | 845196.41 | 13361.56
HEBR | Hebron (DIXIE EPA) | S | 0 | 0 | 10597.5 | 10597.5 |  | 10597.5
HEID | Heidelberg (SPEPA) | S | 0 | 0 | 36142.08 | 36142.08 |  | 36142.08
HEID_C | Heidelberg MW | S | 0 | 0 | 0 | 0 |  | 0
HINS | Hintonville (SREPA) | S | 0 | 0 | 8489.6 | 8489.6 |  | 8489.6
HINT | Hintonville 161/69kV SUB & MW | S | 0 | 272043.05 | 2074612.9 | 2346655.95 | 2346655.95 | 0
HOLS | Holly Springs (PRVEPA) | S | 0 | 0 | 19990.18 | 19990.18 |  | 19990.18
HOME | Homewood 161/69kV SUB, MW, & METER (SPEPA) | S | 0 | 391208.54 | 2946546.47 | 3337755.01 | 3322209.66 | 15545.35
HOY | Hoy 69kV SS & METER (DIXIE) | S | 0 | 67746.12 | 686263.89 | 754010.01 | 745510.33 | 8499.68
HQ | Headquarters | S | 0 | 0 | 1965.28 | 1965.28 |  | 1965.28
HWY588 | Highway 588 | S | 0 | 0 | 15646.24 | 15646.24 |  | 15646.24
KITR | Kittrell MW | S | 0 | 0 | 0 | 0 |  | 0
KITT | Kittrell (SREPA) | S | 0 | 0 | 22859.35 | 22859.35 |  | 22859.35
KOCH | Koch Foods | S | 0 | 0 | 1727.68 | 1727.68 |  | 1727.68
LAKE | Lake (SPEPA) | S | 0 | 0 | 9956.07 | 9956.07 |  | 9956.07
LAKS | Lake Serene (PRVEPA) | S | 0 | 0 | 45420.63 | 45420.63 |  | 45420.63
LEAF | Leaf River (DIXIE EPA) | S | 0 | 0 | 6866.17 | 6866.17 |  | 6866.17
LEAK | Leakesville (SREPA) | S | 0 | 0 | 8616.99 | 8616.99 |  | 8616.99
LONE | Lone Star (SPEPA) | S | 0 | 0 | 22188.04 | 22188.04 |  | 22188.04
LONE_C | Lone Star MW | S | 69146.58 | 0 | 0 | 69146.58 |  | 69146.58
LUCE | Lucedale (SREPA) | S | 0 | 0 | 8923.69 | 8923.69 |  | 8923.69
LUMB | Lumberton 161/69kV SUB, MW, & METER (PRVEPA) | S | 0 | 158702.1 | 2197524.27 | 2356226.37 | 2347423.66 | 8802.71
LYNN | Lynn Ray Rd | S | 44512.9 | 502695.02 | 177952.28 | 725160.2 |  | 725160.2
MACE | Macedonia (DIXIE EPA) | S | 0 | 0 | 24563.03 | 24563.03 |  | 24563.03
MACE_S | Macedonia 69kV SS | S | 0 | 381918.98 | 571123.15 | 953042.13 | 953042.13 | 0
MADD | Maddox (SPEPA) | S | 0 | 0 | 18148.15 | 18148.15 |  | 18148.15
MAGE | Magee 161/115/69kV SUB, MW, METER (SPEPA) | S | 0 | 269594.95 | 7373037.83 | 7642632.78 | 7628137.76 | 14495.02
MART | Martinville | S | 0 | 394018.74 | 420697.08 | 814715.82 | 814715.82 | 0
MART_M | Martinville (SPEPA) | S | 0 | 0 | 18115.06 | 18115.06 |  | 18115.06
MCLA | Mclain (SREPA) | S | 0 | 0 | 6780.96 | 6780.96 |  | 6780.96
MCLA_C | McLain MW | S | 0 | 0 | 0 | 0 |  | 0
MISS | Missionary 161/69kV SUB & MW | S | 0 | 1447539.2 | 2229285.95 | 3676825.15 | 3676825.15 | 0
MOBILE_SM | SMEPA Mobile | S | 0 | 0 | 6892331.67 | 6892331.67 |  | 6892331.67
MORT | Morton 69kV SW & METER (SPEPA) | S | 0 | 0 | 94820.12 | 94820.12 |  | 94820.12
MOSE | Moselle 161/69kV Sub | S | 0 | 2050581.56 | 13646278.24 | 15696859.8 | 15696859.8 | 0
MOSE_C | Plant Moselle MW | S | 0 | 0 | 0 | 0 |  | 0
MR161 | Plant Morrow 161kV SS | S | 0 | 325287.07 | 5665576.73 | 5990863.8 | 5990863.8 | 0
NCOL | North Collins 69kV SS & METER (SPEPA) | S | 0 | 544111.6 | 551267.13 | 1095378.73 | 1070972.54 | 24406.19
NEWT | Newton SS & NETER (SPEPA) | S | 0 | 374457.68 | 552133.77 | 926591.45 | 891645.19 | 34946.26
NHAT | North Hattiesburg (SPEPA) | S | 0 | 0 | 13052.06 | 13052.06 |  | 13052.06
NPET | North Petal (DIXIE EPA) | S | 0 | 0 | 23682.79 | 23682.79 |  | 23682.79
OAKV | Oakvale (PRVEPA) | S | 0 | 0 | 16957.69 | 16957.69 |  | 16957.69
OLDA | Old Augusta (DIXIE EPA) | S | 0 | 0 | 12187.18 | 12187.18 | 0 | 12187.18
OLOH | Oloh MW | S | 0 | 0 | 1399.95 | 1399.95 |  | 1399.95
PAUL | Paulding 69kV SS & MW | S | 0 | 11525.93 | 496611.79 | 508137.72 | 508137.72 | 0
PERK | Perkinston MW | S | 126536.06 | 0 | 0 | 126536.06 |  | 126536.06
PETA | Petal (DIXIE EPA) | S | 0 | 0 | 23161.92 | 23161.92 |  | 23161.92
PICW | Pickwick (PRVEPA) | S | 0 | 0 | 22762.58 | 22762.58 |  | 22762.58
PINO | Pinola (SPEPA) | S | 0 | 0 | 16856.76 | 16856.76 |  | 16856.76
PLAN | Plantation Pipeline (SREPA) | S | 0 | 0 | 10481.25 | 10481.25 |  | 10481.25
PMOR | Plant Morrow MW | S | 0 | 0 | 0 | 0 |  | 0
POLK | Polkville (SPEPA) | S | 0 | 0 | 25863.06 | 25863.06 |  | 25863.06
POLK_S | Polkville 161/69Kv Substaion | S | 51359.92 | 1465242.72 | 1864904.15 | 3381506.79 | 3381506.79 | 0
PREN | Prentiss 69kV SS & METER (SPEPA) | S | 0 | 0 | 292289.93 | 292289.93 | 284848.41 | 7441.52
PRENT | Prentiss69KV XX | S | 28000 | 2102771.63 | 1852442.76 | 3983214.39 | 3983214.39 | 0
PRMS | Pearl River Vally Mobile | S | 0 | 0 | 10023.35 | 10023.35 |  | 10023.35
PUCK | Puckett (SPEPA) | S | 0 | 0 | 19225.52 | 19225.52 |  | 19225.52
PURB | Purvis Bulk 230/161kV SUB & MW | S | 0 | 337850.05 | 8283841.03 | 8621691.08 | 8621691.08 | 0
PURV | Purvis (PRVEPA) | S | 0 | 0 | 10131.63 | 10131.63 |  | 10131.63
RAWL | Rawls Springs 69kV SS, MW, & METER (SPEPA) | S | 0 | 78368.21 | 582538.42 | 660906.63 | 649055.44 | 11851.19
RICH | Richburg (PRVEPA) | S | 0 | 0 | 8374.6 | 8374.6 |  | 8374.6
ROCK | Rocky Creek 69KV SS & METER (SREPA) | S | 0 | 56398.76 | 631141.75 | 687540.51 | 679121.84 | 8418.67
ROSE | Rose Hill (SPEPA) | S | 0 | 0 | 7500.99 | 7500.99 |  | 7500.99
SAND | Sand Hill GOAB (Moved to Lines Tab) | S | 0 | 0 | 0 | 0 |  | 0
SAND_C | Sand Hill MW | S | 0 | 0 | 0 | 0 |  | 0
SAND_M | Sand Hill (SREPA) | S | 0 | 0 | 21663.31 | 21663.31 |  | 21663.31
SAWM | Sawmill Road (SREPA) | S | 0 | 0 | 11422.05 | 11422.05 |  | 11422.05
SCLL | South Collins (SPEPA) | S | 0 | 0 | 39178.39 | 39178.39 |  | 39178.39
SCOL | South Collins 69kV SS, MW, & METER (SPEPA) | S | 0 | 69534 | 441077.11 | 510611.11 | 503212.59 | 7398.52
SEGR | Southeast Greene 230/161/69Kv Sub & MW | S | 144266.88 | 3701068.18 | 3468421.78 | 7313756.84 | 7313756.84 | 0
SHAR | Sharon (DIXIE EPA) | S | 0 | 0 | 22247.54 | 22247.54 |  | 22247.54
SHEL | Shelton (DIXIE EPA) | S | 0 | 2280.02 | 13159.58 | 15439.6 |  | 15439.6
SHOY | South Hoy (DIXIE EPA) | S | 0 | 35222.08 | 48378.3 | 83600.38 | 28808.59 | 54791.79
SHOY_S | South Hoy 161/69Kv Substation | s | 0 | 2134549.97 | 2446800.3 | 4581350.27 | 4581350.27 | 0
SOUTH HATTIESBURG | South Hattiesburg LEASE | S | 0 | 197221.93 | 412321.73 | 609543.66 |  | 609543.66
SPMS | Southern Pine Mobile | S | 0 | 0 | 11274.08 | 11274.08 |  | 11274.08
STAT | State Line 69kV SW, MW, & METER (SREPA) | S | 0 | 96650.68 | 625177.63 | 721828.31 | 710296.14 | 11532.17
STCR | Station Creek 161/69kV SUB & MW | S | 0 | 1869824.98 | 2004929.98 | 3874754.96 | 3874754.96 | 0
STIL | Stillmore (PRVEPA) | S | 0 | 78336.83 | 146324.31 | 224661.14 | 212361.9 | 12299.24
STRI | Stringer (SPEPA) | S | 0 | 0 | 8630.89 | 8630.89 |  | 8630.89
SUMR | Sumrall (PRVEPA) | S | 0 | 0 | 8590.18 | 8590.18 |  | 8590.18
SWAY | South Waynesboro (DIXIE EPA) | S | 0 | 0 | 151340.43 | 151340.43 | 130117.89 | 21222.54
SWLST | Southwest Lone Star | S | 20097.22 | 1069008.46 | 737207.2 | 1826312.88 | 1826312.88 | 0
SYLG | Sylvarena GT 69kV SS | S | 0 | 1562231.93 | 1221846.77 | 2784078.7 | 2784078.7 | 0
SYLG_C | Sylvarena GT MW | S | 0 | 0 | 0 | 0 |  | 0
SYLV | Sylvarena 69kV SS, MW, & METER (SPEPA) | S | 0 | 124168.47 | 357483.52 | 481651.99 | 474650.1 | 7001.89
TANN | Tanner Chapel (SREPA) | S | 0 | 0 | 15774.12 | 15774.12 |  | 15774.12
TAYL | Taylorsville 69kV SS & METER (SPEPA) | S | 0 | 177076.02 | 417077.36 | 594153.38 | 552886.88 | 41266.5
TRAX | Traxler MW | S | 0 | 0 | 0 | 0 |  | 0
WALD | Waldrup 69kV SS | S | 0 | 388415.55 | 550643.69 | 939059.24 | 939059.24 | 0
WAYN | Waynesboro 230/161/69kV SUB & MW | S | 0 | 904605.79 | 5633628.65 | 6538234.44 | 6538234.44 | 0
WHAT | West Hattiesburg LEASED | S | 0 | 208648.98 | 544900.68 | 753549.66 |  | 753549.66
WHAT_S | West Hattiesburg 69kV SS | S | 0 | 283655.61 | 486947.47 | 770603.08 | 770603.08 | 0
WHIS | Whistler 69kV SS | S | 0 | 4742.33 | 27487.84 | 32230.17 | 32230.17 | 0
WHIS_M | Whistler (DIXIE EPA) | S | 0 | 0 | 12763.97 | 12763.97 |  | 12763.97
WHOA | White Oak | S | 42839.26 | 1012377.76 | 796149.73 | 1851366.75 | 1851366.75 | 0
WLAU | West Laurel (DIXIE EPA) | S | 0 | 75505.61 | 148194.74 | 223700.35 | 214964.73 | 8735.62
WMOS | West Moselle (DIXIE EPA) | S | 0 | 0 | 12726.26 | 12726.26 |  | 12726.26
WRIC | West Richton (DIXIE EPA) | S | 0 | 0 | 19230.82 | 19230.82 |  | 19230.82
WWAY | West Waynesboro (DIXIE) | S | 0 | 0 | 8774.45 | 8774.45 |  | 8774.45
5POINT_C | Five Points |  | 0 | 0 | 0 | 0 |  | 0
LAND | Station Right of Way Undesignated Land (9) | (5) | 1014017.77 | 0 | 0 | 1014017.77 | 1014017.77 | 0
| Totals |  | 2351768.45 | 40838713.56 | 115208943.14 | 158399425.15 | 140182180.81 | 18217244.34
Undesignated Land Excluded
[6 empty] | (3) | (3) | (3)
|  | SMEPA | 566130.77 | 31464869.17 | 102246762.51 | 134277762.45 | 123490986.08 | 10786776.37
|  | EMI | 713538.07 | 7934502 | 10879153.7 | 19527193.77 | 15677176.96 | 3850016.81
|  | MPCO | 58081.84 | 1439342.39 | 2083026.93 | 3580451.16 | 0 | 3580451.16
|  |  | 1337750.68 | 40838713.56 | 115208943.14 | 157385407.38 | 139168163.04 | 18217244.34
(4)
[6 empty] | 88.43% | 139168163.04 | (5a)
| Acct 391 & 397 Office Equipemnt & Communication Equipment Excluded |  |  |  |  | (6) | 88.74%
| Sorted by Area than Location |  |  |  |  | (7) | 11.26%
(1) | MISO Incudable SUB - MISO Report supplied by Gary Hudson |  |  |  | (5a) | SMEPA | 899789.5178 | 0
(1) | MISO Includable SUB = Total - Metering Equipment located at includable sub ( Metering Equipment Hard coded value |  |  |  | (5b) | EMI | 114228.2522 | 0
| in (1) MISO Includable SUB |  |  |  |  | MPCO | 0 | 0
(2) | MISO Excludable SUB = Total - (1) |  |  |  |  | (9) | 1014017.77 | 0
(3) | Totals by Area - SMEPA, EMI, MPCO Total, Includable, Excludable
(4) | % of MISO Includable SUB to Total , to be used to Allocate Unassigned ROW $ (5) as Includable or Excludable
(5) | Station ROW Undesignated Land to be allocated to Areas based on Area's % to Total (4) |  |  |  |  | SMEPA | 124390775.5978 | 10786776.37
| Detemination was made that no Undesignated Land was associated with MPCO SUB, SMEPA not Owned |  |  |  | (8) | EMI | 15791405.2122 | 3850016.81
(5a) | Station ROW Undesignated Land to be allocated to SMEPA |  |  |  |  | MPCO | 0 | 3580451.16
[7 empty] | 140182180.81 | 18217244.34
(6) | % of Includable to Area, used to allocate Station ROW Undesignated Land Column H Row 332 / Column H Row 335
(7) | % of Includable to Area, used to allocate Station ROW Undesignated Land Column H Row 333/ Column H Row 335
(8) | MISO Includable SUB and Excludable SUB $ including ROW by Area
-9 | For 2013, SMEPA determined that Station Land was all owned by SMEPA. 2012 Attachment O reflected $120,701.59 as MISO Excludable based on allocation of
includable vs excludable amounts in SMEPA system. The deductions /MISO Excludable Sub amounts in the SMEPA area were deductions for metering equipment.
Land is actually owned by SMEPA. 100% of Undesigned Land is associated with SMEPA stations
MISO Stations Totals exclude SAND & BASIN GOAB on SMEPA Stations TAB $386,281.41-moved to MISO Lines, per MISO
Note on H7: bvinson: deductions represent deducts for value of metering equipment
Note on H202: Marty Pulliam: Added Cap Bank Assets (see worksheet Email(2) from Jason Goar)
Note on H206: Marty Pulliam: Added Cap Bank Assets (see worksheet Email(2) from Jason Goar)
Note on H220: Marty Pulliam: Added Cap Bank Assets (see worksheet Email(2) from Jason Goar)
Note on H228: Marty Pulliam: Added Cap Bank Assets (see worksheet Email(2) from Jason Goar)
Note on H234: Marty Pulliam: Added Cap Bank Assets (see worksheet Email(2) from Jason Goar)
Note on H308: Marty Pulliam: Added Cap Bank Assets (see worksheet Email(2) from Jason Goar)
Note on H313: Marty Pulliam: Added Cap Bank Assets (see worksheet Email(2) from Jason Goar)
Note on H316: Marty Pulliam: Added Cap Bank Assets (see worksheet Email(2) from Jason Goar)
Note on H331: Marty Pulliam: Added Cap Bank Assets (see worksheet Email(2) from Jason Goar)

## BATESVILLE 2004 Trans
GAS TURBINE - COMBINED CYCLE | [18 empty] | 106201 | 106202 | 106203 | 1062
| 33 | 05.01.00.02.01 | Main transformer | Main transformer ST | 1GTB-XF-1 | C - EACH |  | I | 1 |  |  |  |  | 3.8/161126mva -three 18/161200mva | original cost or take-off from single line diagram & interviews | 106201 | 540330.6089 | C - EACH | 540330.6089 | 0 | 0 | 0 | 540330.6089
| 33 | 05.01.00.02.01 | Main transformer | Main transformer ST | 1GTB-XF-2 | C - EACH |  | I |  | 1 |  |  |  | 3.8/161126mva -three 18/161200mva | original cost or take-off from single line diagram & interviews | 106202 | 519555.5732 | C - EACH | 0 | 519555.5732 | 0 | 0 | 519555.5732
| 33 | 05.01.00.02.01 | Main transformer | Main transformer ST | 1GTB-XF-3 | C - EACH |  | I |  |  | 1 |  |  | 3.8/161126mva -three 18/161200mva | original cost or take-off from single line diagram & interviews | 106203 | 519565.7242 | C - EACH | 0 | 0 | 519565.7242 | 0 | 519565.7242
| 33 | 05.01.00.02.01 | Main transformer | Main transformer GT | 1GTG-XF-1 | C - EACH |  | I | 1 |  |  |  |  | 3.8/161126mva -three 18/161200mva | original cost or take-off from single line diagram & interviews | 106201 | 1086534.3767 | C - EACH | 1086534.3767 | 0 | 0 | 0 | 1086534.3767
| 33 | 05.01.00.02.01 | Main transformer | Main transformer GT | 1GTG-XF-2 | C - EACH |  | I |  | 1 |  |  |  | 3.8/161126mva -three 18/161200mva | original cost or take-off from single line diagram & interviews | 106202 | 1044758.4896 | C - EACH | 0 | 1044758.4896 | 0 | 0 | 1044758.4896
| 33 | 05.01.00.02.01 | Main transformer | Main transformer GT | 1GTG-XF-3 | C - EACH |  | I |  |  | 1 |  |  | 3.8/161126mva -three 18/161200mva | original cost or take-off from single line diagram & interviews | 106203 | 1044778.9019 | C - EACH | 0 | 0 | 1044778.9019 | 0 | 1044778.9019
| 33 | 05.01.00.03.01 | Unit auxiliaries transformer | Unit auxiliaries transformer | CA-PD-XF-1 | C - EACH |  | I |  |  |  | 1 |  | 161/4.16 | original cost or take-off from single line diagram & interviews | 1062 | 211624.1799 | C - EACH | 0 | 0 | 0 | 211624.1799 | 211624.1799
| 33 | 05.01.00.03.01 | Unit auxiliaries transformer | Unit auxiliaries transformer | CA-PD-XF-2 | C - EACH |  | I |  |  |  | 1 |  | 161/4.16 | original cost or take-off from single line diagram & interviews | 1062 | 211624.1799 | C - EACH | 0 | 0 | 0 | 211624.1799 | 211624.1799
| 33 | 05.02.00.01.01 | Switchyard | circuit breakers | CPPA-52-1 |  |  | I | 1 |  |  |  |  | 1200A 161KV | take-off from single line diagram & interviews | 106201 | 22949.1562 |  | 22949.1562 | 0 | 0 | 0 | 22949.1562
| 33 | 05.02.00.01.01 | Switchyard | circuit breakers | CPPA-52-2 |  |  |  | 1 |  |  |  |  | 1200A 161KV |  | 106201 | 22949.1562 |  | 22949.1562 | 0 | 0 | 0 | 22949.1562
| 33 | 05.02.00.01.01 | Switchyard | circuit breakers | CPPA-52-3 |  |  |  |  | 1 |  |  |  | 1200A 161KV |  | 106202 | 22066.7898 |  | 0 | 22066.7898 | 0 | 0 | 22066.7898
| 33 | 05.02.00.01.01 | Switchyard | circuit breakers | CPPA-52-4 |  |  |  |  | 1 |  |  |  | 1200A 161KV |  | 106202 | 22066.7898 |  | 0 | 22066.7898 | 0 | 0 | 22066.7898
| 33 | 05.02.00.01.01 | Switchyard | circuit breakers | CPPA-52-5 | [5 empty] | 1 |  |  | 1200A 161KV |  | 106203 | 22067.221 |  | 0 | 0 | 22067.221 | 0 | 22067.221
| 33 | 05.02.00.01.01 | Switchyard | circuit breakers | CPPA-52-6 | [5 empty] | 1 |  |  | 1200A 161KV |  | 106203 | 22067.221 |  | 0 | 0 | 22067.221 | 0 | 22067.221
| 33 | 05.02.00.01.01 | Switchyard | circuit breakers | CPPA-52-7 | [6 empty] | 1 |  | 1200A 161KV |  | 1062 | 18396.5277 |  | 0 | 0 | 0 | 18396.5277 | 18396.5277
| 33 | 05.02.00.01.01 | Switchyard | circuit breakers | CPPA-52-8 | [6 empty] | 1 |  | 1200A 161KV |  | 1062 | 18396.5277 |  | 0 | 0 | 0 | 18396.5277 | 18396.5277
| 33 | 05.02.00.01.01 | Switchyard | circuit breakers | CPPA-52-9 | [6 empty] | 1 |  | 3000A 161KV |  | 1062 | 18396.5277 |  | 0 | 0 | 0 | 18396.5277 | 18396.5277
| 33 | 05.02.00.01.01 | Switchyard | circuit breakers | CPPA-52-10 | [6 empty] | 1 |  | 3000A 161KV |  | 1062 | 18396.5277 |  | 0 | 0 | 0 | 18396.5277 | 18396.5277
| 33 | 05.02.00.01.01 | Switchyard | circuit breakers | CPPA-52-11 | [6 empty] | 1 |  | 3000A 161KV |  | 1062 | 18396.5277 |  | 0 | 0 | 0 | 18396.5277 | 18396.5277
| 33 | 05.02.00.01.01 | Switchyard | circuit breakers | CPPA-52-12 | [6 empty] | 1 |  | 3000A 161KV |  | 1062 | 18396.5277 |  | 0 | 0 | 0 | 18396.5277 | 18396.5277
| 33 | 05.02.00.01.01 | Switchyard | circuit breakers | CPPA-52-13 | [6 empty] | 1 |  | 3000A 161KV |  | 1062 | 18396.5277 |  | 0 | 0 | 0 | 18396.5277 | 18396.5277
| 33 | 05.03.00.01.01 | Switchyard | Sys protection devices |  |  |  | I |  |  |  | 1 | Line Differential relays, Bus differnetial relays, Breaker failure relays, Over current relays, ground relay, transfer trip relays. These devices are should be considers as a lot. |  | take-off from single line diagram & interviews | 1062 | 538790.5112 |  | 0 | 0 | 0 | 538790.5112 | 538790.5112
| 33 | 05.04.00.01.01 | Switchyard | Other equipment |  | C - per unit or some grouping that makes sense for the plant |  | I |  |  |  | 1 |  |  | take-off from single line diagram & interviews | 1062 | 1825598.0021 | C | 0 | 0 | 0 | 1825598.0021 | 1825598.0021
| 23 | 05.05.00.01.01 | Meters | MW Meter |  | C - per unit or some grouping that makes sense for the plant |  | I | 1 | [5 empty] | take-off from single line diagram & interviews | 106201 | 32611.9588 | C | 32611.9588 | 0 | 0 | 0 | 32611.9588
| 23 | 05.05.00.01.01 | Meters | MW Meter | [5 empty] | 1 | [5 empty] | 106202 | 31358.0698 |  | 0 | 31358.0698 | 0 | 0 | 31358.0698
| 23 | 05.05.00.01.01 | Meters | MW Meter | [6 empty] | 1 |  |  |  |  | 106203 | 31358.6824 |  | 0 | 0 | 31358.6824 | 0 | 31358.6824
| 23 | 05.05.00.01.01 | Meters | MW Back-up Meter |  |  |  |  | 1 | [6 empty] | 106201 | 32611.9588 |  | 32611.9588 | 0 | 0 | 0 | 32611.9588
| 23 | 05.05.00.01.01 | Meters | MW Back-up Meter | [5 empty] | 1 | [5 empty] | 106202 | 31358.0698 |  | 0 | 31358.0698 | 0 | 0 | 31358.0698
| 23 | 05.05.00.01.01 | Meters | MW Back-up Meter | [6 empty] | 1 |  |  |  |  | 106203 | 31358.6824 |  | 0 | 0 | 31358.6824 | 0 | 31358.6824
| 23 | 05.05.00.01.01 | Meters | Station Service Meter | [7 empty] | 1 |  |  |  | 1062 | 26142.434 |  | 0 | 0 | 0 | 26142.434 | 26142.434
| 23 | 05.05.00.01.01 | Meters | Station Service Meter | [7 empty] | 1 |  |  |  | 1062 | 26142.434 |  | 0 | 0 | 0 | 26142.434 | 26142.434
| 28 | 05.07.00.04.01 | Transformers | Transformers | CPPA-XF-1A | C - EACH |  | O |  |  |  | 1 |  | 400 MVA 161-230KV | original cost or take-off from single line diagram & interviews | 1062 | 506921.4855 | C - EACH | 0 | 0 | 0 | 506921.4855 | 506921.4855
| 28 | 05.07.00.04.01 | Transformers | Transformers | CPPA-XF-1A | C - EACH |  | O |  |  |  | 1 |  | 400 MVA 161-230KV | original cost or take-off from single line diagram & interviews | 1062 | 506921.4855 | C - EACH | 0 | 0 | 0 | 506921.4855 | 506921.4855
| 28 | 05.07.00.04.01 | Transformers | Transformers | CPPA-XF-1A | C - EACH |  | O |  |  |  | 1 |  | 400 MVA 161-230KV | original cost or take-off from single line diagram & interviews | 1062 | 506921.4855 | C - EACH | 0 | 0 | 0 | 506921.4855 | 506921.4855
| 28 | 05.07.00.04.01 | Transformers | Transformers | CPPA-XF-1A | C - EACH |  | O |  |  |  | 1 |  | 400 MVA 161-230KV | original cost or take-off from single line diagram & interviews | 1062 | 506921.4855 | C - EACH | 0 | 0 | 0 | 506921.4855 | 506921.4855 | 10076730.807
| 23 | 05.07.00.07.01 | Disconnects | Disconnect | CPPA DS-1 | C ? |  | O |  |  |  | 1 |  |  | take-off from single line diagram & interviews | 1062 | 41827.8945 | C ? | 0 | 0 | 0 | 41827.8945 | 41827.8945
| 23 | 05.07.00.07.01 | Disconnects | Disconnect | CPPA DS-2 | [6 empty] | 1 |  |  |  | 1062 | 41827.8945 |  | 0 | 0 | 0 | 41827.8945 | 41827.8945
| 23 | 05.07.00.07.01 | Disconnects | Disconnect | CPPA DS-3 | [6 empty] | 1 |  |  |  | 1062 | 41827.8945 |  | 0 | 0 | 0 | 41827.8945 | 41827.8945
| 23 | 05.07.00.07.01 | Disconnects | Disconnect | CPPA DS-4 | [6 empty] | 1 |  |  |  | 1062 | 41827.8945 |  | 0 | 0 | 0 | 41827.8945 | 41827.8945
| 23 | 05.07.00.07.01 | Disconnects | Disconnect | CPPA DS-5 | [6 empty] | 1 |  |  |  | 1062 | 41827.8945 |  | 0 | 0 | 0 | 41827.8945 | 41827.8945
| 23 | 05.07.00.07.01 | Disconnects | Disconnect | CPPA DS-6 | [6 empty] | 1 |  |  |  | 1062 | 41827.8945 |  | 0 | 0 | 0 | 41827.8945 | 41827.8945
| 23 | 05.07.00.07.01 | Disconnects | Disconnect | CPPA DS-7 | [6 empty] | 1 |  |  |  | 1062 | 41827.8945 |  | 0 | 0 | 0 | 41827.8945 | 41827.8945
| 23 | 05.07.00.07.01 | Disconnects | Disconnect | CPPA DS-8 | [6 empty] | 1 |  |  |  | 1062 | 41827.8945 |  | 0 | 0 | 0 | 41827.8945 | 41827.8945
| 23 | 05.07.00.07.01 | Disconnects | Disconnect | CPPA DS-9 | [6 empty] | 1 |  |  |  | 1062 | 41827.8945 |  | 0 | 0 | 0 | 41827.8945 | 41827.8945
| 23 | 05.07.00.07.01 | Disconnects | Disconnect | CPPA DS-10 | C ? |  | O |  |  |  | 1 |  |  | take-off from single line diagram & interviews | 1062 | 41827.8945 | C ? | 0 | 0 | 0 | 41827.8945 | 41827.8945
| 23 | 05.07.00.07.01 | Disconnects | Disconnect | CPPA DS-11 | C ? |  | O |  |  |  | 1 |  |  | take-off from single line diagram & interviews | 1062 | 41827.8945 | C ? | 0 | 0 | 0 | 41827.8945 | 41827.8945
| 23 | 05.07.00.07.01 | Disconnects | Disconnect | CPPA DS-12 | C ? |  | O |  |  |  | 1 |  |  | take-off from single line diagram & interviews | 1062 | 41827.8945 | C ? | 0 | 0 | 0 | 41827.8945 | 41827.8945
| 23 | 05.07.00.07.01 | Disconnects | Disconnect | CPPA DS-13 | C ? |  | O |  |  |  | 1 |  |  | take-off from single line diagram & interviews | 1062 | 41827.8945 | C ? | 0 | 0 | 0 | 41827.8945 | 41827.8945
| 23 | 05.07.00.07.01 | Disconnects | Disconnect | CPPA DS-14 | C ? |  | O |  |  |  | 1 |  |  | take-off from single line diagram & interviews | 1062 | 41827.8945 | C ? | 0 | 0 | 0 | 41827.8945 | 41827.8945
| 23 | 05.07.00.07.01 | Disconnects | Disconnect | CPPA DS-15 | C ? |  | O |  |  |  | 1 |  |  | take-off from single line diagram & interviews | 1062 | 41827.8945 | C ? | 0 | 0 | 0 | 41827.8945 | 41827.8945
| 23 | 05.07.00.07.01 | Disconnects | Disconnect | CPPA DS-16 | C ? |  | O |  |  |  | 1 |  |  | take-off from single line diagram & interviews | 1062 | 41827.8945 | C ? | 0 | 0 | 0 | 41827.8945 | 41827.8945
| 23 | 05.07.00.07.01 | Disconnects | Disconnect | CPPA DS-17 | C ? |  | O |  |  |  | 1 |  |  | take-off from single line diagram & interviews | 1062 | 41827.8945 | C ? | 0 | 0 | 0 | 41827.8945 | 41827.8945
| 23 | 05.07.00.07.01 | Disconnects | Disconnect | CPPA DS-18 | [6 empty] | 1 |  |  |  | 1062 | 41827.8945 |  | 0 | 0 | 0 | 41827.8945 | 41827.8945 | 752902.1001
10829632.9072
| 23 | 05.07.00.09.01 | Transmission Lines | Transmission Line 161KV | [7 empty] | 1 |  | Half Mile |  | 1062 | 65356.0851
| 23 | 05.07.00.09.01 | Transmission Lines | Transmission Line 161KV | [7 empty] | 1 |  | Half Mile |  | 1062 | 65356.0851
| 23 | 05.07.00.09.01 | Transmission Lines | Transmission Line 230KV | [7 empty] | 1 |  | Half Mile |  | 1062 | 94112.7625
224824.9327
11054457.8399
Allocation of
[5 empty] | % Transmission | [11 empty] | Unidentified
|  |  |  | From Batesville Supplied Ttail Balance | assets Identified | [11 empty] | TB $ to Identified Assets
|  |  | Transmission | 19025713.81 | Total E89 | 19025713.81 | [10 empty] | 4728356.3501
|  |  | Discounts CPPA DS-1 Thru 18 | 752902.0201 | 5.266% |  | 1001898.3151 | [9 empty] | 1001898.316
|  |  | Station Service Meters (2) | 52284.8581 | 0.3657% |  | 69576.2686 | [9 empty] | 69576.266
|  |  | Station Grounding | 538790.5112 | 3.768% |  | 716976.8307 | [9 empty] | 716976.8329
|  |  | Circuit Breakers (13) | 262942.0475 | 1.839% |  | 349901.0361 | [9 empty] | 349901.033 | Excludable
|  |  | Towers | 167311.58 | 1.17% |  | 222644.0966 | [9 empty] | 222644.0968 | 222644.0968
|  |  | Transformers (4) | 2027685.962 | 14.18% |  | 2698272.9398 | [9 empty] | 2698272.9444 | 674568.2361
|  |  | Uniterruptible Power Supply | 1159538.72 | 8.11% |  | 1543016.0353 | [9 empty] | 1543016.0364
|  |  | ST Transformers (3) | 1579451.8963 | 11.05% |  | 2101800.9719 | [9 empty] | 2101800.9685 | 2101800.9685
|  |  | GT Transformers (3) | 3176071.7681 | 22.21% |  | 4226447.6259 | [9 empty] | 4226447.6264 | 4226447.6264
|  |  | Auxiliaries Transformers (2) | 423248.3598 | 2.96% |  | 563223.112 | [9 empty] | 563223.1122 | 563223.1122
|  |  | MW Electronic Meters (6) | 190657.4219 | 1.334% |  | 253710.7655 | [9 empty] | 253710.7682 | 253710.7682
|  |  | Radio/Telemetry Equipment | 77846.36 | 0.5445% |  | 103591.3503 | [9 empty] | 103591.3504 | 103591.3504
|  |  | Radios - Communications System | 43831.23 | 0.3066% |  | 58326.8929 | [9 empty] | 58326.8929 | 58326.8929
|  |  | Control building | 12046.43 | 0.08426% |  | 16030.37 | [9 empty] | 16030.37
|  |  | Battery Load Bank | 1782325.36 | 12.47% |  | 2371767.81 | [9 empty] | 2371767.8117
|  |  | Switch Other Equipment | 1825598.0021 | 12.77% |  | 2429351.3786 | [9 empty] | 2429351.3831
161KV Transmission Line
|  |  | L184 | 65356.0851 | 0.4571% |  | 86970.3557 | [9 empty] | 86970.3492
|  |  | L185 | 65356.0851 | 0.4571% |  | 86970.3557 | [9 empty] | 86970.3492
|  |  | 230KV Transmission Line | 94112.7625 | 0.6583% |  | 125237.2994 | [9 empty] | 125237.3028
|  |  |  | 14297357.4599 | Total Transmission Assets Identified Baxterville Supplied TB
|  |  |  | 19025713.81 | [12 empty] | 19025713.81
Batesville Purchase File

## Batesville 2013 Trans
Asset # |  | Value |  | Excludable
245358 | Towers | 222644.1 |  | 222644.1
245359 | Uniterruptible Power Supply | 1543016.04
245360 | MW Elec Meters | 228710.77 |  | 228710.77
245361 | Radio/Telemetry Equip | 103591.35 |  | 103591.35
245362 | Radio - Comm System | 58326.89 |  | 58326.89
245363 | Battery Bank Load | 2371767.81
245364 | Station Svc Meters | 69576.27
245365 | Aux Transformers | 563223.11 |  | 563223.11
245366 | Misc Other Station Equip | 491417.23 | 5652273.57
245492 | L184 | 11071.59
245493 | L184 | 1062.87
245494 | L184 | 553.58
245495 | L184 | 590.48
245496 | L184 | 18006.85
245497 | L184 | 275.31
245498 | L184 | 6652.92 | 38213.6
245499 | L185 | 22143.19
245500 | L185 | 13285.91
245501 | L185 | 1062.87
245502 | L185 | 4982.22
245503 | L185 | 1771.45
245504 | L185 | 18175.13
245505 | L185 | 383.08 | 61803.85
245506 | L233 | 19928.87
245507 | L233 | 7381.06
245508 | L233 | 19928.87
245509 | L233 | 2480.04
245510 | L233 | 553.58
245511 | L233 | 2361.94
245512 | L233 | 62842.36
245513 | L233 | 1475.47
245514 | L233 | 7855.3 | 124807.49
245515 | SUB | 716976.83
245516 | SUB | 16030.37
245517 | SUB | 1001898.32
245518 | SUB | 349901.04
245519 | SUB | 2698272.94 |  | 674568.235 | 240/320/400 MVA GSU Transformer (1)
245520 | SUB | 2101800.97 |  | 2101800.97 | 69/90/112/120 Mva GSU Trnsmformer (3)
245521 | SUB | 2817631.76 |  | 2817631.76 | 117/156/193 MVA GSU Transformer (2)
245522 | SUB | 1408815.87 |  | 1408815.87 | 138/185/1230 MVA GSU Transformer (1)
245523 | SUB | 30745.04
245524 | SUB | 126823.3
245525 | SUB | 229744.67
245526 | SUB | 1624934.15 | 13348400.2
|  | 19000673.77 | 19000673.77 | 8179313.055
|  |  | Note 1 | Excludable
Note 1: | Batesville Transmission Assets Values per Fixed Assets System 12/31/13

## Batesville 2014 Trans
Asset # |  | Value |  | Excludable
245358 | Towers | 222644.1 |  | 222644.1
245359 | Uniterruptible Power Supply | 1543016.04
245360 | MW Elec Meters | 228710.77 |  | 228710.77
245361 | Radio/Telemetry Equip | 103591.35 |  | 103591.35
245362 | Radio - Comm System | 58326.89 |  | 58326.89
245363 | Battery Bank Load | 2371767.81
245364 | Station Svc Meters | 69576.27
245365 | Aux Transformers | 563223.11 |  | 563223.11
245366 | Misc Other Station Equip | 491417.23 | 5652273.57
245492 | L184 | 11071.59
245493 | L184 | 1062.87
245494 | L184 | 553.58
245495 | L184 | 590.48
245496 | L184 | 18006.85
245497 | L184 | 275.31
245498 | L184 | 6652.92 | 38213.6
245499 | L185 | 22143.19
245500 | L185 | 13285.91
245501 | L185 | 1062.87
245502 | L185 | 4982.22
245503 | L185 | 1771.45
245504 | L185 | 18175.13
245505 | L185 | 383.08 | 61803.85
245506 | L233 | 19928.87
245507 | L233 | 7381.06
245508 | L233 | 19928.87
245509 | L233 | 2480.04
245510 | L233 | 553.58
245511 | L233 | 2361.94
245512 | L233 | 62842.36
245513 | L233 | 1475.47
245514 | L233 | 7855.3 | 124807.49
245515 | SUB | 716976.83
245516 | SUB | 16030.37
245517 | SUB | 1001898.32
245518 | SUB | 349901.04
245519 | SUB | 2698272.94 |  | 674568.235 | 240/320/400 MVA GSU Transformer (1)
245520 | SUB | 2101800.97 |  | 2101800.97 | 69/90/112/120 Mva GSU Trnsmformer (3)
245521 | SUB | 2817631.76 |  | 2817631.76 | 117/156/193 MVA GSU Transformer (2)
245522 | SUB | 1408815.87 |  | 1408815.87 | 138/185/1230 MVA GSU Transformer (1)
245523 | SUB | 30745.04
245524 | SUB | 126823.3
245525 | SUB | 229744.67
245526 | SUB | 1624934.15 | 13348400.2
|  | 19000673.77 | 19000673.77 | 8179313.055
|  |  | Note 1 | Excludable
Account 114 (Acq Price Adj) |  | 0 | 0 | 0 | Deleted 5/22/2015
Excludable
Note 1: | Batesville Transmission Assets Values per Fixed Assets System 12/31/14
Note 2: | (See Attach O Work Papers for Cooperatives YE 2014.XLSX)
Account 114 in the RUS Chart of Accounts , "Acquisition Price Adjustment " is utilized to record the difference in price paid for an acquisition
and net book value on the books of the seller at date of sale. This account excludes goodwill. Account 114 value is reported on RUS Form 12
in Sec H, line 24. The balance in this account at 12/31/2014 is $48,712,221 as reported on SMEPA's 2014 Form 12. Utilizing the formula below,
a portion of this account value is added to Gross Transmission Plant on line 2 of page 2 , with the balance added
to line 1 on page 2:
|  | 19000674 | Transmission investment per detail
|  | 284761418 | Amount Recorded to Acct 106 at acquisiton /per 2012 Year End RUS Form 12
|  | 6.672% | Percentage Assignable to Transmission Assets
|  | 0 | Balance in Account 114 per 12/31/2014 RUS Form 12 |  |  | Deleted Amounts 5/22/2015
|  | 6.672% | Percentage assignable to Transmission from above
|  | 0 | Added to Transmission Assets(Attachment O, Page 2 Line 2)
|  | 0 | Balance Added to Production Assets(Attachment O, Page 2 Line 1)
amount included in Production Accumulated Depreciation Account attributable to $19,000,674 Transmission Assets
at Batesville(discussed above). Transferred from Production Accumulated Depreciation to Transmission
Accumulated Depreciation(page 2, lines 7 & 8):
19000674
|  | 0.0692 | Annual Depreciation Rate(two years as Batesville was acquired December 19, 2012)
1314846.6408
Note on E51: Marty Pulliam: This amount is 100% excludable due to lack of FERC filing for the reclassification of this amount.

## Batesville 2015 Trans
Asset # |  | Value |  | Excludable
245358 | Towers | 222644.1 |  | 222644.1
245359 | Uniterruptible Power Supply | 1543016.04
245360 | MW Elec Meters | 228710.77 |  | 228710.77
245361 | Radio/Telemetry Equip | 103591.35 |  | 103591.35
245362 | Radio - Comm System | 58326.89 |  | 58326.89
245363 | Battery Bank Load | 2371767.81
245364 | Station Svc Meters | 69576.27
245365 | Aux Transformers | 563223.11 |  | 563223.11
245366 | Misc Other Station Equip | 491417.23 | 5652273.57
245492 | L184 | 11071.59
245493 | L184 | 1062.87
245494 | L184 | 553.58
245495 | L184 | 590.48
245496 | L184 | 18006.85
245497 | L184 | 275.31
245498 | L184 | 6652.92 | 38213.6
245499 | L185 | 22143.19
245500 | L185 | 13285.91
245501 | L185 | 1062.87
245502 | L185 | 4982.22
245503 | L185 | 1771.45
245504 | L185 | 18175.13
245505 | L185 | 383.08 | 61803.85
245506 | L233 | 19928.87
245507 | L233 | 7381.06
245508 | L233 | 19928.87
245509 | L233 | 2480.04
245510 | L233 | 553.58
245511 | L233 | 2361.94
245512 | L233 | 62842.36
245513 | L233 | 1475.47
245514 | L233 | 7855.3 | 124807.49
245515 | SUB | 716976.83
245516 | SUB | 16030.37
245517 | SUB | 1001898.32
245518 | SUB | 349901.04
245519 | SUB | 2698272.94 |  | 674568.235 | 240/320/400 MVA GSU Transformer (1)
245520 | SUB | 2101800.97 |  | 2101800.97 | 69/90/112/120 Mva GSU Trnsmformer (3)
245521 | SUB | 2817631.76 |  | 2817631.76 | 117/156/193 MVA GSU Transformer (2)
245522 | SUB | 1408815.87 |  | 1408815.87 | 138/185/1230 MVA GSU Transformer (1)
245523 | SUB | 30745.04
245524 | SUB | 126823.3
245525 | SUB | 229744.67
245526 | SUB | 1624934.15 | 13348400.2
|  | 19000673.77 | 19000673.77 | 8179313.055
|  |  | Note 1 | Excludable
Account 114 (Acq Price Adj) |  | 0 | 0 | 0 | Deleted 5/22/2015
Excludable
Note 1: | Batesville Transmission Assets Values per Fixed Assets System 12/31/15
Note 2: | (See Attach O Work Papers for Cooperatives YE 2014.XLSX)
Account 114 in the RUS Chart of Accounts , "Acquisition Price Adjustment " is utilized to record the difference in price paid for an acquisition
and net book value on the books of the seller at date of sale. This account excludes goodwill. Account 114 value is reported on RUS Form 12
in Sec H, line 24. The balance in this account at 12/31/2014 is $48,712,221 as reported on SMEPA's 2014 Form 12. Utilizing the formula below,
a portion of this account value is added to Gross Transmission Plant on line 2 of page 2 , with the balance added
to line 1 on page 2:
|  | 19000674 | Transmission investment per detail
|  | 284761418 | Amount Recorded to Acct 106 at acquisiton /per 2012 Year End RUS Form 12
|  | 6.672% | Percentage Assignable to Transmission Assets
|  | 0 | Balance in Account 114 per 12/31/2014 RUS Form 12 |  |  | Deleted Amounts 5/22/2015
|  | 6.672% | Percentage assignable to Transmission from above
|  | 0 | Added to Transmission Assets(Attachment O, Page 2 Line 2)
|  | 0 | Balance Added to Production Assets(Attachment O, Page 2 Line 1)
amount included in Production Accumulated Depreciation Account attributable to $19,000,674 Transmission Assets
at Batesville(discussed above). Transferred from Production Accumulated Depreciation to Transmission
Accumulated Depreciation(page 2, lines 7 & 8):
19000674
|  | 0.0692 | Annual Depreciation Rate(two years as Batesville was acquired December 19, 2012)
1314846.6408
Note on E51: Marty Pulliam: This amount is 100% excludable due to lack of FERC filing for the reclassification of this amount.

## Emal - Dec 2013
Any preference for allocation method(line mileage, or capital cost)? If we use capital cost we can use same logic for Transmission Station “undesignated” land.
Michael, could you just cut and paste verbiage from my e-mail below to MISO , and paste into bottom of your Excel spreadsheets? If this doesn’t work, we’ll just paste into a Word document and include the Word document in the Attachement O template.
Thanks
From: Jeff Haselhorst [mailto:jhaselhorst@misoenergy.org]
Sent: Friday, March 29, 2013 2:55 PM
To: Bobby Vinson; Catherine G Brewster
Cc: Gary Hutson; Steve McElhaney; Nathan Bellville; Tariff Pricing Inbox; Catherine G Brewster
Subject: RE: SMEPA Attachment O-Gross Plant in Service Amounts
Bobby,
Thanks for walking us through your approach regarding Transmission Asset reporting on the Attachment O. We like what we are hearing. Cathy Brewster and I discussed your question on how to apportion the $20.9 million in the “unassigned” land balance account to transmission lines not meeting the MISO test. Both of the allocation methods you suggest seem reasonable. I’m not sure we have a strong preference for one over the other. We’ll let you decide which approach to take.
We ask that you include an explanation of the situation and your approach in the documentation/support you submit. You don’t have to be too detailed in the narrative…just a high level summary is sufficient. We also ask that you apply the same allocation method year after year for consistency purposes. We appreciate the upfront consultation you afforded us!
I will be sending some of the other items I owe you in a separate e-mail. I don’t have everything pulled together, so I may send what I have ready today.
Have a nice weekend!
Jeff Haselhorst
MISO
Senior Analyst - Tariff Pricing
(317) 249-5454
From: Bobby Vinson [mailto:bvinson@smepa.coop]
Sent: Friday, March 29, 2013 11:35 AM
To: Catherine G Brewster; Jeff Haselhorst
Cc: Gary Hutson; Steve McElhaney; Nathan Bellville
Subject: SMEPA Attachment O-Gross Plant in Service Amounts
Importance: High
Cathy/Jeff
We are in the process of completing the RUS Form 12 Attachment O Data template you’d sent a week or so ago. On page 2 , lines 1-5, these amounts obviously are taken directly from our 2012 RUS Form 12.
Per our conference call earlier this week, we’d agreed that transmission plant not meeting MISO’s 7-factor test would be deducted on the Attachment O template page 4, line 2. We are utilizing the detail attached to David Duebner’s e-mail to SMEPA’s Steve McElhaney dated February 8, 2013 to detail /segregate facilities that meet the 7 factor test, and those that do not meet the test. We will insert this detail into the Attachment O template we send back to you and directly link the deduction on page 4, line 2, to the detail spreadsheet we insert.
A few months back we’d mentioned that dollars in SMEPA’s transmission land account were not segregated/assigned to individual lines in early years. In other words, mindset in the 1960’s and early 1970’s ,when most of the right of way was acquired , was apparently that since land was non-depreciable, there was no need to maintain detail records at the individual line level. In more recent years we began assigning land purchases, and maintaining detail at the individual transmission line level.
Eighty percent of transmission costs are includable on Attachment O/meet the 7-factor test. As part of our attempt to develop the amount for page 4, line 2(amounts not meeting MISO’s criteria), we obviously need to assign a portion of the $20.9 million in the “unassigned” land balance account to transmission lines not meeting the MISO test. I propose that since eighty percent of the capital cost for transmission plant, excluding land , meet the MISO criteria, SMEPA utilize roughly twenty percent of the “unassigned” land balance in developing the amount for page 4, line 2. As an alternative, SMEPA could utilize miles of transmission line in the approved versus unapproved categories and ratio the balance in the “unassigned “ land balance account accordingly. We can easily show the calculations based on the detail spreadsheet we’ll be including in the Attachment O workbook.
Please provide us with your proposed methodology so we can continue to move forward with completion of Attachment O.
Should you need to discuss with me, my direct dial number is 601-705-6622.
Thanks
Bobby Vinson, Controller
South Mississippi Electric Power Association.
CONFIDENTIALITY NOTICE: The information contained in this communication is PRIVILEGED AND CONFIDENTIAL and intended only for the use of the individual to whom it is addressed. If you are not the intended recipient, you are hereby notified that any dissemination, distribution, or copying of this communication is strictly prohibited. Please notify the sender immediately by e-mail if you have received this e-mail by mistake and delete this e-mail from your system.

## Email(1) - Dec 2014
Marty
Attached is Jason Goar’s review of transmission assets for 2014 Attachment O filing. I believe you can get rid of the yellow highlighting on the MISO Lines and MISO Stations for prior year changes and just use yellow highlighting for 2014 changes. This should eliminate some confusion.
Per below, looks like Line 538, Lines 502 &526 can be moved to includable as sh0uld Line 502A. I recommend you add a tab in your workbook and insert Jason’s email verbiage since he includes basis for inclusion. Put a note in the cell referencing the tab in your workbook. Please double check his comments relative to substations.
Please update the MISO Lines Dec 2014 and MISO Stations December 2014 tabs in your workbook & be sure links are updated appropriately on the Summary tab.
I’d like for you to update and return to me by COB Tuesday March 24 so our group can make a final review and forward to BPO for their review.
Any questions, just let me know.
Thanks
From: Jason Goar
Sent: Monday, March 16, 2015 6:38 PM
To: Bobby Vinson
Subject: FW: 2014 MISO Att O
Bobby,
Attached is my review of the 2014 MISO Att O additions/adjustments. See my comments below regarding the highlighted additions/adjustments in the attached document.
Transmission Lines
- Line 33D is missing from Leakesville line details.
- Line 231A (Benndale to McIntosh) – Line mileage in Att O includes PowerSouth’s portion. Cost does not change in attachment O.
- Line 538 (Silver Creek – G.P. Monticello) - The normally open switch on L526, if closed, provides for an alternate service or looped feed. It could qualify for Att O base on Factor 2c of 7 factor test. Lines 502 & 526 would also qualify for inclusion.
Note: L502A (3.94miles) serves Monticello (SPEPA) and Monticello (EES) loads. This line could qualify under Factor 2a of 7 factor test. See Factor 2 below.
2. Local Distribution facilities are primarily radial in character.
The following radial line exceptions are considered transmission:
a) Radial facilities that are presently used to deliver power to two or more wholesale customers (distribution providers) who are not affiliates of each other. (Factor 6 would also fail.)
b) Radial facilities that are used to deliver power to one or more wholesale load customer and also used to deliver power from one or more wholesale generators. (Note, only energized facilities are applicable for inclusion in Appendix H or G.)
c) Radial facilities resulting from normally open switches or circuit breakers that may be used to restore customer service via reconfiguration of the transmission system to an alternate transmission source. These radial facilities are potentially networked facilities, operated radially.
Substations
- All decisions for inclusion/exclusion were based on 2013 Att O data for percentages. Microwave and DP adjustments are excluded from Att O.
- For Baxterville, it appears that the DP cost are included with GOAB in Att O by mistake. I do not see these costs assigned to separate Baxterville sub as for other subs. Will you confirm this?
- See comments for highlighted values. Will you confirm that cost adjustments are distributed properly for inclusion/exclusion?
Let me know if you have any questions.
Thanks,
JG
Jason Goar, PE
South Mississippi Electric Power Association
System Planning Manager
Office: (601) 261-2324
Fax: (601) 261-2375

## Email(2) - Dec 2014
I would treat this capacitor bank the same as the others. Do you know why these are excluded?
JG
Jason Goar, PE
South Mississippi Electric Power Association
System Planning Manager
Office: (601) 261-2324
Fax: (601) 261-2375
From: Marty Pulliam
Sent: Friday, March 20, 2015 1:38 PM
To: Jason Goar
Subject: RE: MISO Attachment ) - Baxterville
I found Cap Bank assets at the following locations that were 100% excluded. All member subs!
SHOY – South Hoy (Dixie EPA)
BAXT – Baxterville (PRVEPA)
SWAY – South Waynesboro (Dixie EPA)
WLAU – West Laurel (Dixie EPA)
FOXW_M – Foxworth (PRVEPA)
DECA – Decatur (SPEPA)
BIGL – Big Level (PRVEPA)
GWIN – Gwinville (SPEPA)
STIL – Stillmore (PRVEPA)
From: Jason Goar
Sent: Friday, March 20, 2015 12:55 PM
To: Marty Pulliam
Subject: RE: MISO Attachment ) - Baxterville
Marty,
I have applied the 7 factor test and cannot find any details that would exclude the capacitor bank from attachment O. Can you look at other locations such as Big Level of Stillmore to see if cap bank was excluded from those locations? Let me know what you find.
Thanks,
JG
Jason Goar, PE
South Mississippi Electric Power Association
System Planning Manager
Office: (601) 261-2324
Fax: (601) 261-2375
From: Marty Pulliam
Sent: Wednesday, March 18, 2015 9:09 AM
To: Jason Goar
Subject: MISO Attachment ) - Baxterville
Hey Jason,
The attached spreadsheet breaks down both Line 044 and the Baxterville Sub by assets. We never broke the tap line (L044A) out as a separate location and that is why we had 1% of the line cost excluded on last years MISO Attach O.
As for the SUB assets, it includes the metering equipment and the Cap Bank that was installed in 2013. (Note: The GOAB is part of Line 044 list of Assets)
Would the Cap Bank assets be includable?
Please let me know what we can claim as includable/excludable…
Thanks!

## Summary
MISO Attachment O
|  |  |  | MISO |  | MISO
Lines (1) |  | Total Transmission |  | Excludable |  | Includable
SMEPA |  | 147650367.76 | (1a) | 15260722.5817 | (1b) | 132389645.1783
EMI |  | 17679202.31 | (1c) | 13679496.95 | (1d) | 3999705.36
MPCO (Incl MRA & MB) |  | 23872695.333 | (1e) | 23872695.333 | (1f) | 0 | 351114315.163
Total |  | 189202265.403 |  | 52812914.8647 |  | 136389350.5383 | 351114315.16
[7 empty] | 0.003 | 0
|  |  |  | MISO |  | MISO
Stations (2) |  | Total Transmission |  | Excludable |  | Includable
SMEPA |  | 135291780.22 | (2a) | 10786776.37 | (2b) | 124505003.85
EMI |  | 19527193.77 | (2c) | 3850016.81 | (2d) | 15677176.96 | 188593251.64 | 159008438.91
MPCO (Incl MRA & MB) |  | 3580451.16 | (2e) | 3580451.16 | (2f) | 0 | -609013.763 | 609013.76
Total |  | 158399425.15 |  | 18217244.34 |  | 140182180.81 |  | -0.003
Grand Gulf Station Equip |  | 3512624.61 | (3) | 3512624.61 |  | 0
(Included in EMI)
Batesville (Lines & Stations) |  | 19000673.77 | (4) | 8179313.055 | (4a) | 10821360.715
(Included in EMI)
Attachment O Line 2 Page 4 |  |  |  | MISO |  | MISO
Total Transmission |  | Total Transmission |  | Excludable |  | Includable
SMEPA |  | 282942147.98 | (5) | 26047498.9517 | (5) | 256894649.0283
EMI |  | 59719694.46 | (5) | 29221451.425 | (5) | 30498243.035
MPCO (Incl MRA & MB) |  | 27453146.493 | (5) | 27453146.493 | (5) | 0
|  | 370114988.933 |  | 82722096.8697 | (6) | 287392892.0633
Deduction for Line 2 Page 4 - Attachment O. Trans Plt Excl from ISO Rates
SMEPA Gross Transmission Plant by Transmission Pricing Zone |  |  |  |  | (7)
Attachment O Line 80-84 Page 2
Gross Plant in Service |  | Lines |  | Stations |  | Total
SMEPA |  | 147650367.76 | (7a) | 135177551.9678 | (7b) | 282827919.7278
EMI |  | 17904027.25 | (7c) | 41929895.4622 | (7d) | 59833922.7122
MPCO - MB Load |  | 12564714.533 | (7e) | 1233102.66 | (7f) | 13797817.193
MPCO - MRA Load |  | 11307980.8 | (7g) | 2347348.5 | (7h) | 13655329.3
|  | 189427090.343 |  | 180687898.59 |  | 370114988.933
SMEPA Gross Transmission Plant by Transmission Pricing Zone:
Without MPCO - MRA Load |  | 178119109.543 | (8) | 178340550.09 | (8) | 356459659.633
(1) | Based on SMEPA Transmission Plant in Service from - Tab - MISO Lines December 2014
(1a) | MISO Lines December 2014 Column I Row 256 + Column I Row 252
(1b) | MISO Lines December 2014 Column N Row 256
(1c) | MISO Lines December 2014 Column I Row 257
(1d) | MISO Lines December 2014 Column N Row 257
(1e) | MISO Lines December 2014 Column I Row 258
(1f) | MISO Lines December 2014 Column N Row 258
(2) | Based on SMEPA Transmission Plant in Service from - Tab - MISO Stations December 2014
(2a) | MISO Stations December 2014 Column G Row 305
(2b) | MISO Stations December 2014 Column I Row 318
(2c) | MISO Stations December 2014 Column G Row 306
(2d) | MISO Stations December 2014 Column I Row 319
(2e) | MISO Stations December 2014 Column G Row 307
(2f) | MISO Stations December 2014 Column I Row 320
(3) | Grand Gulf - SMEPA Trial Balance & Fixed Asset Report - SMEPA Utility Plant YTD Report Account 353100
(4) | BATESVILLE 2014 TRANS TAB - Batesville - Cell D48 + Cell D51
(4a) | BATESVILLE 2014 TRANS TAB - Batesville - Cell E48 + E51
(5) | Totals from Line and Station Sections above 1a + 2a, 1b + 2b, 1c + 2c, 1d + 2d, 1e + 2e, 1f + 2f
(6) | Calculated MISO Excludable Transmission
(7) | Attachment O Line 80-84 Page 2
(7a) | MISO Lines December 2014 Sum Column I Rows 102-259
(7b) | MISO Stations December 2014 Sum Column G Rows 192-327 + H340 + I340
(7c) | MISO Lines December 2014 Sum Column I Rows 10-55
(7d) | MISO Stations December 2014 Sum Column G Rows 9:166 + H341+I341 + C17 Above + C20 Above
- Batesville 2014 Trans D18 - D25- D34
(7e) | MISO Lines December 2014 Sum Column I Rows 87:101
(7f) | MISO Stations December 2014 Sum Column G Rows 178-191
(7g) | MISO Lines December 2014 Sum Column I Rows 56-86
(7h) | MISO Stations December 2014 Sum Column G Rows 167:177
(8) | SMEPA Gross Transmission Plant by Transmission Pricing Zone excluding MPCO - MRA Load
Note on L8: Marty Pulliam: Total From Plant Utility Report of the Functional Group TRANSMISSION
Note on M13: Marty Pulliam: Balance from GL350100,352100,353200