## New and Chg'd Lines-Subs 2016
| DESCRIPTION | Line/Sub | Dec 2016 | Dec 2015 | Net Change | Total | Included |  | Excluded
[7 empty] | % | Miles | % | miles | Comments
New Lines
| Heidleberg GOAB - Eucutta GOAB | 120 | 7932352.03 | 0 | 7932352.03 | 13.29 | 100% | 13.29 | 0% | 0
| South Collins GOAB - South Collins Sub | 122 | 192776.55 | 0 | 192776.55 | 0.1 | 0% | 0 | 100% | 0.1
| Acona SS - Acona Sub | 607 | 25634.25 | 0 | 25634.25 | 0.15 | 0% | 0 | 100% | 0.15
| Carrolton SS - Carrolton Sub | 608 | 22557.55 | 0 | 22557.55 | 0.25 | 0% | 0 | 100% | 0.25
| Greenville SS - Greenville Sub | 609 | 73669.94 | 0 | 73669.94 | 0.93 | 0% | 0 | 100% | 0.93
| Greenwood SS - Greenwood Sub | 610 | 284702.33 | 0 | 284702.33 | 2.85 | 0% | 0 | 100% | 2.85
| Jayess SS - Jayess Sub | 611 | 568849.31 | 0 | 568849.31 | 7.96 | 0% | 0 | 100% | 7.96
| Lorman SS - Lorman Sub | 612 | 194179.2 | 0 | 194179.2 | 0.74 | 0% | 0 | 100% | 0.74
| Minter City SS - Minter City Sub | 613 | 213087.14 | 0 | 213087.14 | 4.09 | 0% | 0 | 100% | 4.09
| Natchez SE SS - Kingston Sub | 614 | 440902.14 | 0 | 440902.14 | 3.97 | 0% | 0 | 100% | 3.97
| Shaw SS - Shaw Sub | 615 | 759260.46 | 0 | 759260.46 | 6.44 | 0% | 0 | 100% | 6.44
Lines that Changed in 2016
| Decatur GOAB - Newton GOAB | 5 | 191123.42 | 184350.46 | 6772.96 | 9.14 | 100% | 9.14 | 0% | 0
| Bay Springs GOAB - Waldrup SS | 10 | 329266.19 | 321245.45 | 8020.74 | 9.12 | 100% | 9.12 | 0% | 0
| Waldrup SS - Heidelberg Sub | 11,11A | 1458150.97 | 111238.18 | 1346912.79 | 6.68 | 99% | 6.6 | 1% | 0.08
| Waldrup SS - Moss GOAB - Hoy SS | 12,12A | 351605.6 | 344282.28 | 7323.32 | 15.33 | 100% | 15.33 | 0% | 0
| West Laurel GOAB - South Hoy SUB, South Hoy SUB - Hoy SS, South Hoy SUB - Hoy Sub | 14,14A,14B | 1145220.71 | 596969.59 | 548251.12 | 8.6 | 97% | 8.32 | 3% | 0.28
| Whistler SS - Whistler Sub | 19A | 15514.13 | 1488.79 | 14025.34 | 0.06 | 0% | 0 | 100% | 0.06
| Plant Moselle SUB - Petal GOAB - Macedonia SS - Macedonia Sub | 25,25A,25B | 717086.84 | 654073.79 | 63013.05 | 14.84 | 99% | 14.66 | 1% | 0.18
| West Ricton GOAB - Hintonville GOAB - Hintonville Sub | 27,27A | 213535.04 | 208421.86 | 5113.18 | 11.03 | 99% | 10.93 | 1% | 0.1
| Sand Hill GOAB - Kittrell GOAB | 28,28A,28B | 377707.61 | 369780.99 | 7926.62 | 17.73 | 100% | 17.7 | 0% | 0.03
| Benndale GT SUB - McLain GOAB - McLain Sub | 31,31A | 297651.27 | 294788.42 | 2862.85 | 17.36 | 100% | 17.31 | 0% | 0.05
| State Line SS - Leakesville GOAB - Leakesville Sub | 32,32A | 427577.58 | 423785.87 | 3791.71 | 20.77 | 87% | 18.07 | 13% | 2.7
| Rocky Creek SS - Lucedale GOAB - Lucedale Sub | 34,34A | 258257.12 | 252323.71 | 5933.41 | 8.69 | 92% | 7.97 | 8% | 0.72
| Lucedale GOAB - Benndale SUB - Benndale GT SUB | 35,35A | 410114.72 | 388115.84 | 21998.88 | 12.7 | 100% | 12.7 | 0% | 0
| Wiggins GOAB - Stillmore Sub | 37C | 164603.67 | 162018.3 | 2585.37 | 7.22 | 0% | 0 | 100% | 7.22
| Columbia SUB - Bassfield GOAB - Bassfield Sub | 46,46A | 165817.62 | 159112.63 | 6704.99 | 10.73 | 99% | 10.67 | 1% | 0.06
| South Collins SS - West Moselle GOAB | 50 | 246144.47 | 219039.93 | 27104.54 | 12.54 | 100% | 12.54 | 0% | 0
| Maddox GOAB - GP Taylorsville SS - Georgia Pacific SUB - Taylorsville SS - Taylorsville Sub | 60,60A,60B,60C | 817423.73 | 813281.6 | 4142.13 | 14.34 | 97% | 13.86 | 3% | 0.48
| Puckett GOAB - Polkville GOAB | 62 | 425857.86 | 426596.39 | -738.53 | 8.92 | 100% | 8.92 | 0% | 0
| Polkville GOAB - Morton SS - Donald Rd GOAB | 62A,62C | 208644.18 | 202874.43 | 5769.75 | 11.4 | 100% | 11.4 | 0% | 0
| Morton SS - Homewood SS | 64 | 2142529.71 | 2118292.09 | 24237.62 | 10.36 | 100% | 10.36 | 0% | 0
| Petal GOAB - North Petal Sub | 65 | 161995.93 | 155645.82 | 6350.11 | 3.26 | 0% | 0 | 100% | 3.26
| Humble GOAB - Humble Sub | 68 | 31634.75 | 29251.86 | 2382.89 | 2.07 | 0% | 0 | 100% | 2.07
| Whistler SS - Eucutta Sub | 70,70A | 202859.81 | 108701.56 | 94158.25 | 7.97 | 99% | 7.93 | 1% | 0.04
| Benndale GT SUB - Benndale SUB - Basin GOAB - Basin Sub | 71,71A,71B | 945704.93 | 487306.35 | 458398.58 | 13.31 | 100% | 13.27 | 0% | 0.04
| Agricola GOAB - Rocky Creek SS - Agricola GOAB - Agricola Sub | 73,73A | 282720.99 | 278469.54 | 4251.45 | 8.17 | 100% | 8.14 | 0% | 0.03
| South Collins SS - Colonial Collins GOAB - Colonial Kola GOAB - South Collins GOAB - Colonial Collins GOAB | 74,74B,74C | 286229.73 | 136181.62 | 150048.11 | 4.54 | 100% | 4.54 | 0% | 0
| Glade GOAB - Glade Sub | 83 | 155751.02 | 125972.64 | 29778.38 | 3.07 | 0% | 0 | 100% | 3.07
| Hintonville SUB - Old Augusta Sub | 86 | 297244.08 | 288849.78 | 8394.3 | 8.81 | 95% | 8.34 | 5% | 0.47
| Cumbest Bluff SS - Vancleave Sub | 89 | 3572446.75 | 860276.79 | 2712169.96 | 9.68 | 0% | 0 | 100% | 9.68
| East Moselle SUB - Plant Moselle SUB | 115 | 97397.75 | 89547.73 | 7850.02 | 3.91 | 0% | 0 | 100% | 3.91
| Plant Moselle SUB - Hintonville SUB | 162 | 1023079.81 | 986940.67 | 36139.14 | 33.84 | 100% | 33.84 | 0% | 0
| Hintonville SUB - Purvis Bulk SUB | 165 | 2238817.68 | 1257480.11 | 981337.57 | 28.43 | 100% | 28.43 | 0% | 0
| Plant Morrow SUB - Purvis Bulk SUB | 169 | 1541630.8 | 382185.34 | 1159445.46 | 4.52 | 100% | 4.52 | 0% | 0
| Plant Morrow SUB - Purvis Bulk SUB | 170 | 1647079.09 | 306318.83 | 1340760.26 | 4.54 | 100% | 4.54 | 0% | 0
| Plant Moselle SUB - South Hoy SUB | 180 | 10261378.27 | 10478986.84 | -217608.57 | 19.6 | 100% | 19.6 | 0% | 0
| Batesville #1 BUS - Batesville Ring Bus | 184 | 19142.3 | 0 | 19142.3 | 0.39 | 0% | 0.39 | 100% | 0
| Benndale & Southeast Greene SUB's - Alabama State Line (AEC)(McIntosh) | 231,231A | 3877203.76 | 3880856.54 | -3652.78 | 26.61 | 100% | 26.61 | 0% | 0
| Friendship | 544 | 0 | 122746.05 | -122746.05 | 0 | 0% | 0 | 100% | 0
| ROW- Transmission Line - Undesignated Land |  | 20970330.18 | 20976270.18 | -5940
| TOTAL NET CHANGE IN LINES |  |  |  | 19480382.12
| 2015 Line Balance |  |  |  | 189202265.4
| 2016 Line Balance |  |  |  | 208682647.523
| Change in Line Balance in 2016 |  |  |  | 19480382.123
| Variance |  |  |  | -0.003
| DESCRIPTION | Line/Sub | Dec 2016 | Dec 2015 | Net Change |  | Include | Exclude | Comments
(Comm, MW Excluded )
New Substations
| Acona 115KV SS | ACON_SS | 60152.3 | 0 | 60152.3 | NSP | 60152.3 |  | Station Purchased
| Carrolton 115KV SS | CARR_SS | 59377.09 |  | 59377.09 | NSP | 59377.09 |  | Station Purchased
| Greenwood 115KV SS | GREE_SS | 94155.86 | 0 | 94155.86 | NSP | 94155.86 |  | Station Purchased
| Greenville 115KV SS | GREV_SS | 22114.5 |  | 22114.5 | NSP | 22114.5 |  | Station Purchased
| Jayess 115KV SS | JAYE_SS | 235153.11 |  | 235153.11 | NSP | 235153.11 |  | Station Purchased
| Lorman 115KV SS | LORM_S | 436137.75 | 11347.23 | 424790.52 | NSP | 436137.75 |  | Station Purchased
| Midway 115KV SS | MIDW_SS | 104572.29 |  | 104572.29 | NSP | 104572.29 |  | Station Purchased
| Redwood 115KV SS | REDW_SS | 650311.6 |  | 650311.6 | NSP | 650311.6 |  | Station Purchased
| Shaw 115KV SS | SHAW_SS | 120150.75 |  | 120150.75 | NSP | 120150.75 |  | Station Purchased
Substations that Changed in 2016
| Dexter (MEPA) | DEXT | 42688.29 | 9968.95 | 32719.34 | NME | 0 | 42688.29 | New Metering Equipment Installed/Upgraded
| Fayette (SWMEPA) | FAYE | 8364.2 | 11410.22 | -3046.02 | RSE | 0 | 8364.2 | Removed Station Equipment
| Little Yazoo (YVEPA) | LYAZ | 29495.4 | 23772.8 | 5722.6 | NME | 11358.2 | 18137.2 | New Metering Equipment Installed/Upgraded
| Midway RD MW | MDRD | 39841.95 | 39722.67 | 119.28 | NSE | 0 | 39841.95 | New Station Equipment Installed
| Norfield 115KV SS | NORF | 213631.31 | 206742.03 | 6889.28 | NSE | 213631.31 |  | New Station Equipment Installed
| Onward (TCEPA) | ONWA | 115237.82 | 63675.87 | 51561.95 | NSE | 0 | 115237.82 | New Station Equipment Installed
| Southeast Natchez Microwave | SENA-MW | 46998.2 | 46998.06 | 0.14 | NL | 0 | 46998.2 | Additional Land Cost
| Southeast Natchez | SENA | 160351.89 | 103253.6 | 57098.29 | NSE | 0 | 160351.89 | New Station Equipment Installed
| Benndale 231/161/69KV SUB | BENN | 8931731.88 | 8914261.46 | 17470.42 | NSE | 8931731.88 |  | New Station Equipment Installed
| Emmience (SPEPA) | EMIN | 0 | 9408.81 | -9408.81 | RSE | 0 |  | Removed Station Equipment
| Foworth (PRVEPA) | FOXW_M | 77764.73 | 62939.38 | 14825.35 | NSE | 53996.48 | 23768.25 | New Station Equipment Installed
| Hintonville (SREPA) | HINS | 21044.77 | 8489.6 | 12555.17 | NSE | 0 | 21044.77 | New Station Equipment Installed
| Hintonville 161/69KV SUB & MW | HINT | 2400001.19 | 2346655.95 | 53345.24 | NSE | 2400001.19 |  | New Station Equipment Installed
| Homewood 161/69KV SUB,MW & Meter (SPEPA) | HOME | 3353995.03 | 3337755.01 | 16240.02 | NSE | 3338449.68 | 15545.35 | New Station Equipment Installed
| Headquarters | HQ | 189273.12 | 1965.28 | 187307.84 | NSE | 0 | 189273.12 | New Station Equipment Installed
| Lumberton 161/69KV SUB, MW,& Meter | LUMB | 2344799.05 | 2356226.37 | -11427.32 | RSE | 2335996.31 | 8802.74 | New Station Equipment Installed
| Magee 161/115/69KV MW, Meter (SPEPA) | MAGE | 7675445.68 | 7642632.78 | 32812.9 | NSE | 7660950.66 | 14495.02 | New Station Equipment Installed
| Moselle 161/69 KV SUB | MOSE | 15737249.13 | 15696859.8 | 40389.33 | NSE | 15737249.13 |  | New Station Equipment Installed
| Plant Morrow 161KV SUB | MR161 | 6092852.77 | 5990863.8 | 101988.97 | NSE | 6092852.77 |  | New Station Equipment Installed
| North Petal (Dixie) | NPET | 23700.19 | 23682.79 | 17.4 | NSE | 0 | 23700.19 | New Station Equipment Installed
| Polkville 161/69KV SUB | POK_S | 3389609.11 | 3381506.79 | 8102.32 | NSE | 3389609.11 |  | New Station Equipment Installed
| Prentiss 69KV SS | PRENT | 3947552.96 | 3983214.39 | -35661.43 | RSE | 3947552.96 |  | Removed Station Equipment
| Purvis Bulk 230/161/69KV SUB & MW | PURB | 8710554.55 | 8621691.08 | 88863.47 | NSE | 8710554.55 |  | New Station Equipment Installed
| South Coolins 69KV SS, MW, Meter (SPEPA) | SCOL | 496450.47 | 510611.11 | -14160.64 | RSE | 496450.47 |  | Removed Station Equipment
| Southeast Greene 230/161/69KV SUB & MW | SEGR | 7317409.62 | 7313756.84 | 3652.78 | NSE | 7317409.62 |  | New Station Equipment Installed
| South Hoy 161/69KV SUB | SHOY_S | 4807452.59 | 4581350.27 | 226102.32 | NSE | 4807452.59 |  | New Station Equipment Installed
| Southern Pine Mobile | SPMS | 0 | 11274.08 | -11274.08 | RSE | 0 |  | Removed Station Equipment
| Station Creek 161/69KV SUB & MW | STCR | 3912416.65 | 3874754.96 | 37661.69 | NSE | 3912416.65 |  | New Station Equipment Installed
| Waynesboro 230/161/69KV SUB & MW | WAYN | 6554783.14 | 6538234.44 | 16548.7 | NSE | 6554783.14 |  | New Station Equipment Installed
| Whistler 69KV SS | WHIS | 890289.04 | 32230.17 | 858058.87 | NSE | 890289.04 |  | New Station Equipment Installed
[5 empty] | 0 | NL
| TOTAL NET CHANGE IN SUBSTATIONS |  |  |  | 3555853.39 |  | NS - New Station Built
NSP - Station Purchased from EMI
| 2015 Substation Balance |  |  |  | 158399425.15 |  | NSE - New Station Equipment Installed
| 2016 Substation Balance |  |  |  | 161955278.54 |  | NME - New Metering Equipment Installed/Upgraded
| Change in Station Balance in 2016 |  |  |  | 3555853.39 |  | NL - Additional Land Cost added
RSE - Removed Station Equipment
| Variance |  |  |  | 1.3039e-08

## SMEPA Lines DECEMBER 2016
|  | TRANSMISSION LINES |  |  |  | 2016 Changes
|  | DECEMBER 2016 |  |  |  | 2016 Adjustments
E-Entergy
| M-MPCO |  |  |  | TOWERS & | POLES & | CONDUCTORS | COMMUNICATIONS
Line | S-SMEPA |  |  | LAND | FIXTURES | FIXTURES | & DEVICES | EQUIPMENT
KV | Area | DESCRIPTION | LINE # | ACCT 350 | ACCT. 354 | ACCT. 355 | ACCT. 356 | ACCT 397 | TOTAL
69 | S | Taylorsville SS - Hebron GOAB - Plant Moselle SUB | 1,1A |  |  | 330496.34 | 220971.86 |  | 551468.2
69 | S | Taylorsville SS - Sylvarena GT SS - Sylvarena SS | 2,2A |  |  | 1215221.14 | 1284698.73 |  | 2499919.87
69 | S | Homewood SUB - Sylvarena SS | 3 |  |  | 1402261.68 | 1494132.55 |  | 2896394.23
69 | S | Homewood - Decatur Sub | 4,4A,4B,4C |  | 3997.73 | 277527.84 | 287965.27 | 2983.41 | 572474.25
69 | S | Decatur GOAB - Newton GOAB | 5 |  | 2572 | 101558.17 | 86993.25 |  | 191123.42 | 6772.96
69 | S | Newton GOAB - Missionary SUB, Newton SS - Newton Sub | 6,6A |  | 3160.12 | 214867.72 | 98046.33 |  | 316074.17
69 | S | Missionary SUB - Missionary GOAB- Rose Hill GOAB - Rose Hill Sub | 7,7A,7B | 116458.3 |  | 407506.18 | 818719.37 |  | 1342683.85
69 | S | Waldrup SS - Paulding SUB - Missionary SUB | 8,8A |  |  | 248147.42 | 88776.54 |  | 336923.96
69 | S | Sylvarena SS - Bay Springs GOAB - Bay Spring Sub | 9,9A |  | 3405.24 | 22910.46 | 53829.51 |  | 80145.21
69 | S | Bay Springs GOAB - Waldrup SS | 10 |  |  | 236900.49 | 92365.7 |  | 329266.19 | 8020.74
69 | S | Waldrup - Heidelburg Sub | 11,11A |  |  | 460517.74 | 997633.23 |  | 1458150.97 | 1346912.79
69 | S | Waldrup SS - Moss GOAB - Hoy SS | 12,12A |  |  | 188037.22 | 163568.38 |  | 351605.6 | 7323.32
69 | S | West Laurel GOAB - South Hoy SUB, S. Hoy SUB - Hoy SS, S Hoy SUB - Hoy Sub | 14,14A,14B | 16335.43 |  | 499430.6 | 629454.68 | 3611.6 | 1148832.31 | 548251.12
69 | S | Plant Moselle - Hwy 588 GOAB - West Laural GOAB - West Laureal Sub | 15,15A,15B |  | 3696.64 | 179929.64 | 138358.5 | 2605.1 | 324589.88
69 | S | Hoy SS - Sharon GOAB - Cleo SS | 16,16A |  |  | 199220.34 | 109345.4 |  | 308565.74
69 | S | Plant Moselle SUB - Burr Creek GOAB | 17 |  |  | 7978.77 | 17153.01 |  | 25131.78
69 | S | Burr Creek GOAB - Ellisville Junction SS - Ellisville Junction Sub | 17A,17C |  |  | 302105.49 | 143198.34 |  | 445303.83
69 | S | Burr Creek GOAB - Burr Creek Sub | 17B |  |  | 12316.98 | 49713.86 | 2605.1 | 64635.94
69 | S | Ellisville Junction SS - Glade GOAB - Cleo SS | 18,18A |  |  | 105716.22 | 87040.97 |  | 192757.19
69 | S | Cleo SS - Whistler SS | 19 |  |  | 129436.93 | 235895.95 |  | 365332.88
69 | S | Whistler SS - Whistler Sub | 19A |  |  | 9458.81 | 6055.32 |  | 15514.13 | 14025.34
69 | S | Whistler SS - Waynesboro SUB | 20 |  |  | 212317.75 | 403521.05 |  | 615838.8
69 | S | Waynesboro SUB - South Waynesboro GOAB -South Waynesboro Sub | 21,21A |  |  | 42913.64 | 25158.2 |  | 68071.84
69 | S | South Waynesboro GOAB - Little Rock GAOB - Clara GOAB | 22,22A |  | 4752.36 | 177856.36 | 181153.42 |  | 363762.14
69 | S | Clara GOAB - Buckatunna GOAB | 23 |  | 2679.65 | 88644.23 | 100054.42 |  | 191378.3
69 | S | Buckatunna GOAB - State Line SS | 24 |  |  | 68755.31 | 42624.71 |  | 111380.02
69 | S | Plant Moselle SUB - Petal GOAB - Macedonia SS - Macedonia Sub | 25,25A,25B | 64341.9 |  | 355500.18 | 297244.76 |  | 717086.84 | 63007.05
69 | S | Macedonia SS - West Richton GOAB - West Richton Sub | 26,26A |  | 3405.2 | 88314.98 | 77166.68 | 3759.17 | 172646.03
69 | S | West Richton GOAB - Hintonville GOAB - Hintonville Sub | 27,27A |  | 3682.04 | 93933.22 | 115919.78 |  | 213535.04 | 5113.18
69 | S | State Line SS - Sand Hill GOAB - Sand Hill Sub, Sand Hill GOAB - Kittrell GOAB | 28,28A,28B |  | 2666.08 | 214988.92 | 160052.61 |  | 377707.61 | 7926.62
69 | S | Sand Hill GOAB - Brownlee Rd GOAB - Hintonville Sub | 29,29A |  |  | 134978.69 | 71402.66 |  | 206381.35
69 | S | Hintonville SUB - Plantation GOAB - McLain GOAB | 30,30A |  |  | 121356.43 | 135700.79 | 6579.74 | 263636.96
69 | S | Benndale GT SUB - McLain GOAB - McLain Sub | 31,31A |  | 3040.05 | 159954.45 | 134656.77 |  | 297651.27 | 2862.85
69 | S | State Line SS - Leakesville GOAB - Leakesville Sub | 32,32A |  | 2640.54 | 221167.44 | 203769.6 | 6416.4 | 433993.98 | 3791.71
69 | S | Southeast Green SUB - Sawmill RD GOAB - Swamill RD Sub | 33A,33B,33C,33D |  | 4542.98 | 455631.35 | 247413.68 | 3299.88 | 710887.89
69 | S | Rocky Creek SS - Lucedale GOAB - Lucedale Sub | 34,34A |  |  | 167273.25 | 90983.87 |  | 258257.12 | 5933.41
69 | S | Lucedale GOAB - Benndale SUB - Benndale GT SUB | 35,35A |  | 5333.69 | 237212.72 | 167568.31 |  | 410114.72 | 21998.88
69 | S | Benndale SUB - Benndale Sub | 35B |  |  | 30421.37 | 20083.14 |  | 50504.51
69 | S | Benndale GT SUB - Big Level GOAB - Big Level Sub | 36,36A |  | 2749.04 | 2659084.6 | 2201107.47 |  | 4862941.11
69 | S | Maxie GOAB - Wiggins GOAB | 37 |  | 2858.49 | 722323.35 | 833113.2 |  | 1558295.04
69 | S | St. Regis GOAB - Wiggins GOAB | 37A |  |  | 39484.68 | 37705.78 |  | 77190.46
69 | S | St. Regis GOAB - Big Level GOAB | 37B |  |  | 60859.26 | 91702.34 |  | 152561.6
69 | S | Wiggins GOAB - Stillmore Sub | 37C |  | 1717.66 | 78743.45 | 84142.56 |  | 164603.67 | 2585.37
69 | S | Maxie GOAB - Lumberton SUB | 38 |  |  | 1556689.79 | 1713482.09 |  | 3270171.88
69 | S | Richburg GOAB - Okahola GOAB - Purvis GOAB - Lumberton GOAB - Lumberton Sub | 39,39A,39B,39C |  | 10471.67 | 398157.73 | 204394.29 | 1866.03 | 614889.72 | -43.98
69 | S | Rawls Springs SS - Breland GOAB - West Hattieburg SS - Richburg GOAB | 40,40A,40B |  |  | 198229.76 | 105076.61 |  | 303306.37
69 | S | Plant Moselle Sub - Shelton GOAB - Rawl Springs SS | 41,41A |  |  | 142873.46 | 85285.82 |  | 228159.28
69 | S | Shelton GOAB - Shelton Sub | 41B |  |  | 19080.1 | 80822.84 | 2605.1 | 102508.04
69 | S | Rawls Springs SS - Sumrall GOAB | 42 |  | 3499.41 | 91974.87 | 106589.92 |  | 202064.2
69 | S | Sumrall GOAB - Columbia SUB | 43 |  |  | 144832.93 | 94220.44 |  | 239053.37
69 | S | Lumberton SUB - Baxterville GOAB - Baxterville Sub | 44,44A |  | 3459.86 | 114375.94 | 108690.54 |  | 226526.34
69 | S | Baxterville GOAB - Foxworth GOAB - Foxworth SS | 45,45A |  | 3090.75 | 264511.84 | 149935.99 |  | 417538.58
69 | S | Columbia SUB - Bassfield GOAB - Bassfield Sub | 46,46A |  | 2664.88 | 72823.96 | 90328.78 |  | 165817.62 | 6704.99
69 | S | Bassfield GOAB - Lone Star GOAB | 47 |  | 3016.56 | 107881.37 | 106449.04 |  | 217346.97
69 | S | Lone Star GOAB - Lone Star Sub | 47A |  |  | 9491.63 | 69009.26 | 6588.2 | 85089.09
69 | S | Lone Star GOAB - North Collins Sub | 48 |  |  | 123933.87 | 64366.92 |  | 188300.79
69 | S | North Collins GOAB - South Collins SS | 49 |  |  | 72594.59 | 53363.54 |  | 125958.13
69 | S | South Collins SS - West Moselle GOAB | 50 |  |  | 147779.11 | 98365.36 |  | 246144.47 | 27104.54
69 | S | Plant Moselle SUB - West Moselle GOAB - West Moelle Sub | 51,51A |  | 2422.02 | 64998.92 | 71209.27 | 2605.1 | 141235.31
69 | S | Columbia SUB - Foxworth SS - Foxworth Sub | 52,52A | 403697.56 |  | 738752.86 | 782395.33 |  | 1924845.75
69 | S | Columbia SUB - Goss GOAB - Hathon SS - Oakvale GOAB - Oakvale Sub | 53,53A,53B,53C |  | 6036.16 | 531255.07 | 451342.49 |  | 988633.72
69 | S | Oakvale GOAB - Prentiss SS | 54 |  |  | 210266.7 | 128069.76 |  | 338336.46
69 | S | Prentiss SS - Prentiss Sub | 54A |  |  |  | 133.98 |  | 133.98
69 | S | Prentiss SS - Prentiss Sub | 54B |  |  | 37759.03 | 26734.46 |  | 64493.49
69 | S | Prentiss SS - Gwinville GOAB | 55,55B |  | 2941.23 | 204505.27 | 224663.47 | 2826.29 | 434936.26
69 | S | Gwinville GOAB - Gwinville Junction SS | 56 |  |  | 82473.69 | 46734.66 |  | 129208.35
69 | S | Gwinville Junction SS - Pinola GOAB - Pinola Sub | 57 |  |  | 65844.67 | 43853.28 |  | 109697.95
69 | S | Gwinville Junction SS - Magee Sub | 58 |  |  | 120567.41 | 78498.62 |  | 199066.03
69 | S | Magee SUB - Maddox GOAB Maddox Sub | 59,59A |  |  | 258483.87 | 94509.24 |  | 352993.11
69 | S | Maddox GOAB - GP Taylorsville SS - Georgia Pacific SUB - Taylorsville SS - Taylorsville Sub | 60,60A,60B,60C |  | 6791.95 | 398657.94 | 411973.84 | 2605.1 | 820028.83 | 4142.13
69 | S | Magee SUB - Martinville GOAB - Puckett GOAB - Pucket Sub | 61,61A,61B | 16542.06 |  | 1087928.54 | 1738046.08 | 3723.25 | 2846239.93
69 | S | Puckett GOAB - Polkville GOAB | 62 |  | 6145.57 | 222014.57 | 197697.72 |  | 425857.86 | -738.53
69 | S | Polikville GOAB - Morton SS - Donald Rd GOAB | 62A,62C |  |  | 118927.8 | 89716.38 |  | 208644.18 | 5769.75
69 | S | Polkville GOAB - Polkville SUB | 62B | 13150 |  | 108960.55 | 69845.21 |  | 191955.76
69 | S | Morton SS - Homewood SUB | 64 |  |  | 1291138.59 | 851391.12 |  | 2142529.71 | 24237.62
69 | S | Petal GOAB - North Petal Sub | 65 | 9246.25 |  | 79944.64 | 72805.04 | 2605.1 | 164601.03 | 6350.11
69 | S | Plantation Tap - Plantation Pipeline Sub | 66 |  |  | 4956.64 | 4595.02 |  | 9551.66
69 | S | Goss GOAB - Goss Sub | 67 |  |  | 14433.71 | 7394.2 |  | 21827.91
69 | S | Humble GOAB - Humble Sub | 68 |  |  | 20482.6 | 11152.15 |  | 31634.75 | 2382.89
69 | S | Waynesboro SUB - Diamond Sub | 69 |  |  | 94551.75 | 57468.29 |  | 152020.04
69 | S | Whistler SS - Eucutta GOAB - Eucutta Sub | 70,70A |  |  | 77078.52 | 125781.29 |  | 202859.81 | 94158.25
69 | S | Benndale GT SUB - Benndale SUB - Basin GOAB - Basin Sub | 71,71A,71B |  | 2961.41 | 397301.27 | 545442.25 | 2947.6 | 948652.53 | 458398.58
69 | S | Basin GOAB - Agricola GOAB | 72 | 10830.46 |  | 169572.21 | 116520.5 |  | 296923.17
69 | S | Agricola GOAB - Rocky Creek SS, Agricola GOAB - Agricola Sub | 73,73A |  |  | 159463.21 | 123257.78 | 6757.42 | 289478.41 | 4251.45
69 | S | South Collins SS - Colonial Collins GOAB - Colonial Kola GOAB - South Collins GOAB - Colonial Collins GOAB | 74,74B,74C |  |  | 158544.53 | 127685.2 |  | 286229.73 | 150048.11
69 | S | Colonial Collins Tap - Colonial Collins Sub | 74A | 12447.51 | 3441.5 | 7613.75 | 194473.01 | 2605.1 | 220580.87
69 | S | Plant Moselle SUB - Eminence GOAB - Eminence Sub - Colonial Kola GOAB | 75,75B,75C |  |  | 257590.29 | 229332.35 | 7278.78 | 494201.42
69 | S | Colonial Kola GOAB - Colonial Kola Sub | 75A |  |  | 3800.73 | 35074.5 | 3509.55 | 42384.78
69 | S | Lumberton SUB - Hillsdale Sub | 79 |  |  | 75256.9 | 52814.18 |  | 128071.08
69 | S | Breland GOAB - Cole Rd SUB - Bellevue Sub | 80,80A |  | 3562.79 | 125929.18 | 165942.51 | 1919.14 | 297353.62
69 | S | Purvis GOAB - Purvis Sub | 81 |  |  | 7303.19 | 48590.42 | 1866.03 | 57759.64 | 1866.03
69 | S | Hebron GOAB - Hebron Sub | 82 |  | 5275.91 | 48211.3 | 89278.39 | 2605.1 | 145370.7
69 | S | Glade GOAB - Glade Sub | 83 |  |  | 44358.11 | 111392.91 | 2157.07 | 157908.09 | 29778.38
69 | S | Hintonville SUB - Old Augusta Sub | 86 |  |  | 139554.86 | 157689.22 |  | 297244.08 | 8394.3
69 | S | South Hattiesburg SS - South Hattiesburg Sub | 87 |  |  | 105400.63 | 103780.41 |  | 209181.04
115 | M | Wade Hurley GOAB - Harleston Sub | 88 |  |  | 144920.85 | 129160.9 |  | 274081.75
69 | M | Cumbest Bluff - Wade Hurley GOAB | 88A |  |  | 0 | 0 |  | 0
115 | M | Cumbest Bluff SS - Vancleave Sub | 89 |  |  | 1767131.43 | 1805315.32 |  | 3572446.75 | 2712169.96
115 | M | Cumbest Bluff (MPDO) - Cumbest Bluff SS | 89A |  |  | 10110.46 | 15801.24 |  | 25911.7
115 | M | Vancleave GOAB Vancleave Sub | 89B |  |  | 55012.04 | 122581.71 |  | 177593.75
69 | S | Sharon GOAB - Sharon Sub | 90 |  | 5040.67 | 8942.87 | 35610.66 |  | 49594.2
69 | S | Okahola GOAB - Oak Grove Sub | 91 |  |  | 113299.38 | 107430.31 |  | 220729.69
69 | S | Florence SUB - Greenfield Sub | 92 |  |  | 74878.74 | 22336.58 |  | 97215.32
69 | S | Leaf River Tap - Leaf River Sub | 93 |  |  | 45299.77 | 53164.68 | 18287.42 | 116751.87 | 18287.42
69 | S | Rawls Springs SS - North Hattiesburg Sub | 94 |  |  | 111412.25 | 182636.06 |  | 294048.31
69 | S | Pickwick GOAB - Pickwick Sub | 95 |  | 6856 | 42361.9 | 48139.74 |  | 97357.64
69 | S | Clara GOAB - Clara Sub | 96 |  |  | 20042.66 | 12570.45 |  | 32613.11
69 | S | West Hattiesburg SS - West Hatteisburg Sub | 97 |  |  | 141357.92 | 97476.84 |  | 238834.76
69 | S | Martinville SS - Martinville Sub | 98 |  |  | 10549.43 | 27807.8 |  | 38357.23
69 | S | Moss GOAB - Stringer Sub | 99 |  |  | 194113.73 | 255879.29 | 3022.66 | 453015.68
69 | S | West Waynesboro - Little Rock GOAB | 100 |  |  | 310810.3 | 441545.31 |  | 752355.61
69 | S | West Hattiesburg SS - East Lake Serene GOAB - East Lake Serene Sub | 101,101A |  |  | 191727.81 | 175641.21 |  | 367369.02
69 | S | Macedonia SS - Petal Sub | 102 |  |  | 184975.4 | 256770.57 |  | 441745.97
69 | S | Holly Springs GOAB - Foxworth SS | 103 |  |  | 627589.37 | 718013.61 | 2366.81 | 1347969.79
69 | S | North Collins SS - Station Creek SUB | 104 |  |  | 499931.93 | 792226.61 |  | 1292158.54
69 | S | GP Taylorsville SS - Station Creek SUB | 105 |  |  | 970318.96 | 1447627.34 |  | 2417946.3
69 | S | Holly Springs GOAB - Hathorn SS | 106 |  |  | 520586.69 | 861546.78 |  | 1382133.47
69 | S | Pinola GOAB - Martinville SS | 108 |  | 10438.44 | 886437.38 | 1979958 |  | 2876833.82
69 | S | Sylvarena GT SS - Bay Springs GOAB | 109 |  |  | 1166274.5 | 1249171.53 |  | 2415446.03
69 | S | Cole Road SUB - East Lake Serene GOAB | 110 |  |  | 535846.96 | 505722.44 | 8368.85 | 1049938.25
69 | S | Rose Hill GOAB - Newton SUB | 111 | 1422969.47 |  | 1478008.89 | 3268808.21 |  | 6169786.57
69 | S | Brownlee RD GOAB - Brewer Sub | 112 |  |  | 469387.64 | 584024.09 | 4665.72 | 1058077.45
69 | S | Agricola SS - Tanner Chapel Sub | 113 |  |  | 1246963.92 | 1067790.11 |  | 2314754.03
69 | S | Ellisville Junction SS - Macedonia SS | 114 | 1382661.17 |  | 995212.61 | 2621011.93 |  | 4998885.71
115 | S | East Moselle Sub - Plant Moselle SUB | 115 |  |  | 59161.16 | 38236.59 |  | 97397.75 | 7850.02
69 | S | Kittrell GOAB - Kittrell Sub | 116 | 32215.47 |  | 43240.48 | 162712.75 | 4472.38 | 242641.08
69 | S | Lynn Ray RD SUB - Lynn Ray RD Sub | 118 |  |  |  | 14699.58 |  | 14699.58
69 | S | Lynn Ray RD SUB - Lynn Ray RD Sub | 118A |  |  | 10658.39 | 21823.3 |  | 32481.69
69 | S | Hwy 588 GOAB - Hwy 588 Sub | 119 | 16413.5 |  | 31727.85 | 186754.42 | 2605.05 | 237500.82
69 | S | Heidelberg GOAB - Eucutta GOAB | 120 | 1669327.65 |  | 1206396.04 | 5056628.34 |  | 7932352.03 | 7932352.03
69 | S | South Collins GOAB - South Collins Sub | 122 | 10966.3 |  | 28789.37 | 153020.88 | 19061.06 | 211837.61 | 211837.61
161 | S | Plant Moselle SUB - Columbia SUB | 161 |  |  | 499896.78 | 281821.52 |  | 781718.3
161 | S | Plant Moselle SUB - Hintonville SUB | 162 |  |  | 599093.47 | 423986.34 |  | 1023079.81 | 36139.14
161 | S | Plant Moselle SUB - Station Creek SUB - Magee SUB | 163,163A |  |  | 1171691.69 | 1932789.38 |  | 3104481.07
161 | S | Plant Morrow SUB - Cole RD SUB - Plant Moselle SUB | 164,164A |  |  | 870056.3 | 1238233.43 |  | 2108289.73
161 | S | Hintonville SUB - Purvis Bulk SUB | 165 |  |  | 739771.4 | 1499046.28 |  | 2238817.68 | 981337.57
161 | S | Purvis Bulk SUB - Lumberton SUB | 166 |  |  | 288973.89 | 256372.9 |  | 545346.79
161 | S | Plant Morrow SUB - Columbia SUB | 167 |  |  | 686015.7 | 541242.09 |  | 1227257.79
161 | S | Magee SUB - MS Hub SUB | 168 |  |  | 1105741.05 | 954841.97 |  | 2060583.02
161 | S | MS Hub SS - Columbia SUB | 168A |  |  | 41219.29 | 8670.58 |  | 49889.87
161 | S | SW Lonestar SS - Columbia SUB | 168B |  |  | 30179.77 | 9912.75 |  | 40092.52
161 | S | Plant Morrow SUB - Purvis Bulk SUB | 169 |  |  | 433878.67 | 1107752.13 |  | 1541630.8 | 1159445.46
161 | S | Plant Morrow SUB - Purvis Bulk SUB | 170 |  |  | 587827.14 | 1059251.95 |  | 1647079.09 | 1340760.26
161 | S | Hintonville SUB - Waynesboro SUB | 171 |  |  | 870307.45 | 850022.06 |  | 1720329.51
161 | S | Magee SUB - White Oak SUB | 172 |  |  | 709623.49 | 700689.53 |  | 1410313.02
161 | S | White Oak SUB - Homewood SUB | 172A |  |  | 39681.78 | 14936.05 |  | 54617.83
161 | S | Hintonville SUB - Benndale SUB | 173 |  |  | 1579735.07 | 1571392.36 |  | 3151127.43
161 | S | Waynesboro 161KV SUB - Waynesboro 230KV SUB | 175 |  |  | 31142.04 | 37406.03 |  | 68548.07
161 | S | Moselle Unit 5 - Moselle SUB GSU Strain Bus | 176 |  |  | 27058.72 | 9977.37 |  | 37036.09
161 | S | White Oak SS - Polkville SUB | 177 | 581563.44 |  | 495614.43 | 1141746.45 |  | 2218924.32
161 | S | Silver Creek SUB - Prentiss SUB | 178 | 493941.18 |  | 426005.84 | 1191396.85 |  | 2111343.87
161 | S | Prentiss SUB - Southwest Lone Star SUB | 179 | 522673.78 |  | 766652.55 | 1438378.83 |  | 2727705.16
161 | S | Plant Moselle SUB - South Hoy SUB | 180 | 3064200.41 |  | 1795292.98 | 5401884.88 |  | 10261378.27 | -217608.57
161 | S | Moselle GSU #6 - Moselle Switchyard | 181 |  |  | 197172.01 | 46542.19 |  | 243714.2
161 | S | Moselle GSU #7 - Moselle Switchyard | 182 |  |  | 15120.88 | 29958.12 |  | 45079
161 | E | Batesville #1 BUS - Batesville Ring Bus | 184 | 19142.3 |  |  |  |  | 19142.3 | 19142.3
161 | E | Batesville #2 BUS - Batesville Ring Bus | 186 |  |  | 38505.09 | 604.08 |  | 39109.17
230 | S | Waynesboro SUB - Alabama State Line (AEC)(McIntosh) | 230 |  |  | 837666.81 | 979915.26 | 79062.13 | 1896644.2 | 4250.29
230 | S | Benndale & Southeast Greene SUBs - Alabama State Line (AEC)(McIntosh) | 231,231A |  |  | 2033593.43 | 1843610.33 |  | 3877203.76 | -3652.78
230 | S | Waynesboro SUB - Missionary SUB | 232 |  |  | 3837427.85 | 2951109.26 | 61112.74 | 6849649.85 | 3285.35
115 | E | Centerville - Woodville | 500 | [5 empty] | 0
115 | E | Lucian - Auburn | 501 | [5 empty] | 0
115 | E | Silver Creek Sub (MP&L) - Northeast Monticello GOAB - Monticello Sub | 502,502A |  | 6002.41 | 238607.62 | 208586.94 | 1661.94 | 454858.91
115 | E | State Line SS - Gillsburg Sub | 503 |  |  | 106679.41 | 53415.59 |  | 160095
115 | E | Vaughn SS - Peetsville Sub | 504 |  |  | 68039.61 | 50929 |  | 118968.61
115 | M | St. Martin Switch (MPCO) - Cook Road Sub | 505 | 902.89 |  | 140159.67 | 30926.46 |  | 171989.02
115 | MB | Fountainbleau Switch (MPCO) - Fountainbleau GOAB | 506 |  |  | 26706.55 | 13729.29 |  | 40435.84
115 | MB | Fountainbleau GOAB - Fountainbleau Sub | 506A |  |  | 14572.21 | 14383.81 |  | 28956.02
115 | MB | Hickory Hills Switch (MPCO) - Hickory Hills Sub & GOAB | 507 |  |  | 52657.02 | 55973.24 |  | 108630.26
Sold |  | Logtown - Borg Warner (Sold) | 508509 |  |  | 0 | 0 |  | 0
115 | M | Cross Roads Sub - Collins Pipeline Sub | 510 |  |  | 8646.06 | 4427.91 |  | 13073.97
115 | E | Nitta Yuma SS (MP&L) - Hampton Sub | 511 |  |  | 191475.74 | 144003.62 |  | 335479.36
115 | M | Ocean Springs Switch (MPCO) - Ocean Springs Sub | 512 |  |  | 68266.54 | 28493 |  | 96759.54
115 | E | West Yazoo | 513 | [5 empty] | 0
115 | E | Little Yazoo SS - Little Yazzoo Sub | 514 |  |  | 45591.5 | 15256.39 |  | 60847.89
115 | E | Lorman SS (MP&L) - Alcorn Sub | 515 |  |  | 898749.82 | 712179.66 |  | 1610929.48
115 | E | Utica SS (MP&L) - Utica Jr College Sub | 516 |  |  | 247695.1 | 124742.62 |  | 372437.72
115 | M | Big Point Switch (MPCO) - Big Point Sub | 517 |  |  | 90733.4 | 74050.89 |  | 164784.29
115 | M | Forts Lake Switch (MPCO) - Forts Lake Sub | 518 |  |  | 374118.14 | 143743.2 |  | 517861.34
115 | E | Browning - East Greenwood | 519 | [5 empty] | 0
115 | E | Sawyer SS (MP&L) - North Winona Sub | 520 |  |  | 48305.95 | 22822.2 |  | 71128.15
115 | E | Southwest Dexter SS (MP&L) - Dexter Sub | 521 |  |  | 199336.38 | 96286.38 |  | 295622.76
115 | M | Nicholson Switch 9MPCO) - Nicholson Sub | 522 |  |  | 189346.95 | 186741.87 |  | 376088.82
115 | E | Norfield SS (MP&L) - Little Creek Sub | 523 |  |  | 181019.18 | 146061.44 |  | 327080.62
115 | M | Olson Switch (MPCO) - Olson Sub | 524 |  |  | 49526.39 | 17014.05 |  | 66540.44
115 | E | Mallalieu SS (MP&L) - Mallalieu Sub | 525 |  |  | 64907.63 | 38756.44 |  | 103664.07
115 | E | Northeast Monticello GOAB - G. P. Monticello Sub | 526 |  |  | 167427.09 | 92238.71 |  | 259665.8
115 | E | Murphy | 527 | [5 empty] | 0
115 | E | Copiah SS (MP&L) - Shady Grove Sub | 528 |  |  | 113231.77 | 70927.57 |  | 184159.34
115 | E | Isola SS (MP&L) - Isola Sub | 529 |  |  | 7128.62 | 1460.07 |  | 8588.69
115 | E | Heathman SS (MP&L) - Heathman Sub | 530 |  |  | 40973.09 | 23676.42 |  | 64649.51
115 | M | Ozona GOAB (MPCO) - Piggot Sub | 531 |  |  | 182775.02 | 239185.39 |  | 421960.41
115 | M | Derby GOAB (MPCO) - Derby Sub | 532 |  |  | 58979.02 | 35957.76 |  | 94936.78
115 | E | Banks SS (MP&L) - Banks Sub | 533 |  |  | 132017.43 | 210269.38 |  | 342286.81
115 | M | Spence GOAB (MPCO) - Spence Sub | 534 |  |  | 218992.41 | 357525.17 |  | 576517.58
115 | E | Redwood SS (MP&L) - IP Redwood Sub | 535 |  |  | 119912.12 | 198932.87 |  | 318844.99
115 | M | Lamey Switch (MPCO) - Lamey Sub | 536 |  |  | 58987.25 | 104343.64 |  | 163330.89
115 | M | Escatawpa South Switch (MPCO) - Escatawpa South Sub | 537 |  |  | 13507.16 | 17014.68 |  | 30521.84
115 | E | Silver Creek Sub (MP&L) - G. P. Monticello Sub | 538 |  |  | 514147.8 | 486782.12 |  | 1000929.92
115 | M | Watts GOAB (MPCO) - Watts Sub | 539 |  |  | 139545.91 | 158238.85 |  | 297784.76
115 | E | Whitfield Sub (MP&L) - East Whitifield GOAB - South Brandon Sub | 540,540A |  |  | 341825.06 | 335590.88 |  | 677415.94
115 | M | Fort Bayou GOAB (MPCO) - Fort Bayou Sub | 541 |  |  | 50084.19 | 32740.62 |  | 82824.81
115 | E | Refuge GOAB - Refuge Sub | 542 |  |  | 254485.28 | 127443.14 |  | 381928.42
115 | E | Chatawa GOAB - Progess GOAB | 543 |  |  | 390055.69 | 624146.91 |  | 1014202.6
115 | E | Progress GOAB - Progress Sub | 543A |  |  | 3632.65 | 4215.08 |  | 7847.73
115 | E | Friendship | 544 |  |  | 0 | 0 |  | 0 | -122746.05
115 | E | East Whitfield GOAB - East Whitfield Sub | 545 |  |  | 28488.75 | 83482.94 |  | 111971.69
115 | E | Pisgah GOAB - Magee Rd SS - Pisgah Sub | 546,546A |  |  | 288752.92 | 401065.9 | 4626.83 | 694445.65 | 4626.83
115 | E | West Arlington GOAB - Arlington Sub | 547 |  |  | 299046.48 | 500917.56 |  | 799964.04
115 | M | Stennis Airport GOAB (MPCO) - Stennis Airport Sub | 548 | 241402.23 |  | 108550.98 | 124456.44 |  | 474409.65
115 | E | Jayess SUB - Jayess Sub | 549 |  |  | 37056.74 | 5412.02 |  | 42468.76
115 | E | Schalter Sub (MP&L) - Evans Sub | 550 |  |  | 606065.27 | 652522.23 |  | 1258587.5
115 | MB | Lucedale South GOAB (MPCO) - Lucedale South Sub | 551 |  |  | 210947.8 | 140068.15 |  | 351015.95
115 | M | McNeil GOAB (MPCO) - McNeil Sub | 552 |  |  | 57008.69 | 40762.19 |  | 97770.88
115 | E | James Rd GOAB - Centerpoint Sub | 553 |  |  | 460974.4 | 919201.57 |  | 1380175.97
115 | MB | Martin Bluff Sub - Hickory Hills Sub GOAB | 554 |  |  | 254010.88 | 367548 |  | 621558.88
115 | MB | Vestry Switch (MPCO) - Aleco GOAB - Aleco SS | 555,555A |  |  | 401833.06 | 721981.95 |  | 1123815.01
115 | MB | Hamil Rd Sub - Fountainbleau SUB GOAB | 556 |  |  | 395290.63 | 579602.04 |  | 974892.67
115 | M | Wellman Switch (MPCO) - Wellman Sub | 557 |  |  | 200925.1 | 115950.97 |  | 316876.07
115 | MB | Cuevas Rd GOAB - Necaise Sub | 558 |  |  | 472252.52 | 995232.33 |  | 1467484.85
115 | MB | Monaco Lake Switch (MPCO) - Monaco Lake Sub | 559 |  |  | 185475.35 | 181856.7 |  | 367332.05
115 | E | Norfield SS (MP&L) - Norfield Sub | 560 |  |  | 27250.64 | 13846.92 |  | 41097.56
115 | E | Salem GOAB - Salem Sub | 561 |  |  | 21545.27 | 126065.25 |  | 147610.52
115 | E | Poplar Springs GOAB to Mountain Creek Sub | 562 |  |  | 435408.76 | 465918.89 |  | 901327.65
115 | MB | Dixie Pipeline Sub - MPCO Switch | 563 |  |  | 11295.68 | 4980.47 |  | 16276.15
115 | E | Vaughn SS - Loyd Star SS - Loyd Star Sub | 564 |  |  | 48404.67 | 16998.37 |  | 65403.04
115 | MB | Lizana Tap - Lazana Sub | 565 |  |  | 188261.84 | 186255.34 |  | 374517.18
115 | M | Dedeaux Road - Dedeaux Sub | 567 |  |  | 14954.49 | 3443.45 |  | 18397.94
115 | MB | Aleco GOAB - Joe Batt Rd GOAB - Joe Batt Rd Sub | 568,568A |  |  | 617934.31 | 775946.13 | 68285.96 | 1462166.4
115 | MB | North Lucedale Switch (MPCO) - North Lucedale Sub | 569 |  |  | 41004.45 | 17935.1 |  | 58939.55
115 | E | Silver Creek CT - Silver Creek SUB | 571 |  |  | 323285.35 | 347027.83 |  | 670313.18
115 | E | Silver Creek CT - Silver Creek SUB | 572 |  |  | 349534.47 | 251862.42 |  | 601396.89
115 | E | South Redwood SS - South Redwood Sub | 574 |  |  | 183261.09 | 219695.15 |  | 402956.24
115 | E | West Cleveland SS - West Cleveland Sub | 577 |  |  | 346754.93 | 487008.3 |  | 833763.23
115 | M | Ocean Springs GOAB - Gulf Park Estates GOAB | 578 |  |  | 931960.28 | 573906.19 |  | 1505866.47
115 | M | Gulf Park Estates GOAB - Gulf Park Estates Sub | 578A |  |  | 137535.62 | 19394.62 |  | 156930.24
115 | M | Vidalia GAOB - Vidalia Sub | 579 | 1169504.27 |  | 1071018.49 | 1593112.94 | 5591.69 | 3839227.39
115 | MB | Joe Batt Road GAOB - Vancleave GOAB | 581 | 1964909.79 |  | 888970.19 | 1673868.89 | 18845.84 | 4546594.71
115 | M | MPCO GOAB - Three Rivers Sub | 582 | 64086.09 |  | 41747.69 | 18897.2 |  | 124730.98
115 | E | Cranfield SS - Cranfield Sub | 584 |  |  | 13672.05 | 31520.33 |  | 45192.38
115 | E | Tinsley SS - Denbury Sub | 585 |  |  | 0 | 0 |  | 0
115 | E | Arcola SS - Arcola Sub | 586 |  |  | 0 | 30504.74 |  | 30504.74
115 | E | East Lincoln GOAB - East Lincoln Sub | 587 | 550676.68 |  | 369240.4 | 444016.59 |  | 1363933.67
115 | MB | MPCO Switch - Sunplex Sub | 588 | 438692.07 |  | 188689.48 | 481849.263 |  | 1109230.813
115 | M | MPCO Switch - Landon Sub | 590 |  |  | 120584.98 | 96415.55 |  | 217000.53
115 | M | MPCO Line - Helena Sub | 593 | 1756 |  | 40369.9 | 9835.47 |  | 51961.37
115 | M | MPCO Switch - Tucker Road Sub | 594 | 6326.27 |  | 55758.91 | 24330.48 |  | 86415.66
115 | M | MPCO Switch - Bayou Cassotte sub | 595 |  |  | 11146.83 | 0 |  | 11146.83
115 | E | Acona SS - Acona Sub | 607 | 727 |  | 21300.6 | 3606.65 |  | 25634.25 | 25634.25
115 | E | Carrollton SS - Carrollton Sub | 608 | 2485.58 |  | 6922.34 | 13149.63 |  | 22557.55 | 22557.55
115 | E | Greenville SS - Greenville Swiftwater Sub | 609 | 2341.27 | 4827.82 | 37358.34 | 29142.51 |  | 73669.94 | 73669.94
115 | E | Greenwood SS - GreenWood Snell Sub | 610 | 9708.68 |  | 203039.98 | 71953.67 |  | 284702.33 | 284702.33
115 | E | Jayess SS - Jayess Sub | 611 | 44812.45 |  | 369229.64 | 154807.22 |  | 568849.31 | 568849.31
115 | E | Lorman SS - Lorman Sub | 612 | 1612.59 |  | 159545.97 | 33020.64 |  | 194179.2 | 194179.2
115 | E | Minter City SS - Minter City SE Natchez Sub | 613 | 14718.08 |  | 136560.76 | 61808.3 |  | 213087.14 | 213087.14
115 | E | Natchez SE SS - Kingston Sub | 614 | 27231.53 |  | 190345.87 | 223324.74 |  | 440902.14 | 440902.14
115 | E | Shaw SS - Shaw Sub | 615 | 48024.51 |  | 503218.11 | 208017.84 |  | 759260.46 | 759260.46
|  | Basin GOAB |  |  |  | 83787.8 | 107484.73
|  | Sand Hill GOAB |  |  |  | 83357.63 | 111651.25
|  | ROW- Transmission Line | (8) | 20970330.18 |  |  |  |  | 20970330.18
|  |  |  | 35439372.3 | 155846.52 | 77334586.72 | 95752841.983 | 390967.44 | 209073614.963 | 19537649.12
|  |  |  | 35439372.3 | 155846.52 | 77334586.72 | 95752841.983 |  | 208682647.523
Less Land Acct 397
|  |  |  | 14469042.12 | 155846.52 | 77334586.72 | 95752841.983 |  | 187712317.343
Less Land Acct 397
& Land E253
0
|  | CPR Control Balance December 31, 2016 |  | 35439372.3 | 155846.52 | 77167441.29 | 95533706 | 390967.44 | 208687333.55
|  | Basin & Sand Hill GOAB moved from Stations Tab |  | 0 | 0 | 167145.43 | 219135.983 | 0
Adjustment (Note A)
|  | ADJUSTED CPR CONTROL BALANCE |  | 35439372.3 | 155846.52 | 77334586.72 | 95752841.983 | 390967.44 | 208682647.523
|  |  |  | 0 | 0 | 0 | 0 | 0
|  | GL Balance December 31, 2016 |  | 35439372.3 | 155846.52 | 77167441.29 | 95533706 | 390967.44 | 208687333.55
|  | Variance GL TO CPR/BB |  | 0 | 0 | 0 | 0 | 0
JE NEEDED
|  | Basin & Sand Hill GOAB moved from Stations Tab |  |  |  | 167145.43 | 219135.98
Adjustment (Note A)
|  | ADJUSTED GL BALANCE |  | 35439372.3 | 155846.52 | 77334586.72 | 95752841.98 | 390967.44 | 209073614.96
|  |  |  | 0 | 0 | 0 | -0.003 | 0

## SMEPA Stations December 2016
| South Mississippi Electric Power Association |  | 2016 Additions
| Substation CPR |  | 2016 Adjustments
DECEMBER 2016
|  | S - SMEPA | 104 | 350 | 352 | 353 | 391 | 397
|  | E - Entergy | Leased | Land & | Structures & | Station | Data Processing | Communication
| SUBSTATION | M - MPCO |  | Land Rights | Improvements | Equipment | Equipment | Equipment | Total
ACON | Acona (DELTA EPA) | E |  |  |  | 20393.68 |  | 1512554.5 | 1532948.18 | #REF! | #REF!
ACON_SS | Acona 115KV SS | E |  | 387.5 | 1286.19 | 58478.61 |  |  | 60152.3
AGRI | Agricola 69kV SS (SREPA) | S |  | 6071.69 | 257659.63 | 267741.22 |  | 1214413.94 | 1745886.48 | #REF! | #REF!
ALCO | Alcorn (SWMEPA) | E |  |  |  | 9726.06 |  |  | 9726.06 | #REF! | #REF!
ALEC | Aleco Firetower (SREPA) | MB |  | 45740.63 | 708367.27 | 282686.58 |  | 224025.27 | 1260819.75 | #REF! | #REF!
ANCH | Anchor Curve (YVEPA) | E |  |  |  | 8462.92 |  |  | 8462.92 | #REF! | #REF!
ANCH_MW | Anchor Curve Microwave | E |  | 25065.27 |  |  |  | 1772135.77 | 1797201.04
ARCO | Arcloa 115KV SS | E |  | 11187.35 | 500068.49 | 213588.86 |  | 1321916.16 | 2046760.86 | #REF! | #REF!
ARLI | Arlington (MEPA) | E |  |  |  | 45562.36 |  |  | 45562.36 | #REF! | #REF!
AUBU | Auburn 115KV SS | E | 38521.05 |  | 44706.14 | 128997.92 |  |  | 212225.11 | #REF! | #REF!
BANK | Banks (COHOMA EPA) | E |  |  |  | 9982.07 |  | 1356133.68 | 1366115.75 | #REF! | #REF!
BANK_S | Banks 115kV SS | E |  |  |  | 240319.03 |  | 49358.75 | 289677.78 | #REF! | #REF!
BASI | Basin GOAB (Actually Capacitor Bank) | S |  |  | 0 | 0 |  |  | 0 | #REF! | #REF!
BASI_M | Basin (SREPA) | S |  |  |  | 11733.99 |  |  | 11733.99 | #REF! | #REF!
BASS | Bassfield (PRVEPA) | S |  |  |  | 12087.82 |  | 3732.48 | 15820.3 | #REF! | #REF!
BAXT | Baxterville (PRVEPA) | S |  | 4347.42 | 136303.17 | 177005.6 |  | 23613.14 | 341269.33 | #REF! | #REF!
BAYS | Bay Springs (SPEPA) | S |  |  |  | 49243.22 |  |  | 49243.22 | #REF! | #REF!
BELL | Bellevue (PRVEPA) | S |  |  |  | 38431.33 |  |  | 38431.33 | #REF! | #REF!
BELZ | Belzoni (TCEPA) | E |  |  |  | 13137.99 |  |  | 13137.99 | #REF! | #REF!
BENN | Benndale 231/161/69kV Sub | S |  |  | 1728775.95 | 7202955.93 |  | 743761.38 | 9675493.26 | #REF! | #REF!
BIGL | Big Level (PRVEPA) | S |  |  | 59817.82 | 159577.8 |  |  | 219395.62 | #REF! | #REF!
BLAC | Blackhawk (DELTA EPA) | E |  |  |  | 26051.67 |  |  | 26051.67 | #REF! | #REF!
BLAC_MW | Blackhawk Microwave | E |  | 5910.8 |  |  |  | 40045.29 | 45956.09 | #REF!
BNGT | Benndale GT 69kV SS & MW | S |  |  | 19575.18 | 369142.95 |  | 208152.57 | 596870.7 | #REF! | #REF!
BNSR | Benndale (SREPA) | S |  |  |  | 16223.47 |  |  | 16223.47 | #REF! | #REF!
BOVI | Bovina Microwave | E |  | 25942.17 |  |  |  | 1370523.79 | 1396465.96 | #REF!
BRAN | Brandon (SPEPA) | E |  |  |  | 10797.86 |  |  | 10797.86 | #REF! | #REF!
BREW | Brewer (SREPA) | S |  |  |  | 16938.96 |  |  | 16938.96 | #REF! | #REF!
BRLR | Brownlee Road | S |  | 6331.22 | 179943.36 | 129239.07 |  |  | 315513.65 | #REF!
BRMG | Brookhaven (MEPA) | E |  |  |  | 16365.07 |  |  | 16365.07 | #REF! | #REF!
BROW | Browning 115KV SS | E |  |  |  | 143354.81 |  |  | 143354.81 | #REF! | #REF!
BRSW | Brookhaven SW 115kV SS & METER (SWMEPA) | E |  |  |  | 90767.36 |  |  | 90767.36 | #REF! | #REF!
BUCK | Bucatunna (DIXIE EPA) | S |  |  |  | 15988.42 |  | 2610.51 | 18598.93 | #REF! | #REF!
BURR | Burr Creek (DIXIE EPA) | S |  |  |  | 10893.44 |  | 3257.38 | 14150.82 | #REF! | #REF!
CARL | Carlisle Microwave | E |  | 27486.93 |  |  |  | 1452985.16 | 1480472.09 | #REF!
CARR | Carrolton (DELTA EPA) | E |  | 22257.13 |  | 8570.34 |  | 1671687.18 | 1702514.65 | #REF! | #REF! | 151.44
CARR_SS | Carrolton 115KV SS | E |  |  | 330.86 | 59046.23 |  |  | 59377.09
CATF_COA | Coahoma Catfish Load | E |  |  |  | 11099.51 |  |  | 11099.51 | #REF! | #REF!
CATF_DEL | Delta EPA Catfish Load | E |  |  |  | 18803.77 |  |  | 18803.77 | #REF! | #REF!
CATF_TC | Twin County Catfish Load | E |  |  |  | 21031.51 |  |  | 21031.51 | #REF! | #REF!
CATF_YV | Yazoo Valley Catfish Load | E |  |  |  | 7938.35 |  |  | 7938.35 | #REF! | #REF!
CEDR | Cedar Lake (Coast Sub) | MB |  |  |  | 10131.82 |  | 35262.31 | 45394.13 | #REF! | #REF!
CENT | Centerpoint (SWMEPA) | E |  |  |  | 20970.8 |  |  | 20970.8 | #REF! | #REF!
CLAR | Clara (DIXIE EPA) | S |  |  |  | 9427.07 |  | 1825.76 | 11252.83 | #REF! | #REF!
CLARD | Clarksdale (COAHOMA EPA) | E |  |  |  | 11684.78 |  |  | 11684.78 | #REF! | #REF!
CLEO | Cleo 69kV SS & MW | S |  |  | 99600.48 | 535010.45 |  | 582634.05 | 1217244.98 | #REF! | #REF! | 11271.94
CLEO_M | Cleo (DIXIE EPA) | S |  |  |  | 24719.34 |  |  | 24719.34 | #REF! | #REF!
CLEV | Cleveland (DELTA EPA) | E |  |  |  | 11299.67 |  |  | 11299.67 | #REF! | #REF!
COLC | Colonial Collins (SPEPA) | S |  |  |  | 9181.38 |  |  | 9181.38 | #REF! | #REF!
COLE | Cole Road 161/69KV SUB | S |  |  | 1449652.32 | 5587760.04 |  | 108133.05 | 7145545.41 | #REF! | #REF! | 2422.89
COLK | Colonial Kola (SPEPA) | S |  |  |  | 20853.87 |  |  | 20853.87 | #REF! | #REF!
COLU | Columbia 161/69kV SUB, MW, & METER (PRVEPA) | S |  |  | 257659.64 | 3446333.7 |  | 581870.28 | 4285863.62 | #REF! | #REF! | 261991.51
COPI | Copiah 115kV SS | E |  |  |  | 139069.82 |  |  | 139069.82 | #REF! | #REF!
CRAN_S | Cranfield SS | E |  |  | 29786.69 | 43492.87 |  |  | 73279.56 | #REF! | #REF!
CROS | Crosby (SWMEPA) | E |  | 24326.13 |  | 38901.39 |  |  | 63227.52 | #REF! | #REF! | 855.29
CROS_MW | Crosby Microwave | E | [5 empty] | 2013881.25 | 2013881.25 | #REF! |  | 3516.87
CUMB | Cumbest Bluff 115kV SS | M |  |  | 95025.65 | 324675.79 |  | 1263522.56 | 1683224 | #REF! | #REF! | 109.16
DECA | Decatur (SPEPA) | S |  |  | 81965.57 | 150970.41 |  |  | 232935.98 | #REF! | #REF!
DEXT | Dexter (MEPA) | E |  |  |  | 42688.29 |  |  | 42688.29 | #REF! | #REF! | 32719.34
DIAM | Diamond (DIXIE EPA) | S |  |  |  | 16969.46 |  |  | 16969.46 | #REF! | #REF!
DLO | D'LO Microwave | S |  | 17753.25 |  |  |  | 1398721.84 | 1416475.09 | #REF!
DXMS | Dixie Electric Mobile | S |  |  |  | 13627.7 |  |  | 13627.7 | #REF! | #REF!
DXPL | Dixie Pipeline | MB |  |  |  | 7218.89 |  | 9403.26 | 16622.15 | #REF! | #REF!
EDEN | Eden Microwave | E |  | 25847.77 |  |  |  | 1733156.58 | 1759004.35 | #REF! |  | 30.05
EGRE | East Greenwood (DELTA EPA) | E |  |  |  | 20079.65 |  |  | 20079.65 | #REF! | #REF!
ELIN | East Lincoln (MEPA) | E |  |  |  | 17819.14 |  |  | 17819.14 | #REF! | #REF!
ELIN_S | East Lincoln 115KV SS | E |  |  | 76783.48 | 34849.37 |  |  | 111632.85 | #REF! | #REF!
ELLI | Ellisville Junction (DIXIE EPA) | S |  |  | 511538.72 | 683923.05 |  | 153729.64 | 1349191.41 | #REF! | #REF! | 1669.03
ELLT | Elliott (DELTA EPA) | E |  |  |  | 12949.01 |  |  | 12949.01 | #REF! | #REF!
EMCC | East Mccomb (MEPA) | E |  |  |  | 9760.12 |  |  | 9760.12 | #REF! | #REF!
EMIN | Eminence (SPEPA) | S |  |  |  | 0 |  |  | 0 | #REF! | #REF! | -9408.81
EUCU | Eucutta (DIXIE EPA) | S |  |  |  | 17060.82 |  |  | 17060.82 | #REF! | #REF!
EVAN | Evans (DELTA EPA) | E |  |  |  | 15600.93 |  | 1292677.44 | 1308278.37 | #REF! | #REF! | 94.06
EWHI | East Whitfield (SPEPA) | E |  |  |  | 31263.88 |  |  | 31263.88 | #REF! | #REF!
FAYE | Fayette (SWMEPA) | E |  |  |  | 8364.2 |  |  | 8364.2 | #REF! | #REF! | -3046.02
FERN_S | Fernwood 115KV SS | E | 72371.39 | [5 empty] | 72371.39 | #REF! | #REF!
FLOR | Florence 115kV SS & METER (SPEPA) | E |  |  |  | 193054.12 |  |  | 193054.12 | #REF! | #REF!
FLOR_MW | Florence Microwave | E | [5 empty] | 1632647.22 | 1632647.22
FLOY | Floyd Lynk Sub (TCEPA) | E |  |  |  | 15697.02 |  |  | 15697.02 | #REF! | #REF!
FOC | Field Operations Center | S |  |  |  | 3801.78 |  |  | 3801.78 | #REF! | #REF!
FOXW | Foxworth 69kV SS & MW | S |  | 22621.62 | 252700.56 | 304160.04 |  | 2656734.93 | 3236217.15 | #REF! | #REF! | 100892.74
FOXW_M | Foxworth (PRVEPA) | S |  |  | 404.7 | 77360.03 |  |  | 77764.73 | #REF! | #REF! | 14825.35
FRIE_M | Friendship (MEPA) | E |  |  | 107815.15 | 122278.79 |  |  | 230093.94 | #REF! | #REF!
GILL | Gillsburg 115KV SS | E | 59548.09 | [5 empty] | 59548.09 | #REF! | #REF!
GILL_M | Gillsburg (MEPA) | E |  |  |  | 32015.54 |  |  | 32015.54 | #REF! | #REF!
GLAD | Glade (DIXIE EPA) | S |  |  |  | 13231.23 |  |  | 13231.23 | #REF! | #REF!
GOSS | Goss (PRVEPA) | S |  |  |  | 9378.8 |  | 3987.81 | 13366.61 | #REF! | #REF!
GPMO | GP Monticello (SPEPA) | E |  |  | 51671.56 | 63399.73 |  | 23359.26 | 138430.55 | #REF! | #REF!
GPTA | GP Taylorsville (SPEPA) | S |  |  |  | 19075.6 |  | 9779.98 | 28855.58 | #REF! | #REF!
GPTA_S | GP Taylorsville 69kV SS | S |  |  | 388618.41 | 407398.66 |  | 53430.47 | 849447.54 | #REF! | #REF! | 16068.72
GREE | Greenwood (DELTA EPA) | E |  |  |  | 16244.49 |  | 1272875.83 | 1289120.32 | #REF! | #REF! | 15143.37
GREE_SS | Greenwood 115KV SS | E |  |  |  | 94155.86 |  |  | 94155.86 |  |  | 94155.86
GREV | Greenville (DELTA EPA) | E |  |  |  | 18440.75 |  |  | 18440.75 | #REF! | #REF!
GREV_MW | Greenville Microwave (DEPA Dist Office) | E | [5 empty] | 1285979.79 | 1285979.79 | #REF! |  | 48.27
GREV_SS | Greenville 115KV SS | E |  |  | 306.86 | 21807.64 |  |  | 22114.5
GULF | Gulfport | M | [5 empty] | 1335439.38 | 1335439.38 | #REF! | #REF! | 2584.56
GWIJ | Gwinville Junction 69kV SS | S |  |  | 289614.02 | 415891.35 |  |  | 705505.37 | #REF! | #REF!
GWIN | Gwinville (SPEPA) | S |  |  | 68770.36 | 159181.49 |  |  | 227951.85 | #REF! | #REF!
HAM_MW | Hamburg Microwave | E |  | 23173.09 |  |  |  | 1554327.95 | 1577501.04 | #REF! |  | 3111.64
HAMB_S | Hambrick 115KV SS | E |  | 17453.61 | 526881.19 | 332580.72 |  |  | 876915.52 | #REF! | #REF!
HAMF | Hamill Farm (SREPA) | MB |  |  |  | 34220.13 |  | 864914.57 | 899134.7 | #REF! | #REF! | 149.53
HAMP | Hampton (TCEPA) | E |  | 17051.05 |  | 9504.85 |  | 1396968.52 | 1423524.42 | #REF! | #REF! | 30.05
HATH | Hathorn 69kV SS, MW, & METER (PVEPA) LANTATION PIPELINE | S |  |  | 455082.19 | 403475.78 |  | 146426.34 | 1004984.31 | #REF! | #REF! | 1952.54
HBGIN | Hattiesburg Industrial (PRVEPA) | MB |  |  |  | 11294.28 |  | 8262.38 | 19556.66 | #REF! | #REF!
HQ | Headquarters | S |  |  |  | 189273.12 |  | 2846081.02 | 3035354.14 | #REF! | #REF!
HEAT | Heathman 115kV SS | E |  |  |  | 130102.64 |  |  | 130102.64 | #REF! | #REF!
HEAT_M | Heathman (DELTA EPA) | E |  |  |  | 6243.03 |  | 1143653.51 | 1149896.54 | #REF! | #REF! | 99.74
HEBR | Hebron (DIXIE EPA) | S |  |  |  | 10597.5 |  |  | 10597.5 | #REF! | #REF!
HEID | Heidelberg (SPEPA) | S |  |  |  | 36142.08 |  |  | 36142.08 | #REF! | #REF!
HEID_C | Heidelberg MW | S | [5 empty] | 578557.33 | 578557.33 | #REF! | #REF! | 10186.51
HILLSDALE | Hillsdale LEASE | M |  |  | 265844.6 | 381946.72 |  |  | 647791.32 | #REF! | #REF!
HINS | Hintonville (SREPA) | S |  |  |  | 21044.77 |  |  | 21044.77 | #REF! | #REF! | 12555.17
HINT | Hintonville 161/69kV SUB & MW | S |  |  | 272043.05 | 2127958.14 |  | 821874.04 | 3221875.23 | #REF! | #REF! | 58272.47
HOLL | Hollandale (TCEPA) | E |  |  |  | 10755.75 |  | 918308.4 | 929064.15 | #REF! | #REF! | 68.41
HOLS | Holly Springs (PRVEPA) | S |  |  |  | 19990.18 |  |  | 19990.18 | #REF! | #REF!
HOME | Homewood 161/69kV SUB, MW, & METER (SPEPA) | S |  |  | 391208.54 | 2962786.49 |  | 299801.36 | 3653796.39 | #REF! | #REF! | 27666.49
HOY | Hoy 69kV SS & METER (DIXIE) | S |  |  | 67746.12 | 686263.89 |  | 24298.05 | 778308.06 | #REF! | #REF! | 24298.05
HWY15 | Highway 15 (Coast) | MB |  |  |  | 8786.86 |  | 1775.38 | 10562.24 | #REF! | #REF!
HWY588 | Highway 588 | S |  |  |  | 15646.24 |  |  | 15646.24 | #REF! | #REF!
INDI | Indianola (DELTA EPA) | E |  |  |  | 17628.47 |  |  | 17628.47 | #REF! | #REF!
INVE | Inverness (DELTA EPA) | E |  |  |  | 9209.01 |  |  | 9209.01 | #REF! | #REF!
IPRED | IP Redwood (YVEPA) | E |  |  |  | 25972.37 |  |  | 25972.37 | #REF! | #REF!
ISOL | Isola 115kV SS & METER (TCEPA) | E |  | 11281.02 |  | 155693.5 |  | 1040892.48 | 1207867 | #REF! | #REF! | 98.39
ITTA | Itta Bena (DELTA EPA) | E |  |  |  | 41997.07 |  |  | 41997.07 | #REF! | #REF!
JAYE | Jayess (MEPA) | E |  |  |  | 42434.34 |  |  | 42434.34 | #REF! | #REF!
JAYE_SS | Jayess 115KV SS | E |  |  | 1825.77 | 233327.34 |  |  | 235153.11 |  |  | 235153.11
JOEBAT | Joe Batt Rd (SREPA) | MB |  |  |  | 12910.53 |  | 1475127.15 | 1488037.68 | #REF! | #REF! | 1344.13
KILN | Kiln Coast | M |  | 12341.21 |  |  |  | 1145839.51 | 1158180.72 | #REF! | #REF! | 3317.76
KITR | Kittrell MW | S | [5 empty] | 600717.94 | 600717.94 | #REF! | #REF! | 3643.05
KITT | Kittrell (SREPA) | S |  |  |  | 22859.35 |  |  | 22859.35 | #REF! | #REF!
KOCH | Koch Foods | S |  |  |  | 1727.68 |  |  | 1727.68 | #REF! | #REF!
LAKE | Lake (SPEPA) | S |  |  |  | 9956.07 |  | 30876.28 | 40832.35 | #REF! | #REF! | 30876.28
LAKS | Lake Serene (PRVEPA) | S |  |  |  | 45420.63 |  |  | 45420.63 | #REF! | #REF!
LANG | Langford Microwave | E | [5 empty] | 1506471.07 | 1506471.07 | #REF!
LCRE | Little Creek (MEPA) | E |  |  |  | 17478.44 |  |  | 17478.44 | #REF! | #REF!
LEAF | Leaf River (DIXIE EPA) | S |  |  |  | 6866.17 |  | 24523.02 | 31389.19 | #REF! | #REF! | 24523.02
LEAK | Leakesville (SREPA) | S |  |  |  | 8616.99 |  |  | 8616.99 | #REF! | #REF!
LELA | Leland (TCEPA) | E |  |  |  | 10036.56 |  |  | 10036.56 | #REF! | #REF!
LEXI | Lexington (YVEPA) | E |  |  |  | 9754.15 |  |  | 9754.15 | #REF! | #REF!
LEXI_MW | Lexington Microwave | E |  | 30008.96 |  |  |  | 1298383.85 | 1328392.81 | #REF! |  | 30.05
LIBE | Liberty (MEPA) | E |  | 20223.91 |  | 19753.83 |  |  | 39977.74 | #REF! | #REF!
LIBE_MW | Liberty Microwave | E | [5 empty] | 1809503.26 | 1809503.26 | #REF! |  | 8051.3
LIZA | Lizana (Coast) | MB |  |  |  | 36279.27 |  | 1775.38 | 38054.65 | #REF! | #REF!
LONE | Lone Star (SPEPA) | S |  |  |  | 22188.04 |  | 5423.27 | 27611.31 | #REF! | #REF!
LONE_C | Lone Star MW | S |  | 69146.58 |  |  |  | 684200.13 | 753346.71 | #REF! | #REF! | 7376.54
LORM | Lorman (SWMEPA) | E |  |  |  | 14409.77 |  |  | 14409.77 | #REF! | #REF!
LORM_MW | Lorman Microwave | E | [5 empty] | 1545441.51 | 1545441.51 | #REF! |  | 96.9
LORM_S | Lorman 115kV SS | E |  |  | 316.98 | 435820.77 |  |  | 436137.75 | #REF! | #REF! | 424790.52
LOYD | Loyd Star (SWMEPA) | E |  |  |  | 13102.58 |  |  | 13102.58 | #REF! | #REF!
LTTX | Little Texas MW | E |  | 18133.38 |  |  |  | 1242242.46 | 1260375.84 | #REF! | #REF! | 78.89
LUCE | Lucedale (SREPA) | S |  |  |  | 8923.69 |  | 779462.98 | 788386.67 | #REF! | #REF! | 66.55
LULA | Lula (COAHOMA) | E |  | 14007.07 |  | 7831.4 |  | 1293766.72 | 1315605.19 | #REF! | #REF! | 76.25
LUMB | Lumberton 161/69kV SUB, MW, & METER (PRVEPA) | S |  |  | 176471.67 | 2168327.38 |  | 1102119.05 | 3446918.1 | #REF! | #REF! | 1005522.04
LYAZ | Little Yazoo (YVEPA) | E |  |  |  | 29495.4 |  | 1259064.58 | 1288559.98 | #REF! | #REF! | 5752.65
LYNN | Lynn Ray Rd | S |  | 44512.9 | 502695.02 | 177952.28 |  | 2770.76 | 727930.96 | #REF! | #REF!
LYON | Lyon 115kV SW & METER (COAHMOA EPA) | E |  |  | 184732.9 | 117877.05 |  | 1099238.04 | 1401847.99 | #REF! | #REF! | 75.87
MACE | Macedonia (DIXIE EPA) | S |  |  |  | 24563.03 |  |  | 24563.03 | #REF! | #REF!
MACE_S | Macedonia 69kV SS | S |  |  | 381918.98 | 571123.15 |  | 44404.22 | 997446.35 | #REF! | #REF! | 2201.38
MADD | Maddox (SPEPA) | S |  |  |  | 18148.15 |  | 3203.47 | 21351.62 | #REF! | #REF!
MAGE | Magee 161/115/69kV SUB, MW, METER (SPEPA) | S |  |  | 269594.95 | 7405850.73 |  | 1024210.71 | 8699656.39 | #REF! | #REF! | 499794.83
MALL | Mallalieu (MEPA) | E |  |  |  | 69804.03 |  |  | 69804.03 | #REF! | #REF!
MALL_S | Mallalieu 115kV SS | E |  |  | 4908.15 | 191983.68 |  |  | 196891.83 | #REF! | #REF!
MARK | Marks (COAHOMA EPA) | E |  |  |  | 9850.34 |  |  | 9850.34 | #REF! | #REF!
MART | Martinville (SPEPA) | S |  |  | 394018.74 | 420697.08 |  | 92317.13 | 907032.95 | #REF! | #REF! | 9624.09
MART_M | Martinville (SPEPA) | S |  |  |  | 18115.06 |  | 1382.4 | 19497.46 | #REF! | #REF! | 1382.4
MAXI_G | Maxie LEASED | M |  |  | 198371.88 | 455302.48 |  |  | 653674.36 | #REF! | #REF!
MCLA | Mclain (SREPA) | S |  |  |  | 6780.96 |  | 13879.09 | 20660.05 | #REF! | #REF!
MCLA_C | McLain MW | S | [5 empty] | 646691.73 | 646691.73 | #REF! | #REF! | 3034.29
MDRD | Midway Road Microwave | S |  | 39841.95 |  |  |  | 1753672.28 | 1793514.23 | #REF! |  | 1753791.56
MIDW | Midway (YVEPA) | E |  |  |  | 11118.2 |  |  | 11118.2 | #REF! | #REF!
MIDW_SS | Midway 115KV SS | E |  |  |  | 104572.29 |  |  | 104572.29
MINT | Minter City (DEPA) | E |  |  |  | 15373.32 |  | 1314456.57 | 1329829.89 | #REF! | #REF! | 132.5
MISS | Missionary 161/69kV SUB & MW | S |  |  | 1447539.2 | 2229285.95 |  | 602451.3 | 4279276.45 | #REF! | #REF! | 14056.1
MNCR | Mountain Creek (SPEPA) | E |  |  |  | 20243.1 |  |  | 20243.1 | #REF! | #REF!
MOBILE_SM | SMEPA Mobile | S |  |  |  | 6892331.67 |  |  | 6892331.67 | #REF! | #REF!
MONA | Monaco Lake (SREPA) | MB |  |  |  | 11019.44 |  | 1072308.95 | 1083328.39 | #REF! | #REF! | 2353.65
MONT | Monticello (SPEPA) | E |  |  |  | 33936.76 |  |  | 33936.76 | #REF! | #REF!
MONT_C | Monticello MW | E | [5 empty] | 191079.28 | 191079.28 | #REF! | #REF! | 1920.39
MOOR | Moorehead | E |  |  |  | 19822.41 |  |  | 19822.41 | #REF! | #REF!
MORT | Morton 69kV SW & METER (SPEPA) | S |  |  |  | 94820.12 |  | 2245.87 | 97065.99 | #REF! | #REF!
MOSE | Moselle 161/69kV Sub | S |  |  | 2050581.56 | 13686667.57 |  | 124402.21 | 15861651.34 | #REF! | #REF! | 55287.94
MOSE_C | Plant Moselle MW | S | [5 empty] | 787084.05 | 787084.05 | #REF! | #REF!
MR161 | Plant Morrow 161kV SS | S |  |  | 347441.64 | 5745411.13 |  | 292246.56 | 6385099.33 | #REF! | #REF! | 272327.89
MRTNB | Martin Bluff (SREPA) | MB |  |  |  | 10283 |  | 13745.33 | 24028.33 | #REF! | #REF!
MSHB | MS Hub SS | E |  |  |  | 51104.05 |  | 46899.86 | 98003.91 | #REF! | #REF! | 11326.8
MURP | Murphy 115kV SS & METER (TCEPA) | E |  |  |  | 173207.58 |  |  | 173207.58 | #REF! | #REF!
NCOL | North Collins 69kV SS & METER (SPEPA) | S |  |  | 544111.6 | 551267.13 |  | 126063.92 | 1221442.65 | #REF! | #REF! | 15160.41
NECA | Necaise MW | M | [5 empty] | 1128099.81 | 1128099.81 | #REF! | #REF! | -62141.53
NECA_S | Necaise (Coast) | MB |  |  |  | 8459.21 |  |  | 8459.21 | #REF! | #REF!
NEWT | Newton SS & NETER (SPEPA) | S |  |  | 374457.68 | 552133.77 |  | 61037.37 | 987628.82 | #REF! | #REF! | 10499.42
NHAT | North Hattiesburg (SPEPA) | S |  |  |  | 13052.06 |  |  | 13052.06 | #REF! | #REF!
NITT | Nitta Yuma SS | E |  |  |  | 161422.74 |  |  | 161422.74 | #REF! | #REF!
NLUC | North Lucedale (SREPA) | MB |  |  |  | 9004.33 |  | 3140.3 | 12144.63 | #REF! | #REF!
NORF | Norfield 115kV SS | E |  |  | 41914.36 | 171716.95 |  |  | 213631.31 | #REF! | #REF! | 6889.28
NORf_M | Norfield (MEPA) | E |  |  |  | 53636.22 |  |  | 53636.22 | #REF! | #REF!
NPET | North Petal (DIXIE EPA) | S |  |  |  | 23700.19 |  |  | 23700.19 | #REF! | #REF! | 17.4
NRAN | North Rankin Microwave | E |  | 29812.93 |  |  |  | 1333234.97 | 1363047.9 | #REF! |  | 30.05
NWIN | North Winona (DELTA EPA) | E |  |  |  | 9357.29 |  |  | 9357.29 | #REF! | #REF!
OAK GROVE | Oak Grove LEASE | M |  |  | 171732.99 | 409091.91 |  |  | 580824.9 | #REF! | #REF!
OAKV | Oakvale (PRVEPA) | S |  |  |  | 16957.69 |  | 4985.66 | 21943.35 | #REF! | #REF!
OLDA | Old Augusta (DIXIE EPA) | S |  |  |  | 12187.18 |  |  | 12187.18 | #REF! | #REF!
OLOH | Oloh MW | S |  |  |  | 1399.95 |  | 1237300.26 | 1238700.21 | #REF! | #REF! | 650280.1
OLVE | Olive Oil Field (MEPA) | E |  |  |  | 15541.6 |  | 4406.43 | 19948.03 | #REF! | #REF! | 4406.43
ONWA | Onward (TCEPA) | E |  |  |  | 115237.82 |  | 1620176.05 | 1735413.87 | #REF! | #REF! | 51592
PACE | Pace (DELTA EPA) | E |  |  |  | 16024.66 |  | 1327716.29 | 1343740.95 | #REF! | #REF! | 100.74
PAUL | Paulding 69kV SS & MW | S |  |  | 11525.93 | 496611.79 |  | 59586.9 | 567724.62 | #REF! | #REF! | -49755.97
PEET | Peetsville (SWMEPA) | E |  |  |  | 26327.34 |  |  | 26327.34 | #REF! | #REF!
PERK | Perkinston MW | S |  | 126536.06 |  |  |  | 604550.65 | 731086.71 | #REF! | #REF!
PETA | Petal (DIXIE EPA) | S |  |  |  | 23161.92 |  |  | 23161.92 | #REF! | #REF!
PICK | Pickens (YVEPA) | E |  |  |  | 8438 |  |  | 8438 | #REF! | #REF!
PICW | Pickwick (PRVEPA) | S |  |  |  | 22762.58 |  | 3753.91 | 26516.49 | #REF! | #REF!
PIGS | Pisgah (MEPA) | E |  |  |  | 20274.24 |  |  | 20274.24 | #REF! | #REF!
PINE | Pine RidgeSS (Leased) | E | 29992.65 | [5 empty] | 29992.65 | #REF! | #REF!
PINE_M | Pine Ridge (SWMEPA) | E |  |  |  | 10366.97 |  |  | 10366.97 | #REF! | #REF!
PINE_MW | Pine Ridge Microwave | E |  | 46536.44 |  |  |  | 1966072.16 | 2012608.6 | #REF! |  | 4261.85
PINO | Pinola (SPEPA) | S |  |  |  | 16856.76 |  |  | 16856.76 | #REF! | #REF!
PLAN | Plantation Pipeline (SREPA) | S |  |  |  | 10481.25 |  |  | 10481.25 | #REF! | #REF!
PMOR | Plant Morrow MW | S | [5 empty] | 494429.51 | 494429.51 | #REF! | #REF!
POLK | Polkville (SPEPA) | S |  |  |  | 25863.06 |  |  | 25863.06 | #REF! | #REF!
POLK_S | Polkville 161/69Kv Substaion | S |  | 51359.92 | 1465242.72 | 1873006.47 |  | 184773.02 | 3574382.13 | #REF! | #REF! | 17512.39
PORT | Port Gibson Microwave | E |  | 24061.9 |  |  |  | 1565677.92 | 1589739.82 |  |  | 22789.14
PORTG | Port Gibson (SWMEPA) | E |  |  |  | 31711.24 |  |  | 31711.24 | #REF! | #REF! | 4657.26
PREN | Prentiss 69kV SS & METER (SPEPA) | S |  |  |  | 292289.93 |  |  | 292289.93 | #REF! | #REF!
PRENT | Prentiss69KV XX | S |  | 28000 | 2102771.63 | 1816781.33 |  | 87789.05 | 4035342.01 | #REF! | #REF! | -27520.18
PRMS | Pearl River Vally Mobile | S |  |  |  | 10023.35 |  |  | 10023.35 | #REF! | #REF!
PROG | Progress (MEPA) | E |  |  |  | 10421.77 |  |  | 10421.77 | #REF! | #REF!
PUCK | Puckett (SPEPA) | S |  |  |  | 19225.52 |  |  | 19225.52 | #REF! | #REF!
PURB | Purvis Bulk 230/161kV SUB & MW | S |  |  | 357994.03 | 8352560.52 |  | 640756.69 | 9351311.24 | #REF! | #REF! | 329760.75
PURV | Purvis (PRVEPA) | S |  |  |  | 10131.63 |  | 13488.86 | 23620.49 | #REF! | #REF! | -1727.31
RANK | Rankin County Airport (SPEPA) | E |  |  |  | 9813.16 |  |  | 9813.16 | #REF! | #REF!
RAWL | Rawls Springs 69kV SS, MW, & METER (SPEPA) | S |  |  | 78368.21 | 582538.42 |  | 75764.99 | 736671.62 | #REF! | #REF! | 1740.18
REDW_MW | Redwood Microwave | E |  | 26637.44 |  |  |  | 1466215.61 | 1492853.05
REDW_SS | Redwood 115KV SS | E |  | 1943 | 5384.11 | 642984.49 |  |  | 650311.6 |  |  | 650311.6
REFU | Refuge (TCEPA) | E |  |  |  | 20590.06 |  | 932.35 | 21522.41 | #REF! | #REF!
REXB_C | Rex Brown | E |  |  |  | 7557.69 |  |  | 7557.69 | #REF! | #REF!
RICH | Richburg (PRVEPA) | S |  |  |  | 8374.6 |  |  | 8374.6 | #REF! | #REF!
ROCK | Rocky Creek 69KV SS & METER (SREPA) | S |  |  | 56398.76 | 631141.75 |  | 85655.13 | 773195.64 | #REF! | #REF! | 1709.34
ROLI | Rolling Fork (TCEPA) | E |  |  |  | 7825.46 |  |  | 7825.46 | #REF! | #REF!
ROLI_MW | Rolling Fork Microwave | E |  | 36306.63 |  |  |  | 1842275.11 | 1878581.74 | #REF!
ROSE | Rose Hill (SPEPA) | S |  |  |  | 7500.99 |  |  | 7500.99 | #REF! | #REF!
ROXI | Roxie (SWMEPA) | E |  | 32095.78 |  | 8345.6 |  |  | 40441.38 | #REF! | #REF!
ROXI_MW | Roxie Microwave | E | [5 empty] | 1916360.22 | 1916360.22 | #REF! |  | 6530.93
RULE | Ruleville (DELTA EPA) | E |  |  |  | 8609.37 |  |  | 8609.37 | #REF! | #REF!
SALE | Salem (MEPA) | E |  |  |  | 28046.93 |  | 55405.92 | 83452.85 | #REF! | #REF! | 83452.85
SALE_MW | Salem Microwave | E | [5 empty] | 1737734.75 | 1737734.75 | #REF!
SAND | Sand Hill GOAB (Actually Capacitor Bank) | S |  |  | 0 | 0 |  |  | 0 | #REF! | #REF!
SAND_C | Sand Hill MW | S | [5 empty] | 283057.68 | 283057.68 | #REF! | #REF! | 11658.61
SAND_M | Sand Hill (SREPA) | S |  |  |  | 21663.31 |  | 2543.85 | 24207.16 | #REF! | #REF! | -908.09
SAWM | Sawmill Road (SREPA) | S |  |  |  | 11422.05 |  | 2178.6 | 13600.65 | #REF! | #REF!
SAWY | Sawyer SS | E |  |  |  | 141398.2 |  |  | 141398.2 | #REF! | #REF!
SBRA | South Brandon (SPEPA) | E |  |  |  | 38986.94 |  |  | 38986.94 | #REF! | #REF!
SCHL | Schlater (DELTA EPA) | E |  |  |  | 9843.74 |  |  | 9843.74 | #REF! | #REF!
SCLE | South Cleveland (DELTA EPA) | E |  |  |  | 11847.9 |  |  | 11847.9 | #REF! | #REF!
SCLL | South Collins (SPEPA) | S |  |  |  | 39178.39 |  |  | 39178.39 | #REF! | #REF! | 39178.39
SCOL | South Collins 69kV SS, MW, & METER (SPEPA) | S |  |  | 69534 | 426916.47 |  | 512668.05 | 1009118.52 | #REF! | #REF! | -6019.39
SEGR | Southeast Greene 230/161/69Kv Sub & MW | S |  | 144266.88 | 3701068.18 | 3472074.56 |  | 916227.73 | 8233637.35 | #REF! | #REF! | 5582.4
SENA | Southeast Natchez GOAB | E |  |  | 17119.47 | 143232.42 |  |  | 160351.89 | #REF! | #REF! | 57098.29
SENA_MW | Southeast Natchez Microwave | E |  | 46998.2 |  |  |  | 1868938.6 | 1915936.8 | #REF! |  | 135008.46
SERC_C | SERC Hotline (SOCO Richburg Tower) | M | [5 empty] | 16277.44 | 16277.44 | #REF! | #REF!
SHAD | Shady Grove (SPEPA) | E |  |  |  | 36474.02 |  |  | 36474.02 | #REF! | #REF!
SHAR | Sharon (DIXIE EPA) | S |  |  |  | 22247.54 |  | 3125.08 | 25372.62 | #REF! | #REF!
SHAW | Shaw (DELTA EPA) | E |  |  |  | 15802.67 |  | 1326784.63 | 1342587.3 | #REF! | #REF! | 99.34
SHAW_SS | Shaw 115KV SS | E |  |  | 282.86 | 119867.89 |  |  | 120150.75 |  |  | 120150.75
SHEC | Shelby (COAHOMA EPA) | E |  |  |  | 8236.8 |  |  | 8236.8 | #REF! | #REF!
SHED | Shelby (DELTA EPA) | E |  |  |  | 9054.85 |  |  | 9054.85 | #REF! | #REF!
SHEL | Shelton (DIXIE EPA) | S |  |  | 2280.02 | 13159.58 |  | 2957.92 | 18397.52 | #REF! | #REF!
SHOY | South Hoy (DIXIE EPA) | S |  |  | 35222.08 | 48378.3 |  |  | 83600.38 | #REF! | #REF!
SHOY_S | South Hoy 161/69 KV Subtation | S |  |  | 2360652.29 | 2446800.3 |  | 38777.61 | 4846230.2 | #REF! | #REF! | 226102.32
SILC | Silver Creek SW (Leased) | E | 32637.84 | [5 empty] | 32637.84 | #REF! | #REF!
SILG | Silver Creek GT 115kV SS & MW | E |  |  | 3378796.31 | 3303075.33 |  | 397253.93 | 7079125.57 | #REF! | #REF! | 16787.5
SILV | Silver Creek 115kV SS (EMI) & METER (SPEPA) | E |  |  | 2494944.15 | 1652790.27 |  |  | 4147734.42 | #REF! | #REF!
SLUC | South Lucedale (SREPA) | MB |  |  |  | 9251.92 |  | 3140.29 | 12392.21 | #REF! | #REF!
SMIT | Smithdale (MEPA) | E |  |  |  | 21599.13 |  |  | 21599.13 | #REF! | #REF!
SNAT | South Natchez (SWMEPA) | E |  |  |  | 35433.09 |  |  | 35433.09 | #REF! | #REF!
SOUTH HATTIESBURG | South Hattiesburg LEASE | M |  |  | 197221.93 | 412321.73 |  |  | 609543.66 | #REF! | #REF!
SPEN | Spence (Coast) | M | [5 empty] | 1021919.76 | 1021919.76 | #REF! | #REF! | 1003.49
SPMS | Southern Pine Mobile | S |  |  |  | 0 |  |  | 0 | #REF! | #REF! | -11274.08
SRED | South Redwood (YVEPA) | E |  |  |  | 22475.42 |  |  | 22475.42 | #REF! | #REF!
SRED_S | South Redwood 115kV SS | E |  |  | 289107.59 | 131890.11 |  |  | 420997.7 | #REF! | #REF!
STAT | State Line 69kV SW, MW, & METER (SREPA) | S |  |  | 96650.68 | 625177.63 |  | 73723.89 | 795552.2 | #REF! | #REF! | 1827.97
STCR | Station Creek 161/69kV SUB & MW | S |  |  | 1899384.35 | 2013032.3 | 13333.96 | 634591.14 | 4560341.75 | #REF! | #REF! | 54117.53
STIL | Stillmore (PRVEPA) | S |  |  | 78336.83 | 146324.31 |  |  | 224661.14 | #REF! | #REF!
STRI | Stringer (SPEPA) | S |  |  |  | 8630.89 |  |  | 8630.89 | #REF! | #REF!
STRN | Stringtown (DELTA EPA) | E |  |  |  | 13919.7 |  |  | 13919.7 | #REF! | #REF!
SUMM | Summit Microwave | E | [5 empty] | 1907132.97 | 1907132.97 |  |  | 231748.58
SUMR | Sumrall (PRVEPA) | S |  |  |  | 8590.18 |  | 9568.86 | 18159.04 | #REF! | #REF!
SUNF | Sunflower (COAHOMA EPA) | E |  |  |  | 33833.65 |  | 1250660.85 | 1284494.5 | #REF! | #REF! | 82.81
SUNP | Sunplex (SREPA) | M |  |  |  | 27448.5 |  | 1729.66 | 29178.16
SWAY | South Waynesboro (DIXIE EPA) | S |  |  |  | 151340.43 |  | 9558.03 | 160898.46 | #REF! | #REF!
SWDE | Dexter 115kV SS | E |  |  |  | 168949.07 |  |  | 168949.07 | #REF! | #REF!
SWIF | Swiftwater (TCEPA) | E |  |  |  | 20169.71 |  | 932.35 | 21102.06 | #REF! | #REF!
SWLST | Southwest Lone Star | S |  | 20097.22 | 1069008.46 | 737207.2 |  | 109018.05 | 1935330.93 | #REF! | #REF! | 9285.68
SWMS | Southwest Mobile | E |  |  |  | 9442.92 |  |  | 9442.92 | #REF! | #REF!
SYLG | Sylvarena GT 69kV SS | S |  |  | 1562231.93 | 1221846.77 |  | 213857.31 | 2997936.01 | #REF! | #REF! | 8571.63
SYLG_C | Sylvarena GT MW | S | [5 empty] | 554798.2 | 554798.2 | #REF! | #REF! | 87558.34
SYLV | Sylvarena 69kV SS, MW, & METER (SPEPA) | S |  |  | 124168.47 | 357483.52 |  | 81499.72 | 563151.71 | #REF! | #REF! | 9853.36
TANN | Tanner Chapel (SREPA) | S |  |  |  | 15774.12 |  |  | 15774.12 | #REF! | #REF!
TAYL | Taylorsville 69kV SS & METER (SPEPA) | S |  |  | 177076.02 | 417077.36 |  | 102343.76 | 696497.14 | #REF! | #REF! | 14661.82
TCMS | Twin County Mobile | E |  |  |  | 14544.27 |  |  | 14544.27 | #REF! | #REF!
TENN | Tennesse Gas (TCEPA) | E |  |  |  | 5429.91 |  |  | 5429.91 | #REF! | #REF!
TINS_S | Tinsley 115KV SS | E |  |  |  | 35110.02 |  |  | 35110.02 | #REF! | #REF!
TOPI_MW | Topisaw Microwave | E |  | 52162.85 |  |  |  | 1684263.92 | 1736426.77 |  |  | 5708.92
TRAX | Traxler MW | S | [5 empty] | 763793.39 | 763793.39 | #REF! | #REF! | 13035.47
TUNI | Tunica (COAHOMA EPA) | E |  |  |  | 7747.94 |  |  | 7747.94 | #REF! | #REF!
TWNK | Twinkletown (COAHOMA EPA) | E |  |  |  | 15148.2 |  |  | 15148.2 | #REF! | #REF!
TYLR | Tylertown (MEPA) | E |  |  |  | 23819.43 |  |  | 23819.43 | #REF! | #REF!
UTIC | Utica Jr College (SWMEPA) | E |  |  |  | 6395.76 |  |  | 6395.76 | #REF! | #REF!
UTIC_MW | Utica Microwave | E |  | 21146.46 |  |  |  | 1651242.21 | 1672388.67
UTIC_S | Utica (SWMEPA) | E |  |  |  | 362362.45 |  |  | 362362.45 | #REF! | #REF!
VAUG | Vaughn 115KV SS | E | 99115.8 | [5 empty] | 99115.8 | #REF! | #REF!
VIDIA_M | Vidalia 25kv Meter | M |  |  |  | 33015.27 |  |  | 33015.27
WALD | Waldrup 69kV SS | S |  |  | 388415.55 | 550643.69 |  | 28563.99 | 967623.23 | #REF! | #REF!
WALL | Walls station (COAHOMA EPA) | E |  |  |  | 8758.67 |  |  | 8758.67 | #REF! | #REF!
WASH | Washington 115kV SS | E |  |  |  | 15259.38 |  |  | 15259.38 | #REF! | #REF!
WASH_M | Washington (SWMEPA) | E |  |  |  | 12897.89 |  |  | 12897.89 | #REF! | #REF!
WATT | Watts (Coast) | M | [5 empty] | 1201119.09 | 1201119.09 | #REF! | #REF! | 2282.47
WAYN | Waynesboro 230/161/69kV SUB & MW | S |  |  | 904605.79 | 5650177.35 |  | 300653.69 | 6855436.83 | #REF! | #REF! | 16548.7
WCAN | West Canton Microwave | E |  | 20948.02 |  |  |  | 1578346.96 | 1599294.98 | #REF! |  | 27.71
WCLE | West Cleveland (DELTA EPA) | E |  |  |  | 15413.74 |  | 867848.43 | 883262.17 | #REF! | #REF!
WCLE_S | West Cleveland 115kV SS | E |  |  | 185598.23 | 130634.03 |  | 55660.35 | 371892.61 | #REF! | #REF! | 104.31
WHAT | West Hattiesburg LEASED | M |  |  | 208648.98 | 544900.68 |  |  | 753549.66 | #REF! | #REF!
WHAT_S | West Hattiesburg 69kV SS | M |  |  | 283655.61 | 486947.47 |  | 7352.9 | 777955.98 | #REF! | #REF!
WHIS | Whistler 69kV SS | S |  |  | 305062.92 | 585226.12 |  | 43563.73 | 933852.77 | #REF! | #REF! | 901622.6
WHIS_M | Whistler (DIXIE EPA) | S |  |  |  | 12763.97 |  |  | 12763.97 | #REF! | #REF!
WHOA | White Oak | S |  | 42839.26 | 1012377.76 | 796149.73 |  | 68748.42 | 1920115.17 | #REF! | #REF! | 7933.32
WINO | Winona (DELTA EPA) | E |  |  |  | 10357.37 |  |  | 10357.37 | #REF! | #REF!
WLAU | West Laurel (DIXIE EPA) | S |  |  | 75505.61 | 148194.74 |  | 3603.12 | 227303.47 | #REF! | #REF!
WMOS | West Moselle (DIXIE EPA) | S |  |  |  | 12726.26 |  | 3327.02 | 16053.28 | #REF! | #REF!
WOOD | Woodville (SWMEPA) | E |  |  |  | 26089.34 |  |  | 26089.34 | #REF! | #REF!
WRIC | West Richton (DIXIE EPA) | S |  |  |  | 19230.82 |  |  | 19230.82 | #REF! | #REF!
WWAY | West Waynesboro (DIXIE) | S |  |  |  | 8774.45 |  | 2425.81 | 11200.26 | #REF! | #REF!
WYAZ | West Yazoo 115kV SS & METER (YVEPA) | E |  |  |  | 160843.42 |  |  | 160843.42 | #REF! | #REF!
YAZO | Yazoo Valley Microwave (YVEPA HQ) | E | [5 empty] | 1166727.65 | 1166727.65 | #REF! |  | 26.52
YVMS | Yazoo Valley Mobile | E |  |  |  | 14707.28 |  |  | 14707.28 | #REF! | #REF!
5POINT_C | Five Points | [6 empty] | 5672.71 | 5672.71 | #REF! | #REF!
LAND | Station Right of Way not assigned to Location | (5) |  | 1014017.77 |  |  |  |  | 1014017.77
| Totals |  | 332186.82 | 2354218.37 | 41464829.45 | 118136230.72 | 13333.96 | 107425292.1 | 269726091.42 |  |  | 8742616.2
|  |  |  | 1340200.6 | 41464829.45 | 118136230.72 |  |  | 160941260.77
Less D335, E334, H3335, I3335
|  |  |  | 2354218.37 | 41464829.45 | 118136230.72 |  |  | 161955278.54
Less D335, H335, I335
| CPR Control Balance DECEMBER 31, 2016 |  | 332186.82 | 2354218.37 | 41631974.88 | 118355366.7 | 13333.96 | 107425292.1 | 270112372.83
| Basin & Sand Hill GOAB moved To Lines Tab |  | 0 | 0 | -167145.43 | -219135.98 |  |  | -386281.41
| Adjustment (Note A) | [7 empty] | 0
| ADJUSTED CPR CONTROL BALANCE |  | 332186.82 | 2354218.37 | 41464829.45 | 118136230.72 | 13333.96 | 107425292.1 | 270112372.83
|  |  | 0 | 0 | 0 | 0 | 0 | 0 | -386281.41
| GL Balance DECEMBER 31, 2016 |  | 332186.82 | 2354218.37 | 41631974.88 | 118355366.7 | 13333.96 | 107425292.1 | 270112372.83
| Variance GL TO CPR |  | 0 | 0 | 0 | 0 |  | 0 | 0
| Basin & Sand Hill GOAB moved To Lines Tab |  |  |  | -167145.43 | -219135.98
| Adjustment (Note A) | [7 empty] | 0
| ADJUSTED GL BALANCE |  | 332186.82 | 2354218.37 | 41464829.45 | 118136230.72 | 13333.96 | 107425292.1 | 270112372.83
|  |  | 0 | 0 | 0 | 0 | 0 | 0 | 0

## MISO Lines DECEMBER 2016
|  | TRANSMISSION LINES |  | DENOTES Changes PER 7/15/2013 E-MAIL FROM MISO'S DAVID DUEBNER(L555,L581,L568/568A)
|  | DECEMBER 2016 |  | DENOTES CHANGES PER 6/25/13&6/26/13 E-MAILS FROM MISO'S DAVID DUEBNER
DENOTES CHANGES FROM PRIOR SUBMISSION
DENOTES CHANGES FROM PRIOR YEAR SUBMISSION
E-Entergy
| M-MPCO |  |  |  | TOWERS & | POLES & | CONDUCTORS |  | (1) | (2) | (3) | (4) | (5)
Line | S-SMEPA |  |  | LAND | FIXTURES | FIXTURES | & DEVICES | (SUM) | Total Line | MISO Line | % Line Mile | % $ | Excludable
KV | Area | DESCRIPTION | LINE # | ACCT 350 | ACCT. 354 | ACCT. 355 | ACCT. 356 | TOTAL | Miles All Segments | Miles Includable | Includable | Includable | $
Sorted By Area than Line #
115 | E | Centerville - Woodville | 500 | 0 | 0 | 0 | 0 | 0 | 1e-05 |  | 0% | 0 | 0
115 | E | Lucian - Auburn | 501 | 0 | 0 | 0 | 0 | 0 | 1e-05 |  | 0% | 0 | 0
115 | E | State Line SS - Gillsburg Sub | 503 | 0 | 0 | 106679.41 | 53415.59 | 160095 | 8.09 |  | 0% | 0 | 160095
115 | E | Vaughn SS - Peetsville Sub | 504 | 0 | 0 | 68039.61 | 50929 | 118968.61 | 3.35 |  | 0% | 0 | 118968.61
115 | E | Nitta Yuma SS - Hampton Sub | 511 | 0 | 0 | 191475.74 | 144003.62 | 335479.36 | 8.12 |  | 0% | 0 | 335479.36
115 | E | West Yazoo | 513 | 0 | 0 | 0 | 0 | 0 | 1e-05 |  | 0% | 0 | 0
115 | E | Little Yazoo SS (MP&L) - Little Yazoo Sub | 514 | 0 | 0 | 45591.5 | 15256.39 | 60847.89 | 0.36 |  | 0% | 0 | 60847.89
115 | E | Lorman SS (MP&L) - Alcorn Sub | 515 | 0 | 0 | 898749.82 | 712179.66 | 1610929.48 | 7.8 |  | 0% | 0 | 1610929.48
115 | E | Utica SS (MP&L) - Utica Jr College Sub | 516 | 0 | 0 | 247695.1 | 124742.62 | 372437.72 | 6.77 |  | 0% | 0 | 372437.72
115 | E | Browning SS (MP&L) - East Greenwood Sub | 519 | 0 | 0 | 0 | 0 | 0 | 0.04 |  | 0% | 0 | 0
115 | E | Sawyer SS (MP&L) - North Winona Sub | 520 | 0 | 0 | 48305.95 | 22822.2 | 71128.15 | 0.91 |  | 0% | 0 | 71128.15
115 | E | Southwest Dexter SS (MP&L) - Dexter Sub | 521 | 0 | 0 | 199336.38 | 96286.38 | 295622.76 | 5.33 |  | 0% | 0 | 295622.76
115 | E | Norfield SS (MP&L) - Little Creek Sub | 523 | 0 | 0 | 181019.18 | 146061.44 | 327080.62 | 5.5 |  | 0% | 0 | 327080.62
115 | E | Mallalieu SS (MP&L) - Mallalieu Sub | 525 | 0 | 0 | 64907.63 | 38756.44 | 103664.07 | 0.99 |  | 0% | 0 | 103664.07
115 | E | Northest Monticello GOAB - G. P. Monticello Sub | 526 | 0 | 0 | 167427.09 | 92238.71 | 259665.8 | 2.87 | 2.87 | 100% | 259665.8 | 0
115 | E | Murphy | 527 | 0 | 0 | 0 | 0 | 0 | 1e-05 |  | 0% | 0 | 0
115 | E | Copiah SS (MP&L) - Shady Grove Sub | 528 | 0 | 0 | 113231.77 | 70927.57 | 184159.34 | 1.81 |  | 0% | 0 | 184159.34
115 | E | Isola SS (MP&L) - Isola Sub | 529 | 0 | 0 | 7128.62 | 1460.07 | 8588.69 | 0.03 |  | 0% | 0 | 8588.69
115 | E | Heathman SS (MP&L) - Heathman Sub | 530 | 0 | 0 | 40973.09 | 23676.42 | 64649.51 | 0.32 |  | 0% | 0 | 64649.51
115 | E | Banks SS (MP&L) - Banks Sub | 533 | 0 | 0 | 132017.43 | 210269.38 | 342286.81 | 5.22 |  | 0% | 0 | 342286.81
115 | E | Redwood SS (MP&L) - IP Redwood Sub | 535 | 0 | 0 | 119912.12 | 198932.87 | 318844.99 | 1.47 |  | 0% | 0 | 318844.99
115 | E | Silver Creek SUB (MP&L) - G. P. Monticello Sub | 538 | 0 | 0 | 514147.8 | 486782.12 | 1000929.92 | 7.26 | 7.26 | 100% | 1000929.92 | 0
115 | E | Refuge GOAB - Refuge Sub | 542 | 0 | 0 | 254485.28 | 127443.14 | 381928.42 | 1.05 |  | 0% | 0 | 381928.42
115 | E | Chatawa GOAB - Progess GOAB | 543 | 0 | 0 | 390055.69 | 624146.91 | 1014202.6 | 6.37 | 6.37 | 100% | 1014202.6 | 0
115 | E | Friendship | 544 | 0 | 0 | 0 | 0 | 0 | 0.0001 |  | 0% | 0 | 0
115 | E | East Whitfield GOAB - East Whitfield Sub | 545 | 0 | 0 | 28488.75 | 83482.94 | 111971.69 | 0.2 |  | 0% | 0 | 111971.69
115 | E | West Arlington GOAB - Arlington Sub | 547 | 0 | 0 | 299046.48 | 500917.56 | 799964.04 | 5.12 |  | 0% | 0 | 799964.04
115 | E | Jayess SUB - Jayess Sub | 549 | 0 | 0 | 37056.74 | 5412.02 | 42468.76 | 0.08 |  | 0% | 0 | 42468.76
115 | E | Schalter SUB (MP&L) - Evans Sub | 550 | 0 | 0 | 606065.27 | 652522.23 | 1258587.5 | 8.19 |  | 0% | 0 | 1258587.5
115 | E | James Rd GOAB - Centerpoint Sub | 553 | 0 | 0 | 460974.4 | 919201.57 | 1380175.97 | 7.46 |  | 0% | 0 | 1380175.97
115 | E | Norfield SS (MP&L) - Norfield Sub | 560 | 0 | 0 | 27250.64 | 13846.92 | 41097.56 | 0.05 |  | 0% | 0 | 41097.56
115 | E | Salem GOAB - Salem Sub | 561 | 0 | 0 | 21545.27 | 126065.25 | 147610.52 | 0.09 |  | 0% | 0 | 147610.52
115 | E | Poplar Springs GOAB to Mountain Creek Sub | 562 | 0 | 0 | 435408.76 | 465918.89 | 901327.65 | 4.08 |  | 0% | 0 | 901327.65
115 | E | Vaughn SS - Loyd Star SS - Loyd Star Sub | 564 | 0 | 0 | 48404.67 | 16998.37 | 65403.04 | 0.11 |  | 0% | 0 | 65403.04
115 | E | Silver Creek CT - Silver Creek SUB | 571 | 0 | ` | 323285.35 | 347027.83 | 670313.18 | 2.61 | 2.61 | 100% | 670313.18 | 0
115 | E | Silver Creek CT - Silver Creek SUB | 572 | 0 | 0 | 349534.47 | 251862.42 | 601396.89 | 2.5 | 2.5 | 100% | 601396.89 | 0
115 | E | South Redwood SS - South Redwood Sub | 574 | 0 | 0 | 183261.09 | 219695.15 | 402956.24 | 0.5 |  | 0% | 0 | 402956.24
115 | E | West Cleveland SS - West Cleveland Sub | 577 | 0 | 0 | 346754.93 | 487008.3 | 833763.23 | 6 |  | 0% | 0 | 833763.23
115 | E | Cranfield SS - Cranfield Sub | 584 | 0 | 0 | 13672.05 | 31520.33 | 45192.38 | 2.72 |  | 0% | 0 | 45192.38
115 | E | Tinsley SS - Denbury Sub | 585 | 0 | 0 | 0 | 0 | 0 | 2.34 |  | 0% | 0 | 0
115 | E | Arcola SS - Arcola sub | 586 | 0 | 0 | 0 | 30504.74 | 30504.74 | 0.0001 |  | 0% | 0 | 30504.74
115 | E | East Lincoln GOAB - East Lincoln | 587 | 550676.68 | 0 | 369240.4 | 444016.59 | 1363933.67 | 3.99 |  | 0% | 0 | 1363933.67
115 | E | Silver Creek Sub (MP&L) - Norhteast Monticello - Monticello Sub | 502,502A | 0 | 6002.41 | 238607.62 | 208586.94 | 453196.97 | 9.1 | 9.1 | 100% | 453196.97 | 0
115 | E | Whitfield Sub (MP&L) - East Whitfield GOAB - South Brandon Sub | 540,540A | 0 | 0 | 341825.06 | 335590.88 | 677415.94 | 5.35 |  | 0% | 0 | 677415.94
115 | E | Progess GOAB - Progress Sub | 543A | 0 | 0 | 3632.65 | 4215.08 | 7847.73 | 0.05 |  | 0% | 0 | 7847.73
115 | E | Pisgah GOAB - Magee Rd SS - Pisgah Sub | 546,546A | 0 | 0 | 288752.92 | 401065.9 | 689818.82 | 1e-05 |  | 0% | 0 | 689818.82
115 | E | Acona SS - Acona Sub | 607 | 727 | 0 | 21300.6 | 3606.65 | 25634.25 | 0.15 |  | 0% | 0 | 25634.25
115 | E | Carrollton SS - Carrollton Sub | 608 | 2485.58 | 0 | 6922.34 | 13149.63 | 22557.55 | 0.25 |  | 0% | 0 | 22557.55
115 | E | Greenville SS - Greenville Swiftwater Sub | 609 | 2341.27 | 4827.82 | 37358.34 | 29142.51 | 73669.94 | 0.93 |  | 0% | 0 | 73669.94
115 | E | Greenwood SS - Greenwood Snell Sub | 610 | 9708.68 | 0 | 203039.98 | 71953.67 | 284702.33 | 2.85 |  | 0% | 0 | 284702.33
115 | E | Jayess SS - Jayess Sub | 611 | 44812.45 | 0 | 369229.64 | 154807.22 | 568849.31 | 7.96 |  | 0% | 0 | 568849.31
115 | E | Lorman SS - Lorman Sub | 612 | 1612.59 | 0 | 159545.97 | 33020.64 | 194179.2 | 0.74 |  | 0% | 0 | 194179.2
115 | E | Minter City SS - Minter City Se Natchez Sub | 613 | 14718.08 | 0 | 136560.76 | 61808.3 | 213087.14 | 4.09 |  | 0% | 0 | 213087.14
115 | E | Natchez SE SS - Kingston Sub | 614 | 27231.53 | 0 | 190345.87 | 223324.74 | 440902.14 | 3.97 |  | 0% | 0 | 440902.14
115 | E | Shaw SS - Shaw Sub | 615 | 48024.51 | 0 | 503218.11 | 208017.84 | 759260.46 | 6.44 |  | 0% | 0 | 759260.46
115 | M | Wade Hurley GOAB - Harleston Sub | 88 | 0 | 0 | 144920.85 | 129160.9 | 274081.75 | 4.97 |  | 0% | 0 | 274081.75
115 | M | Cumbest Bluff SS - Vancleave Sub | 89 | 0 | 0 | 1767131.43 | 1805315.32 | 3572446.75 | 9.68 |  | 0% | 0 | 3572446.75
115 | M | St. Martin Switch (MPCO) - Cook Road Sub | 505 | 902.89 | 0 | 140159.67 | 30926.46 | 171989.02 | 0.79 |  | 0% | 0 | 171989.02
115 | M | Cross Roads Sub (MPCO) - Collins Pumping Station Sub | 510 | 0 | 0 | 8646.06 | 4427.91 | 13073.97 | 0.13 |  | 0% | 0 | 13073.97
115 | M | Ocean Springs Switch (MPCO) - Ocean Springs Sub | 512 | 0 | 0 | 68266.54 | 28493 | 96759.54 | 0.62 |  | 0% | 0 | 96759.54
115 | M | Big Point Switch (MPCO) - Big Point Sub | 517 | 0 | 0 | 90733.4 | 74050.89 | 164784.29 | 2.87 |  | 0% | 0 | 164784.29
115 | M | Forts Lake Switch (MPCO) - Forts Lake Sub | 518 | 0 | 0 | 374118.14 | 143743.2 | 517861.34 | 4.99 |  | 0% | 0 | 517861.34
115 | M | Nicholson Switch (MPCO) - Nicholson Sub | 522 | 0 | 0 | 189346.95 | 186741.87 | 376088.82 | 3.88 |  | 0% | 0 | 376088.82
115 | M | Olson Switch (MPCO) - Olson Sub | 524 | 0 | 0 | 49526.39 | 17014.05 | 66540.44 | 0.46 |  | 0% | 0 | 66540.44
115 | M | Ozona GOAB (MPCO) - Piggot Sub | 531 | 0 | 0 | 182775.02 | 239185.39 | 421960.41 | 4.94 |  | 0% | 0 | 421960.41
115 | M | Derby GOAB (MPCO) - Derby Sub | 532 | 0 | 0 | 58979.02 | 35957.76 | 94936.78 | 1.13 |  | 0% | 0 | 94936.78
115 | M | Spence GOAB (MPCO) - Spence Sub | 534 | 0 | 0 | 218992.41 | 357525.17 | 576517.58 | 5.74 |  | 0% | 0 | 576517.58
115 | M | Lamey Switch (MPCO) - Lamey Sub | 536 | 0 | 0 | 58987.25 | 104343.64 | 163330.89 | 1.39 |  | 0% | 0 | 163330.89
115 | M | Escatawpa South Switch (MPCO) - Escatawpa South Sub | 537 | 0 | 0 | 13507.16 | 17014.68 | 30521.84 | 0.13 |  | 0% | 0 | 30521.84
115 | M | Watts GOAB (MPCO) - Watts Sub | 539 | 0 | 0 | 139545.91 | 158238.85 | 297784.76 | 2.53 |  | 0% | 0 | 297784.76
115 | M | Fort Bayou GOAB (MPCO) - Fort Bayou Sub | 541 | 0 | 0 | 50084.19 | 32740.62 | 82824.81 | 0.58 |  | 0% | 0 | 82824.81
115 | M | Stennis Airport GOAB (MPCO) - Stennis Airport Sub | 548 | 241402.23 | 0 | 108550.98 | 124456.44 | 474409.65 | 0.7 |  | 0% | 0 | 474409.65
115 | M | McNeil GOAB (MPCO) - McNeil Sub | 552 | 0 | 0 | 57008.69 | 40762.19 | 97770.88 | 0.2 |  | 0% | 0 | 97770.88
115 | M | Wellman Switch (MPCO) - Wellman Sub | 557 | 0 | 0 | 200925.1 | 115950.97 | 316876.07 | 0.39 |  | 0% | 0 | 316876.07
115 | M | Dedeaux Road - Dedeaux Rd Sub | 567 | 0 | 0 | 14954.49 | 3443.45 | 18397.94 | 0.02 |  | 0% | 0 | 18397.94
115 | M | Ocean Springs GOAB - Gulf Park Estates GOAB | 578 | 0 | 0 | 931960.28 | 573906.19 | 1505866.47 | 1.5 |  | 0% | 0 | 1505866.47
115 | M | MPCO GOAB - Three Rivers Sub | 582 | 64086.09 | 0 | 41747.69 | 18897.2 | 124730.98 | 0.01 |  | 0% | 0 | 124730.98
115 | M | MPCO Switch - Landon Sub | 590 | 0 | 0 | 120584.98 | 96415.55 | 217000.53 | 0.13 |  | 0% | 0 | 217000.53
115 | M | MPCO Line - Helena Sub | 593 | 1756 | 0 | 40369.9 | 9835.47 | 51961.37 | 1 |  | 0% | 0 | 51961.37
115 | M | MPCO Switch - Tucker Road Sub | 594 | 6326.27 | 0 | 55758.91 | 24330.48 | 86415.66 | 0.09 |  | 0% | 0 | 86415.66
115 | M | MPCO Switch - Bayou Cassotte Sub | 595 | 0 | 0 | 11146.83 | 0 | 11146.83 | 0.11 |  | 0% | 0 | 11146.83
115 | M | Gulf Park Estates GOAB - Gulf Park Estates Sub | 578A | 0 | 0 | 137535.62 | 19394.62 | 156930.24 | 0.03 |  | 0% | 0 | 156930.24
115 | M | Vidalia GOAB - Vadalia Sub | 579 | 1169504.27 | 0 | 1071018.49 | 1593112.94 | 3833635.7 | 3 |  | 0% |  | 3833635.7
69 | M | Cumbest Bluff - Wade Hurley GOAB | 88A | 0 | 0 | 0 | 0 | 0 | 6.05 |  | 0% | 0 | 0
115 | M | Cumbest Bluff (MPDO) - Cumbest Bluff SS | 89A | 0 | 0 | 10110.46 | 15801.24 | 25911.7 | 0.08 |  | 0% | 0 | 25911.7
115 | M | Vancleave GOAB Vancleave Sub | 89B | 0 | 0 | 55012.04 | 122581.71 | 177593.75 | 0.01 |  | 0% | 0 | 177593.75
115 | MB | Fountainbleau Switch (MPCP) - Fountainbleau GOAB | 506 | 0 | 0 | 26706.55 | 13729.29 | 40435.84 | 1.39 |  | 0% | 0 | 40435.84
115 | MB | Hickory Hills Switch (MPCO) - Hickory Hills Sub GOAB | 507 | 0 | 0 | 52657.02 | 55973.24 | 108630.26 | 1.53 |  | 0% | 0 | 108630.26
115 | MB | Lucedale South GOAB (MPCO) - Lucedale South Sub | 551 | 0 | 0 | 210947.8 | 140068.15 | 351015.95 | 0.49 |  | 0% | 0 | 351015.95
115 | MB | Hickory Hills Sub GOAB - Martin Bluff Sub | 554 | 0 | 0 | 254010.88 | 367548 | 621558.88 | 2.4 |  | 0% | 0 | 621558.88
115 | MB | Vestry Switch (MPCO) - Aleco GOAB - Aleco SS | 555,555A | 0 | 0 | 401833.06 | 721981.95 | 1123815.01 | 8.18 | 0 | 0% | 0 | 1123815.01
115 | MB | Fountainebleau Sub GOAB - Hamil Farm Rd Sub | 556 | 0 | 0 | 395290.63 | 579602.04 | 974892.67 | 2.87 |  | 0% | 0 | 974892.67
115 | MB | Cuevas Rd GOAB (MPCO) - Necaise Sub | 558 | 0 | 0 | 472252.52 | 995232.33 | 1467484.85 | 9.6 |  | 0% | 0 | 1467484.85
115 | MB | Monaco Lake Switch (MPCO) - Monaco Lake Sub | 559 | 0 | 0 | 185475.35 | 181856.7 | 367332.05 | 0.45 |  | 0% | 0 | 367332.05
115 | MB | MPCO Switch - Dixie Pipeline Sub | 563 | 0 | 0 | 11295.68 | 4980.47 | 16276.15 | 0.03 |  | 0% | 0 | 16276.15
115 | MB | Lizana Tap - Lizana Sub | 565 | 0 | 0 | 188261.84 | 186255.34 | 374517.18 | 2.01 |  | 0% | 0 | 374517.18
115 | MB | North Lucedale Switch (MPCO) - North Lucedale Sub | 569 | 0 | 0 | 41004.45 | 17935.1 | 58939.55 | 0.16 |  | 0% | 0 | 58939.55
115 | MB | Joe Batt Road GOAB - Vancleave GOAB | 581 | 1964909.79 | 0 | 888970.19 | 1673868.89 | 4527748.87 | 9.11 | 0 | 0% | 0 | 4527748.87
115 | MB | Fountainbleau GOAB - Fountainbleau Sub | 506A | 0 | 0 | 14572.21 | 14383.81 | 28956.02 | 0.02 |  | 0% | 0 | 28956.02
115 | MB | MPCO Switch - Sunplex Sub | 588 | 438692.07 | 0 | 188689.48 | 481849.263 | 1109230.813 | 0.7 |  | 0% | 0 | 1109230.813
115 | MB | Aleco GOAB - Joe Batt Rd GOAB - Joe Batt Rd Sub | 568,568A | 0 | 0 | 617934.31 | 775946.13 | 1393880.44 | 7.44 | 0 | 0% | 0 | 1393880.44
69 | S | Homewood SUB - Sylvarena SS | 3 | 0 | 0 | 1402261.68 | 1494132.55 | 2896394.23 | 17.43 | 17.43 | 100% | 2896394.23 | 0
69 | S | Decatur GOAB - Newton GOAB | 5 | 0 | 2572 | 101558.17 | 86993.25 | 191123.42 | 9.14 | 9.14 | 100% | 191123.42 | 0
69 | S | Newton GOAB - Missionary SUB - Newton SS - Newton Sub | 6,6A | 0 | 3160.12 | 214867.72 | 98046.33 | 316074.17 | 16.4 | 16.4 | 100% | 316074.17 | 0
69 | S | Missionary SUB - Missionary GOAB - Rose Hill GOAB - Rose Hill Sub | 7,7A,7B | 116458.3 | 0 | 407506.18 | 818719.37 | 1342683.85 | 4.46 | 4.03 | 90% | 1208415.465 | 134268.385
69 | S | Sylvarena SS - Bay Springs GOAB - Bay Springs Sub | 9,9A | 0 | 3405.24 | 22910.46 | 53829.51 | 80145.21 | 1.08 | 1.05 | 97% | 77740.8537 | 2404.3563
69 | S | Bay Springs GOAB - Waldrup SS | 10 | 0 | 0 | 236900.49 | 92365.7 | 329266.19 | 9.12 | 9.12 | 100% | 329266.19 | 0
69 | S | Waldrup SS - Heidelburg Sub | 11,11A | 0 | 0 | 460517.74 | 997633.23 | 1458150.97 | 6.68 | 6.6 | 99% | 1443569.4603 | 14581.5097
69 | S | Waldrup SS - Moss GOAB - Hoy SS | 12,12A | 0 | 0 | 188037.22 | 163568.38 | 351605.6 | 15.33 | 15.33 | 100% | 351605.6 | 0
69 | S | Plant Moselle SUB - Burr Creek Goab | 17 | 0 | 0 | 7978.77 | 17153.01 | 25131.78 | 0.5 | 0.5 | 100% | 25131.78 | 0
69 | S | Burr Creek GOAB - Ellisville Junction SS - Ellisville Junction Sub | 17A,17C | 0 | 0 | 302105.49 | 143198.34 | 445303.83 | 12.04 | 12.01 | 99.8% | 444413.2223 | 890.6077
69 | S | Burr Creek GOAB - Burr Creek Sub | 17B | 0 | 0 | 12316.98 | 49713.86 | 62030.84 | 0.06 |  | 0% | 0 | 62030.84
69 | S | Cleo SS - Whistler SS | 19 | 0 | 0 | 129436.93 | 235895.95 | 365332.88 | 7.2 | 7.2 | 100% | 365332.88 | 0
69 | S | Whistler SS - Waynesboro SUB | 20 | 0 | 0 | 212317.75 | 403521.05 | 615838.8 | 10.65 | 10.65 | 100% | 615838.8 | 0
69 | S | South Waynesboro GOAB - Little Rock GOAB - Clara GOAB | 22,22A | 0 | 4752.36 | 177856.36 | 181153.42 | 363762.14 | 6.43 | 6.43 | 100% | 363762.14 | 0
69 | S | Clara GOAB - Buckatunna GOAB | 23 | 0 | 2679.65 | 88644.23 | 100054.42 | 191378.3 | 10.57 | 10.57 | 100% | 191378.3 | 0
69 | S | Buckatunna GOAB - State Line SS | 24 | 0 | 0 | 68755.31 | 42624.71 | 111380.02 | 8.5 | 8.5 | 100% | 111380.02 | 0
69 | S | Macedonia SS - West Richton GOAB - West Richton Sub | 26,26A | 0 | 3405.2 | 88314.98 | 77166.68 | 168886.86 | 7.06 | 7.01 | 99% | 167197.9914 | 1688.8686
69 | S | State Line SS - Sand Hill GOAB - Sand Hill Sub, Sand Hill GOAB - Kittrell GOAB | 28,28A,28B | 0 | 2666.08 | 214988.92 | 160052.61 | 377707.61 | 17.73 | 17.7 | 99.8% | 376952.1948 | 755.4152
|  | Sand Hill GOAB (Moved from Stations Tab) |  |  |  | 83357.63 | 111651.25 | 195008.88 | 1 | 1 | 100% | 195008.88 | 0
69 | S | Sand Hill GOAB - Brownlee Rd GOAB - Hintonville Sub | 29,29A | 0 | 0 | 134978.69 | 71402.66 | 206381.35 | 10.62 | 2.89 | 27% | 55722.9645 | 150658.3855
69 | S | Benndale GT SUB - McLain GOAB - McLain Sub | 31,31A | 0 | 3040.05 | 159954.45 | 134656.77 | 297651.27 | 17.36 | 17.31 | 99.7% | 296758.3162 | 892.9538
69 | S | Benndale GT SUB - Big Level GOAB - Big Level Sub | 36,36A | 0 | 2749.04 | 2659084.6 | 2201107.47 | 4862941.11 | 16.55 | 16.38 | 99% | 4814311.6989 | 48629.4111
69 | S | Maxie GOAB - Wiggins GOAB | 37 | 0 | 2858.49 | 722323.35 | 833113.2 | 1558295.04 | 6.75 | 6.75 | 100% | 1558295.04 | 0
69 | S | St Regis GOAB - Wiggins GOAB | 37A | 0 | 0 | 39484.68 | 37705.78 | 77190.46 | 3.64 | 3.64 | 100% | 77190.46 | 0
69 | S | St Regis GOAB - Bill Level GOAB | 37B | 0 | 0 | 60859.26 | 91702.34 | 152561.6 | 4.84 | 4.84 | 100% | 152561.6 | 0
69 | S | Wiggins GOAB - Stillmore Sub | 37C | 0 | 1717.66 | 78743.45 | 84142.56 | 164603.67 | 7.22 |  | 0% | 0 | 164603.67
69 | S | Maxie GOAB - Lumberton SUB | 38 | 0 | 0 | 1556689.79 | 1713482.09 | 3270171.88 | 17.04 | 17.04 | 100% | 3270171.88 | 0
69 | S | Sumrall GOAB - Columbia SUB | 43 | 0 | 0 | 144832.93 | 94220.44 | 239053.37 | 13.65 | 13.65 | 100% | 239053.37 | 0
69 | S | Bassfield GOAB - Lone Star GOAB | 47 | 0 | 3016.56 | 107881.37 | 106449.04 | 217346.97 | 14.68 | 14.68 | 100% | 217346.97 | 0
69 | S | Lone Star GOAB - North Collins SS | 48 | 0 | 0 | 123933.87 | 64366.92 | 188300.79 | 10.25 | 10.25 | 100% | 188300.79 | 0
69 | S | North Collins SUB - South Collins SS | 49 | 0 | 0 | 72594.59 | 53363.54 | 125958.13 | 4.63 | 4.63 | 100% | 125958.13 | 0
69 | S | South Collins SS - West Moselle GOAB | 50 | 0 | 0 | 147779.11 | 98365.36 | 246144.47 | 12.54 | 12.54 | 100% | 246144.47 | 0
69 | S | Oakvale GOAB - Prentiss SS | 54 | 0 | 0 | 210266.7 | 128069.76 | 338336.46 | 13.61 | 13.61 | 100% | 338336.46 | 0
69 | S | Gwinville GOAB - Gwinville Junction SS | 56 | 0 | 0 | 82473.69 | 46734.66 | 129208.35 | 8.07 | 8.07 | 100% | 129208.35 | 0
69 | S | Gwinville Junction SS - Pinola GOAB - Pinola Sub | 57 | 0 | 0 | 65844.67 | 43853.28 | 109697.95 | 5.55 | 5.55 | 100% | 109697.95 | 0
69 | S | Gwinville Junction GOAB - Magee SUB | 58 | 0 | 0 | 120567.41 | 78498.62 | 199066.03 | 7.77 | 7.77 | 100% | 199066.03 | 0
69 | S | Magee SUB - Maddox GOAB | 59,59A | 0 | 0 | 258483.87 | 94509.24 | 352993.11 | 6.7 | 6.67 | 99.6% | 351581.1376 | 1411.9724
69 | S | Puckett GOAB - Polkville GOAB | 62 | 0 | 6145.57 | 222014.57 | 197697.72 | 425857.86 | 8.92 | 8.92 | 100% | 425857.86 | 0
69 | S | Morton SS - Homewood SUB | 64 | 0 | 0 | 1291138.59 | 851391.12 | 2142529.71 | 10.36 | 10.36 | 100% | 2142529.71 | 0
69 | S | Petal GOAB - North Petal Sub | 65 | 9246.25 | 0 | 79944.64 | 72805.04 | 161995.93 | 3.26 |  | 0% | 0 | 161995.93
69 | S | Plantation Tap - Plantation Pipeline Sub | 66 | 0 | 0 | 4956.64 | 4595.02 | 9551.66 | 0.72 |  | 0% | 0 | 9551.66
69 | S | Goss GOAB - Goss Sub | 67 | 0 | 0 | 14433.71 | 7394.2 | 21827.91 | 1.34 |  | 0% | 0 | 21827.91
69 | S | Humble GOAB - Humble Sub | 68 | 0 | 0 | 20482.6 | 11152.15 | 31634.75 | 2.07 |  | 0% | 0 | 31634.75
69 | S | Waynesboro SUB - Diamond Sub | 69 | 0 | 0 | 94551.75 | 57468.29 | 152020.04 | 9.46 |  | 0% | 0 | 152020.04
69 | S | Whistler SS - Eucutta Sub | 70,70A | 0 | 0 | 77078.52 | 125781.29 | 202859.81 | 7.97 | 7.93 | 99% | 200831.2119 | 2028.5981
69 | S | Basin GOAB - Agricola GOAB | 72 | 10830.46 | 0 | 169572.21 | 116520.5 | 296923.17 | 9.15 | 9.15 | 100% | 296923.17 | 0
69 | S | South Collins SS - Colonial Collins GOAB - Colonial Kola GOAB - South Collins GOAB - Colonial Collins GOAB | 74,74B,74C | 0 | 0 | 158544.53 | 127685.2 | 286229.73 | 4.54 | 4.54 | 100% | 286229.73 | 0
69 | S | Lumberton SUB - Hillsdale Sub | 79 | 0 | 0 | 75256.9 | 52814.18 | 128071.08 | 7.87 |  | 0% | 0 | 128071.08
69 | S | Purvis GOAB - Purvis Sub | 81 | 0 | 0 | 7303.19 | 48590.42 | 55893.61 | 0.03 |  | 0% | 0 | 55893.61
69 | S | Hebron GOAB - Hebron Sub | 82 | 0 | 5275.91 | 48211.3 | 89278.39 | 142765.6 | 1.73 |  | 0% | 0 | 142765.6
69 | S | Glade GOAB - Glade Sub | 83 | 0 | 0 | 44358.11 | 111392.91 | 155751.02 | 3.07 |  | 0% | 0 | 155751.02
69 | S | Hintonville SUB - Old Augusta Sub | 86 | 0 | 0 | 139554.86 | 157689.22 | 297244.08 | 8.81 | 8.34 | 94.7% | 281490.1438 | 15753.9362
69 | S | South Hattiesburg SS - South Hattiesburg Sub | 87 | 0 | 0 | 105400.63 | 103780.41 | 209181.04 | 7.04 |  | 0% | 0 | 209181.04
69 | S | Sharon GOAB - Sharon Sub | 90 | 0 | 5040.67 | 8942.87 | 35610.66 | 49594.2 | 0.3 |  | 0% | 0 | 49594.2
69 | S | Okahola GOAB - Oak Grove Sub | 91 | 0 | 0 | 113299.38 | 107430.31 | 220729.69 | 5.1 |  | 0% | 0 | 220729.69
69 | S | Florence SUB - Greenfield Sub | 92 | 0 | 0 | 74878.74 | 22336.58 | 97215.32 | 5.94 |  | 0% | 0 | 97215.32
69 | S | Leaf River Tap - Leaf River Sub | 93 | 0 | 0 | 45299.77 | 53164.68 | 98464.45 | 1.38 |  | 0% | 0 | 98464.45
69 | S | Rawls Springs SS - North Hattiesburg Sub | 94 | 0 | 0 | 111412.25 | 182636.06 | 294048.31 | 3.61 |  | 0% | 0 | 294048.31
69 | S | Pickwick GOAB - Pickwick Sub | 95 | 0 | 6856 | 42361.9 | 48139.74 | 97357.64 | 0.58 |  | 0% | 0 | 97357.64
69 | S | Clara GOAB - Clara Sub | 96 | 0 | 0 | 20042.66 | 12570.45 | 32613.11 | 0.11 |  | 0% | 0 | 32613.11
69 | S | West Hattiesburg SS - West Hattiesburg Sub | 97 | 0 | 0 | 141357.92 | 97476.84 | 238834.76 | 1.78 |  | 0% | 0 | 238834.76
69 | S | Martinville SS - Martinville Sub | 98 | 0 | 0 | 10549.43 | 27807.8 | 38357.23 | 0.09 |  | 0% | 0 | 38357.23
69 | S | Moss GOAB - Stringer Sub | 99 | 0 | 0 | 194113.73 | 255879.29 | 449993.02 | 4.12 |  | 0% | 0 | 449993.02
69 | S | West Waynesboro - Little Rock GOAB | 100 | 0 | 0 | 310810.3 | 441545.31 | 752355.61 | 4.33 | 4.33 | 100% | 752355.61 | 0
69 | S | West Hattiesburg SS - East Lake Serene GOAB - East Lake Serene Sub | 101,101A | 0 | 0 | 191727.81 | 175641.21 | 367369.02 | 1.49 | 1.27 | 85% | 312263.667 | 55105.353
69 | S | Macedonia SS - Petal Sub | 102 | 0 | 0 | 184975.4 | 256770.57 | 441745.97 | 3.33 |  | 0% | 0 | 441745.97
69 | S | Holly Springs GOAB - Foxworth SS | 103 | 0 | 0 | 627589.37 | 718013.61 | 1345602.98 | 8.67 | 8.67 | 100% | 1345602.98 | 0
69 | S | North Collins SS - Station Creek SUB | 104 | 0 | 0 | 499931.93 | 792226.61 | 1292158.54 | 6.09 | 6.09 | 100% | 1292158.54 | 0
69 | S | GP Taylorsville SS - Station Creek SUB | 105 | 0 | 0 | 970318.96 | 1447627.34 | 2417946.3 | 11.84 | 11.84 | 100% | 2417946.3 | 0
69 | S | Holly Springs GOAB - Hathorn SS | 106 | 0 | 0 | 520586.69 | 861546.78 | 1382133.47 | 10.66 | 10.66 | 100% | 1382133.47 | 0
69 | S | Pinola GOAB - Martinville SS | 108 | 0 | 10438.44 | 886437.38 | 1979958 | 2876833.82 | 16.93 | 16.93 | 100% | 2876833.82 | 0
69 | S | Sylvarena GT SS - Bay Springs GOAB | 109 | 0 | 0 | 1166274.5 | 1249171.53 | 2415446.03 | 12.82 | 12.82 | 100% | 2415446.03 | 0
69 | S | Cole Road SUB - East Lake Serene GOAB | 110 | 0 | 0 | 535846.96 | 505722.44 | 1041569.4 | 2.91 | 2.91 | 100% | 1041569.4 | 0
69 | S | Rose Hill GOAB - Newton SUB | 111 | 1422969.47 | 0 | 1478008.89 | 3268808.21 | 6169786.57 | 18 | 18 | 100% | 6169786.57 | 0
69 | S | Brownlee Rd GOAB - Brewer Sub | 112 | 0 | 0 | 469387.64 | 584024.09 | 1053411.73 | 5.8 |  | 0% | 0 | 1053411.73
69 | S | Agricola SS - Tanner Chapel Sub | 113 | 0 | 0 | 1246963.92 | 1067790.11 | 2314754.03 | 8.91 | 0 | 0% | 0 | 2314754.03
69 | S | Ellisville Junction SS - Macedonia SS | 114 | 1382661.17 | 0 | 995212.61 | 2621011.93 | 4998885.71 | 17.88 | 17.88 | 100% | 4998885.71 | 0
115 | S | East Moselle SUB - Plant Moselle SUB | 115 | 0 | 0 | 59161.16 | 38236.59 | 97397.75 | 3.91 |  | 0% | 0 | 97397.75
69 | S | Kittrell GOAB - Kittrell Sub | 116 | 32215.47 | 0 | 43240.48 | 162712.75 | 238168.7 | 0.34 |  | 0% | 0 | 238168.7
69 | S | Lynn Ray RD SUB - Lynn Ray RD Sub | 118 | 0 | 0 | 0 | 14699.58 | 14699.58 | 1e-05 |  | 0% | 0 | 14699.58
69 | S | Hwy 588 GOAB - Hwy 588 Sub | 119 | 16413.5 | 0 | 31727.85 | 186754.42 | 234895.77 | 0.04 |  | 0% | 0 | 234895.77
69 | S | Heidelberg GOAB - Eucutta GOAB | 120 | 1669327.65 | 0 | 1206396.04 | 5056628.34 | 7932352.03 | 13.29 | 13.29 | 100% | 7932352.03 | 0
69 | S | South Collins GOAB - South Collins Sub | 122 | 10966.3 | 0 | 28789.37 | 153020.88 | 192776.55 | 0.1 |  | 0% | 0 | 192776.55
161 | S | Plant Moselle SUB - Columbia SUB | 161 | 0 | 0 | 499896.78 | 281821.52 | 781718.3 | 32.92 | 32.92 | 100% | 781718.3 | 0
161 | S | Plant Moselle SUB - Hintonville SUB | 162 | 0 | 0 | 599093.47 | 423986.34 | 1023079.81 | 33.84 | 33.84 | 100% | 1023079.81 | 0
161 | S | Hintonville SUB - Purvis Bulk SUB | 165 | 0 | 0 | 739771.4 | 1499046.28 | 2238817.68 | 28.43 | 28.43 | 100% | 2238817.68 | 0
161 | S | Purvis Bulk SUB - Lumberton SUB | 166 | 0 | 0 | 288973.89 | 256372.9 | 545346.79 | 11.93 | 11.93 | 100% | 545346.79 | 0
161 | S | Plant Morrow SUB - Columbia SUB | 167 | 0 | 0 | 686015.7 | 541242.09 | 1227257.79 | 23.6 | 23.6 | 100% | 1227257.79 | 0
161 | S | Magee SUB - MS Hub SUB | 168 | 0 | 0 | 1105741.05 | 954841.97 | 2060583.02 | 7.25 | 7.25 | 100% | 2060583.02 | 0
161 | S | Plant Morrow SUB - Purvis Bulk SUB | 169 | 0 | 0 | 433878.67 | 1107752.13 | 1541630.8 | 4.52 | 4.52 | 100% | 1541630.8 | 0
161 | S | Plant Morrow SUB - Purvis Bulk SUB | 170 | 0 | 0 | 587827.14 | 1059251.95 | 1647079.09 | 4.54 | 4.54 | 100% | 1647079.09 | 0
161 | S | Hintonville SUB - Waynesboro SUB | 171 | 0 | 0 | 870307.45 | 850022.06 | 1720329.51 | 33.29 | 33.29 | 100% | 1720329.51 | 0
161 | S | Magee SUB - White Oak SUB | 172 | 0 | 0 | 709623.49 | 700689.53 | 1410313.02 | 16.97 | 16.97 | 100% | 1410313.02 | 0
161 | S | White Oak SUB - Homewood SUB | 172A | 0 | 0 | 39681.78 | 14936.05 | 54617.83 | 13.37 | 13.37 | 100% | 54617.83 | 0
161 | S | Hintonville SUB - Benndale SUB | 173 | 0 | 0 | 1579735.07 | 1571392.36 | 3151127.43 | 30.11 | 30.11 | 100% | 3151127.43 | 0
161 | S | Waynesboro 161KV SUB - Waynesboro 230KV SUB | 175 | 0 | 0 | 31142.04 | 37406.03 | 68548.07 | 0.04 | 0.04 | 100% | 68548.07 | 0
161 | S | Moselle SUB - Moselle CT 5 GSU Strain Bus | 176 | 0 | 0 | 27058.72 | 9977.37 | 37036.09 | 0.03 | 0.03 | 100% | 37036.09 | 0
161 | S | White Oak SS - Polkville SUB | 177 | 581563.44 | 0 | 495614.43 | 1141746.45 | 2218924.32 | 6.44 | 6.44 | 100% | 2218924.32 | 0
161 | S | Silver Creek SUB - Prentiss SUB | 178 | 493941.18 | 0 | 426005.84 | 1191396.85 | 2111343.87 | 5.99 | 5.99 | 100% | 2111343.87 | 0
161 | S | Prentiss SUB - Southwest Lone Star SUB | 179 | 522673.78 | 0 | 766652.55 | 1438378.83 | 2727705.16 | 6.17 | 6.17 | 100% | 2727705.16 | 0
161 | S | Plant Moselle SUB - South Hoy SUB | 180 | 3064200.41 | 0 | 1795292.98 | 5401884.88 | 10261378.27 | 19.6 | 19.6 | 100% | 10261378.27 | 0
161 | S | Moselle GSU #6 - Moselle Switchyard | 181 | 0 | 0 | 197172.01 | 46542.19 | 243714.2 | 0.5 | 0.5 | 100% | 243714.2 | 0
161 | S | Moselle GSU #7 - Moselle Switchyard | 182 | 0 | 0 | 15120.88 | 29958.12 | 45079 | 0.32 | 0.32 | 100% | 45079 | 0
161 | E | Batesville 161 - Batesville TVA 161 (Tie Line) | 184 | 19142.3 | 0 | 0 | 0 | 19142.3 | 0.39 | 0.39 | 100% | 19142.3 | 0
161 | S | Batesville 161KV BUS#2 to Batesville 161KV Ring Bus | 186 | 0 | 0 | 38505.09 | 604.08 | 39109.17 | 0.11 | 0.11 | 100% | 39109.17 | 0
230 | S | Waynesboro SUB - Alabama State Line (AEC)(McIntosh) | 230 | 0 | 0 | 837666.81 | 979915.26 | 1817582.07 | 18.39 | 18.39 | 100% | 1817582.07 | 0
230 | S | Waynesboro SUB - Missionary SUB | 232 | 0 | 0 | 3837427.85 | 2951109.26 | 6788537.11 | 38.31 | 38.31 | 100% | 6788537.11 | 0
69 | S | Taylorsville SS - Hebron SS - Plant Moselle SUB | 1,1A | 0 | 0 | 330496.34 | 220971.86 | 551468.2 | 23.95 | 23.95 | 100% | 551468.2 | 0
69 | S | Lynn Ray RD SUB - Lynn Ray RD Sub | 118A | 0 | 0 | 10658.39 | 21823.3 | 32481.69 | 1e-06 |  | 0% | 0 | 32481.69
69 | S | West Laurel GOAB - South Hoy SUB, S. Hoy SUB - Hoy SS, S Hoy SUB - Hoy Sub | 14,14A,14B | 16335.43 | 0 | 499430.6 | 629454.68 | 1145220.71 | 8.6 | 8.32 | 97% | 1110864.0887 | 34356.6213
69 | S | Plant Moselle - Hwy 588 GOAB - West Laural GOAB - West Laureal Sub | 15,15A,15B | 0 | 3696.64 | 179929.64 | 138358.5 | 321984.78 | 11.42 | 11.38 | 100% | 321984.78 | 0
69 | S | Hoy SS - Sharon GOAB - Cleo SS | 16,16A | 0 | 0 | 199220.34 | 109345.4 | 308565.74 | 12.35 | 12.35 | 100% | 308565.74 | 0
161 | S | Plant Moselle SUB - Station Creek SUB - Magee SUB | 163,163A | 0 | 0 | 1171691.69 | 1932789.38 | 3104481.07 | 38.63 | 38.63 | 100% | 3104481.07 | 0
161 | S | Plant Morrow SUB - Cole RD SUB - Plant Moselle SUB | 164,164A | 0 | 0 | 870056.3 | 1238233.43 | 2108289.73 | 31.14 | 31.14 | 100% | 2108289.73 | 0
161 | S | MS Hub SUB - Columbia SUB | 168A | 0 | 0 | 41219.29 | 8670.58 | 49889.87 | 11.52 | 11.52 | 100% | 49889.87 | 0
161 | S | Southwest Lonestar SS - Columbia SUB | 168B | 0 | 0 | 30179.77 | 9912.75 | 40092.52 | 23.93 | 23.93 | 100% | 40092.52 | 0
69 | S | Ellisville Junction SS - Glade GOAB - Cleo SS | 18,18A | 0 | 0 | 105716.22 | 87040.97 | 192757.19 | 10.58 | 10.58 | 100% | 192757.19 | 0
69 | S | Whistler SS - Whistler Sub | 19A | 0 | 0 | 9458.81 | 6055.32 | 15514.13 | 0.06 |  | 0% | 0 | 15514.13
69 | S | Sylvarena - Taylorsville | 2,2A | 0 | 0 | 1215221.14 | 1284698.73 | 2499919.87 | 14.63 | 14.63 | 100% | 2499919.87 | 0
69 | S | Waynesboro SUB - South Waynesboro GOAB -South Waynesboro Sub | 21,21A | 0 | 0 | 42913.64 | 25158.2 | 68071.84 | 3.85 | 3.75 | 97% | 66029.6848 | 2042.1552
230 | S | Benndale & Southeast Greene SUBs - Alabama State Line (AEC)(McIntosh) | 231,231A | 0 | 0 | 2033593.43 | 1843610.33 | 3877203.76 | 26.61 | 26.61 | 100% | 3877203.76 | 0
69 | S | Plant Moselle SUB - Petal GOAB - Macedonia SS - Macedonia Sub | 25,25A,25B | 64341.9 | 0 | 355500.18 | 297244.76 | 717086.84 | 14.84 | 14.66 | 99% | 709915.9716 | 7170.8684
69 | S | West Richton GOAB - Hintonville GOAB - Hintonville Sub | 27,27A | 0 | 3682.04 | 93933.22 | 115919.78 | 213535.04 | 11.03 | 10.93 | 99% | 211399.6896 | 2135.3504
69 | S | Hintonville SUB - Plantation GOAB - McLain GOAB | 30,30A | 0 | 0 | 121356.43 | 135700.79 | 257057.22 | 10.82 | 10.82 | 100% | 257057.22 | 0
69 | S | State Line SS - Leakesville GOAB - Leakesville Sub | 32,32A | 0 | 2640.54 | 221167.44 | 203769.6 | 427577.58 | 20.77 | 18.07 | 87% | 371992.4946 | 55585.0854
69 | S | Southeast Green SUB - Sawmill RD GOAB - Swamill RD Sub | 33A,33B,33C,33D | 0 | 4542.98 | 455631.35 | 247413.68 | 707588.01 | 19 | 18.98 | 99.9% | 706880.422 | 707.588
69 | S | Rocky Creek SS - Lucedale GOAB - Lucedale Sub | 34,34A | 0 | 0 | 167273.25 | 90983.87 | 258257.12 | 8.69 | 7.97 | 92% | 237596.5504 | 20660.5696
69 | S | Lucedale GOAB - Benndale SUB - Benndale GT SUB | 35,35A | 0 | 5333.69 | 237212.72 | 167568.31 | 410114.72 | 12.7 | 12.7 | 100% | 410114.72 | 0
69 | S | Benndale SUB - Benndale Sub | 35B | 0 | 0 | 30421.37 | 20083.14 | 50504.51 | 0.09 |  | 0% | 0 | 50504.51
69 | S | Richburg GOAB - Okahola GOAB - Purvis GOAB - Lumberton GOAB - Lumberton Sub | 39,39A,39B,39C | 0 | 10471.67 | 398157.73 | 204394.29 | 613023.69 | 16.38 | 16.31 | 99.6% | 610571.5952 | 2452.0948
69 | S | Homewood SUB - Lake GOAB - Decatur GOAB - Decatur Sub, Lake GOAB - Lake Sub | 4,4A,4B,4C | 0 | 3997.73 | 277527.84 | 287965.27 | 569490.84 | 28.38 | 27.81 | 98% | 558101.0232 | 11389.8168
69 | S | Rawls Springs SS - Breland GOAB - West Hattieburg SS - Richburg GOAB | 40,40A,40B | 0 | 0 | 198229.76 | 105076.61 | 303306.37 | 11 | 10.96 | 99.6% | 302093.1445 | 1213.2255
69 | S | Plant Moselle Sub - Shelton GOAB - Rawl Springs SS | 41,41A | 0 | 0 | 142873.46 | 85285.82 | 228159.28 | 10.37 | 10.37 | 100% | 228159.28 | 0
69 | S | Shelton GOAB - Shelton Sub | 41B | 0 | 0 | 19080.1 | 80822.84 | 99902.94 | 0.04 |  | 0% | 0 | 99902.94
69 | S | Rawls Springs SS - Sumrall GOAB | 42 | 0 | 3499.41 | 91974.87 | 106589.92 | 202064.2 | 11.17 | 11.17 | 100% | 202064.2 | 0
69 | S | Lumberton SUB - Baxterville GOAB - Baxterville Sub | 44,44A | 0 | 3459.86 | 114375.94 | 108690.54 | 226526.34 | 11.1 | 10.96 | 99% | 224261.0766 | 2265.2634
69 | S | Baxterville GOAB - Foxworth GOAB - Foxworth SS | 45,45A | 0 | 3090.75 | 264511.84 | 149935.99 | 417538.58 | 23.2 | 23.2 | 100% | 417538.58 | 0
69 | S | Columbia SUB - Bassfield GOAB - Bassfield Sub | 46,46A | 0 | 2664.88 | 72823.96 | 90328.78 | 165817.62 | 10.73 | 10.67 | 99% | 164159.4438 | 1658.1762
69 | S | Lone Star GOAB - Lone Star Sub | 47A | 0 | 0 | 9491.63 | 69009.26 | 78500.89 | 0.01 |  | 0% | 0 | 78500.89
69 | S | Plant Moselle SUB - West Moselle GOAB - West Moelle Sub | 51,51A | 0 | 2422.02 | 64998.92 | 71209.27 | 138630.21 | 3.25 | 3.21 | 99% | 137243.9079 | 1386.3021
69 | S | Columbia SUB - Foxworth SS - Foxworth Sub | 52,52A | 403697.56 | 0 | 738752.86 | 782395.33 | 1924845.75 | 9.25 | 9.19 | 99% | 1905597.2925 | 19248.4575
69 | S | Columbia SUB - Goss GOAB - Hathon SS - Oakvale GOAB - Oakvale Sub | 53,53A,53B,53C | 0 | 6036.16 | 531255.07 | 451342.49 | 988633.72 | 17.91 | 17.85 | 99.7% | 985667.8188 | 2965.9012
69 | S | Prentiss SS - Prentiss Sub | 54A | 0 | 0 | 0 | 133.98 | 133.98 | 0.0001 |  | 0% | 0 | 133.98
69 | S | Prentiss SS - Prentiss Sub | 54B | 0 | 0 | 37759.03 | 26734.46 | 64493.49 | 0.0001 |  | 0% | 0 | 64493.49
69 | S | Prentiss SS - Gwinville GOAB | 55,55B | 0 | 2941.23 | 204505.27 | 224663.47 | 432109.97 | 10.05 | 10 | 99.5% | 429949.4201 | 2160.5499
69 | S | Maddox GOAB - GP Taylorsville SS - Georgia Pacific SUB - Taylorsville SS - Taylorsville Sub | 60,60A,60B,60C | 0 | 6791.95 | 398657.94 | 411973.84 | 817423.73 | 14.34 | 13.86 | 97% | 792901.0181 | 24522.7119
69 | S | Magee SUB - Martinville GOAB - Puckett GOAB - Pucket Sub | 61,61A,61B | 16542.06 | 0 | 1087928.54 | 1738046.08 | 2842516.68 | 14.41 | 14.33 | 99% | 2814091.5132 | 28425.1668
69 | S | Polikville GOAB - Morton SS - Donald Rd GOAB | 62A,62C | 0 | 0 | 118927.8 | 89716.38 | 208644.18 | 11.4 | 11.4 | 100% | 208644.18 | 0
69 | S | Polkville GOAB - Polkville SUB | 62B | 13150 | 0 | 108960.55 | 69845.21 | 191955.76 | 0.59 |  | 0% | 0 | 191955.76
69 | S | Benndale GT SUB - Benndale SUB - Basin GOAB - Basin Sub | 71,71A,71B | 0 | 2961.41 | 397301.27 | 545442.25 | 945704.93 | 13.31 | 13.27 | 99.7% | 942867.8152 | 2837.1148
| S | Basin GOAB (Moved from Stations Tab) |  |  |  | 83787.8 | 107484.73 | 191272.53 | 1 | 1 | 100% | 191272.53 | 0
69 | S | Agricola GOAB - Rocky Creek SS, Agricola GOAB - Agricola Sub | 73,73A | 0 | 0 | 159463.21 | 123257.78 | 282720.99 | 8.17 | 8.14 | 99.6% | 281590.106 | 1130.884
69 | S | Colonial Collins Tap - Colonial Collins Sub | 74A | 12447.51 | 3441.5 | 7613.75 | 194473.01 | 217975.77 | 0.33 | 0.33 | 100% | 217975.77 | 0
69 | S | Plant Moselle SUB - Eminence GOAB - Eminence Sub - Colonial Kola GOAB | 75,75B,75C | 0 | 0 | 257590.29 | 229332.35 | 486922.64 | 15.91 | 15.87 | 99.7% | 485461.8721 | 1460.7679
69 | S | Colonial Kola GOAB - Colonial Kola Sub | 75A | 0 | 0 | 3800.73 | 35074.5 | 38875.23 | 0.42 |  | 0% | 0 | 38875.23
69 | S | Waldrup SS - Paulding SUB - Missionary SUB | 8,8A | 0 | 0 | 248147.42 | 88776.54 | 336923.96 | 10.41 | 10.41 | 100% | 336923.96 | 0
69 | S | Breland GOAB - Cole Rd SUB - Bellevue Sub | 80,80A | 0 | 3562.79 | 125929.18 | 165942.51 | 295434.48 | 5.37 | 2.87 | 53% | 156580.2744 | 138854.2056
Sold |  | Logtown - Borg Warner (Sold) | 508509 | 0 | 0 | 0 | 0 | 0 | 1e-05 |  | 0% | 0 | 0
|  | ROW- Transmission Line - Undesignated Land | (8) | 20970330.18 | 0 | 0 | 0 | 20970330.18 | 0.0001 | 0.0001 | 100% | 14543883.0783 | 6426447.1017
(9)
|  | Line Balances December 31, 2014 |  | 35439372.3 | 155846.52 | 77334586.72 | 95752841.983 | 208682647.523 |  |  |  | 150665295.6991 | 58017351.8239
Undesignated Land Excluded
|  |  | SMEPA | 9879124.14 | 145016.29 | 57130771.56 | 73833241.48 | 140988153.47 |  | SMEPA |  | 146665590.3391 | 15292893.3109
|  |  | EMI | 702338.37 | 10830.23 | 9841508.34 | 9584621.64 | 20139298.58 |  | EMI |  | 3999705.36 | 16139593.22
|  |  | MPCO | 3887579.61 | 0 | 10362306.82 | 12334978.863 | 26584865.293 |  | MPCO |  | 0 | 26584865.293
|  |  |  | 14469042.12 | 155846.52 | 77334586.72 | 95752841.983 | 187712317.343 | (6) |  |  | 150665295.6991 | 58017351.8239
[8 empty] | (10) |  | Total Includabe, |  |  | 0
[9 empty] | (6) |  |  | (7)
[9 empty] | 187712317.343 | 136121412.6208 |  | 72.52%
Acct 397 Communication Equipment Excluded
Undesignated Land Allocation Includable & Excludable held at 2012 Amounts
| (1) | Total Line miles all Segments - SMEPA Transmission Dept Maximo Records | [6 empty] | See 2012 File for Calculation |  |  | Includable | Excludable
| (2) | MISO Line Miles Incudable - MISO Report supplied by Gary Hudson | [7 empty] | 20976270.18 |  | 14548002.74 | 6428267.44
| (3) | % Line Mile Includable: (2) / (1) | [8 empty] | 2012 % | 0.69355 | 0.30645
| (4) | % $ Includable = ((Sum) x (3)) | [6 empty] | Used to allocate Futures Years when Undesignated Land Value changes
| (5) | Excludable $ = (Sum) - (4)
| (6) | (SUM) Total all Areas Excluding Undesignated Land
| (7) | % $ Includable of (6) , This % used to allocate ROW Transmission Line - Undesignated Land as Includable or excludable
|  | (See inserted email "Email Tab' on how to handle ROW $) | [7 empty] | ROW Includable |  | 15206838.8885
| (8) | ROW - Transmission Line - Undesignated Land
| (9) | ROW - Transmission Line - Undesignated Land Includable (7) * (8)
| (10) | MISO Lines Totals included SAND & BASIN GOAB from SMEPA Stations TAB $386,281.41
Note on I10: Bobby Vinson: $221,342.05 Leased
Note on I11: Bobby Vinson: $262,767.76 Leased
Note on M24: Marty Pulliam: See Folder Email(1) -Jason Goar stated this line meets 7 factor testing.
Note on M31: Marty Pulliam: See folder Email(1) - Jason Goar stated this line meets 7 factor testing.
Note on M52: Marty Pulliam: See folder Email(1) - Jason Goar said this line meets 7 factor test.
Note on D117: Jason Goar: Line 11 is now a looped line and can be included.
Note on D155: Jason Goar: Line 70 is now a looped line and can be included.
Note on D188: Jason Goar: Line is currenly deenergized and not being used.
Note on K207: Jason Goar: Similar to L186 and other moselle lines.
Note on K212: Jason Goar: Moselle lines are similar to L186 at Batesville and can be included in attachment O.
Note on D214: Jason Goar: Line 184(0.39) & 185 (0.40) are the Batesville to Batesville TVA 161kV tie lines. Both share common structures and right-of-way.
Note on K231: Marty Pulliam: Line Mileage includes PowerSouth's portion of the line, however, the cost are 100% SME's and its 100% includable. JG - The mileage is correct. It is only the CE owned portion of the line.

## MISO Stations December 2016
South Mississippi Electric Power Association
| Substation CPR |  | GOAB's moved Lines Tap
| DECEMBER 2015 |  | DENOTES CHANGES PER 6/25/13&6/26/13 E-MAILS FROM MISO'S DAVID DUEBNER
DENOTES CHANGES from 2015 to 2016
(2)
|  | S - SMEPA | 350 | 352 | 353 |  | MISO | MISO
Sorted by Area than Location |  | E - Entergy | Land & | Structures & | Station |  | Includable SUB | Excludable SUB
| SUBSTATION | M - MPCO | Land Rights | Improvements | Equipment | Total | $ | $
ACON | Acona (DELTA EPA) | E | 0 | 0 | 20393.68 | 20393.68 |  | 20393.68
ACON_SS | Acona 115KV SS | E | 387.5 | 1286.19 | 58478.61 | 60152.3 | 60152.3 | 0
ALCO | Alcorn (SWMEPA) | E | 0 | 0 | 9726.06 | 9726.06 |  | 9726.06
ANCH | Anchor Curve (YVEPA) | E | 0 | 0 | 8462.92 | 8462.92 |  | 8462.92
ANCH_MW | Anchor Curve Microwave | E | 25065.27 | 0 | 0 | 25065.27 |  | 25065.27
ARCO | Arcola 115KV SS | E | 11187.35 | 500068.49 | 213588.86 | 724844.7 | 724844.7 | 0
ARLI | Arlington (MEPA) | E | 0 | 0 | 45562.36 | 45562.36 |  | 45562.36
AUBU | Auburn 115KV SS (Smithdale) | E | 0 | 44706.14 | 128997.92 | 173704.06 | 173704.06 | 0
BANK | Banks (COHOMA EPA) | E | 0 | 0 | 9982.07 | 9982.07 |  | 9982.07
BANK_S | Banks 115kV SS | E | 0 | 0 | 240319.03 | 240319.03 | 240319.03 | 0
BELZ | Belzoni (TCEPA) | E | 0 | 0 | 13137.99 | 13137.99 |  | 13137.99
BLAC | Blackhawk (DELTA EPA) | E | 0 | 0 | 26051.67 | 26051.67 |  | 26051.67
BLAC_MW | Blackhawk Microwave | E | 5910.8 | 0 | 0 | 5910.8 |  | 5910.8
BOVI | Bovina Microwave | E | 25942.17 | 0 | 0 | 25942.17 |  | 25942.17
BRAN | Brandon (SPEPA) | E | 0 | 0 | 10797.86 | 10797.86 |  | 10797.86
BRMG | Brookhaven (MEPA) | E | 0 | 0 | 16365.07 | 16365.07 |  | 16365.07
BROW | Browning 115KV SS | E | 0 | 0 | 143354.81 | 143354.81 | 143354.81 | 0
BRSW | Brookhaven SW 115kV SS & METER (SWMEPA) | E | 0 | 0 | 90767.36 | 90767.36 |  | 90767.36
CARL | Carlisle Microwave | E | 27486.93 | 0 | 0 | 27486.93 |  | 27486.93
CARR | Carrolton (DELTA EPA) | E | 22257.13 | 0 | 8570.34 | 30827.47 |  | 30827.47
CARR_SS | Carrolton 115KV SS | E |  | 330.86 | 59046.23 | 59377.09 | 59377.09 | 0
CATF_COA | Coahoma Catfish Load | E | 0 | 0 | 11099.51 | 11099.51 |  | 11099.51
CATF_DEL | Delta EPA Catfish Load | E | 0 | 0 | 18803.77 | 18803.77 |  | 18803.77
CATF_TC | Twin County Catfish Load | E | 0 | 0 | 21031.51 | 21031.51 |  | 21031.51
CATF_YV | Yazoo Valley Catfish Load | E | 0 | 0 | 7938.35 | 7938.35 |  | 7938.35
CENT | Centerpoint (SWMEPA) | E | 0 | 0 | 20970.8 | 20970.8 |  | 20970.8
CLARD | Clarksdale (COAHOMA EPA) | E | 0 | 0 | 11684.78 | 11684.78 |  | 11684.78
CLEV | Cleveland (DELTA EPA) | E | 0 | 0 | 11299.67 | 11299.67 |  | 11299.67
COPI | Copiah 115kV SS | E | 0 | 0 | 139069.82 | 139069.82 | 139069.82 | 0
CRAN_S | Cranfield SS | E | 0 | 29786.69 | 43492.87 | 73279.56 | 50420.17 | 22859.39
CROS | Crosby (SWMEPA) | E | 24326.13 | 0 | 38901.39 | 63227.52 |  | 63227.52
CROS_MW | Crosby Microwave | E | 0 | 0 | 0 | 0 |  | 0
DEXT | Dexter (MEPA) | E | 0 | 0 | 42688.29 | 42688.29 |  | 42688.29
DLO | D'LO Microwave | E | 17753.25 | 0 | 0 | 17753.25 |  | 17753.25
EDEN | Eden Microwave | E | 25847.77 | 0 | 0 | 25847.77 |  | 25847.77
EGRE | East Greenwood (DELTA EPA) | E | 0 | 0 | 20079.65 | 20079.65 |  | 20079.65
ELIN | East Lincoln (MEPA) | E | 0 | 0 | 17819.14 | 17819.14 |  | 17819.14
ELIN_S | East Lincoln 115KV SS | E | 0 | 76783.48 | 34849.37 | 111632.85 |  | 111632.85 | GOAB Switch
ELLT | Elliott (DELTA EPA) | E | 0 | 0 | 12949.01 | 12949.01 |  | 12949.01
EMCC | East Mccomb (MEPA) | E | 0 | 0 | 9760.12 | 9760.12 |  | 9760.12
EVAN | Evans (DELTA EPA) | E | 0 | 0 | 15600.93 | 15600.93 |  | 15600.93
EWHI | East Whitfield (SPEPA) | E | 0 | 0 | 31263.88 | 31263.88 |  | 31263.88
FAYE | Fayette (SWMEPA) | E | 0 | 0 | 8364.2 | 8364.2 |  | 8364.2
FERN_S | Fernwood 115KV SS | E | 0 | 0 | 0 | 0 |  | 0
FLOR | Florence 115kV SS & METER (SPEPA) | E | 0 | 0 | 193054.12 | 193054.12 | 169195.34 | 23858.78
FLOR_MW | Florence Microwave | E | 0 | 0 | 0 | 0 |  | 0
FLOY | Floyd Lynk Sub (TCEPA) | E | 0 | 0 | 15697.02 | 15697.02 |  | 15697.02
FRIE_M | Friendship (MEPA) | E | 0 | 107815.15 | 122278.79 | 230093.94 |  | 230093.94
GILL | Gillsburg 115KV SS | E | 0 | 0 | 0 | 0 |  | 0
GILL_M | Gillsburg (MEPA) | E | 0 | 0 | 32015.54 | 32015.54 |  | 32015.54
GPMO | GP Monticello (SPEPA) | E | 0 | 51671.56 | 63399.73 | 115071.29 |  | 115071.29
GREE | Greenwood (DELTA EPA) | E | 0 | 0 | 16244.49 | 16244.49 |  | 16244.49
GREE_SS | Greenwood 115KV SS | E |  |  | 94155.86 | 94155.86 | 94155.86 | 0
GREV | Greenville (DELTA EPA) | E | 0 | 0 | 18440.75 | 18440.75 |  | 18440.75
GREV_MW | Greenville Microwave | E | 0 | 0 | 0 | 0 |  | 0
GREV_SS | Greenville 115KV SS | E |  | 306.86 | 21807.64 | 22114.5 | 22114.5 | 0
HAM_MW | Hamburg Microwave | E | 23173.09 | 0 | 0 | 23173.09 |  | 23173.09
HAMB_S | Hambrick 115KV SS | E | 17453.61 | 526881.19 | 332580.72 | 876915.52 | 860512.08 | 16403.44
HAMP | Hampton (TCEPA) | E | 17051.05 | 0 | 9504.85 | 26555.9 |  | 26555.9
HEAT | Heathman 115kV SS | E | 0 | 0 | 130102.64 | 130102.64 | 130102.64 | 0
HEAT_M | Heathman (DELTA EPA) | E | 0 | 0 | 6243.03 | 6243.03 |  | 6243.03
HOLL | Hollandale (TCEPA) | E | 0 | 0 | 10755.75 | 10755.75 |  | 10755.75
INDI | Indianola (DELTA EPA) | E | 0 | 0 | 17628.47 | 17628.47 |  | 17628.47
INVE | Inverness (DELTA EPA) | E | 0 | 0 | 9209.01 | 9209.01 |  | 9209.01
IPRED | IP Redwood (YVEPA) | E | 0 | 0 | 25972.37 | 25972.37 |  | 25972.37
ISOL | Isola 115kV SS & METER (TCEPA) | E | 11281.02 | 0 | 155693.5 | 166974.52 | 148825.51 | 18149.01
ITTA | Itta Bena (DELTA EPA) | E | 0 | 0 | 41997.07 | 41997.07 |  | 41997.07
JAYE | Jayess (MEPA) | E | 0 | 0 | 42434.34 | 42434.34 |  | 42434.34
JAYE_SS | Jayess 115KV SS | E |  | 1825.77 | 233327.34 | 235153.11 | 235153.11 | 0
LANG | Langford Microwave | E | 0 | 0 | 0 | 0 |  | 0
LCRE | Little Creek (MEPA) | E | 0 | 0 | 17478.44 | 17478.44 |  | 17478.44
LELA | Leland (TCEPA) | E | 0 | 0 | 10036.56 | 10036.56 |  | 10036.56
LEXI | Lexington (YVEPA) | E | 0 | 0 | 9754.15 | 9754.15 |  | 9754.15
LEXI_MW | Lexington Microwave | E | 30008.96 | 0 | 0 | 30008.96 |  | 30008.96
LIBE | Liberty (MEPA) | E | 20223.91 | 0 | 19753.83 | 39977.74 |  | 39977.74
LIBE_MW | Liberty Microwave | E | 0 | 0 | 0 | 0 |  | 0
LORM | Lorman (SWMEPA) | E | 0 | 0 | 14409.77 | 14409.77 |  | 14409.77
LORM_MW | Lorman Microwave | E | 0 | 0 | 0 | 0 |  | 0
LORM_S | Lorman 115kV SS | E | 0 | 316.98 | 435820.77 | 436137.75 | 436137.75 | 0
LOYD | Loyd Star (SWMEPA) | E | 0 | 0 | 13102.58 | 13102.58 |  | 13102.58
LTTX | Little Texas MW | E | 18133.38 | 0 | 0 | 18133.38 |  | 18133.38
LULA | Lula (COAHOMA) | E | 14007.07 | 0 | 7831.4 | 21838.47 |  | 21838.47
LYAZ | Little Yazoo (YVEPA) | E | 0 | 0 | 29495.4 | 29495.4 | 11358.2 | 18137.2
LYON | Lyon 115kV SW & METER (COAHMOA EPA) | E | 0 | 184732.9 | 117877.05 | 302609.95 | 288150.82 | 14459.13
MALL | Mallalieu (MEPA) | E | 0 | 0 | 69804.03 | 69804.03 |  | 69804.03
MALL_S | Mallalieu 115kV SS | E | 0 | 4908.15 | 191983.68 | 196891.83 | 196891.83 | 0
MARK | Marks (COAHOMA EPA) | E | 0 | 0 | 9850.34 | 9850.34 |  | 9850.34
MDRD | Midway Road Microwave | E | 39841.95 | 0 | 0 | 39841.95 |  | 39841.95
MIDW | Midway (YVEPA) | E | 0 | 0 | 11118.2 | 11118.2 |  | 11118.2
MIDW_SS | Midway 115KV SS | E |  |  | 104572.29 | 104572.29 | 104572.29 | 0
MINT | Minter City (DEPA) | E | 0 | 0 | 15373.32 | 15373.32 |  | 15373.32
MNCR | Mountain Creek (SPEPA) | E | 0 | 0 | 20243.1 | 20243.1 |  | 20243.1
MONT | Monticello (SPEPA) | E | 0 | 0 | 33936.76 | 33936.76 |  | 33936.76
MONT_C | Monticello MW | E | 0 | 0 | 0 | 0 |  | 0
MOOR | Moorehead | E | 0 | 0 | 19822.41 | 19822.41 |  | 19822.41
MSHB | MS Hub SS | E | 0 | 0 | 51104.05 | 51104.05 |  | 51104.05
MURP | Murphy 115kV SS & METER (TCEPA) | E | 0 | 0 | 173207.58 | 173207.58 | 159078.15 | 14129.43
NITT | Nitta Yuma SS | E | 0 | 0 | 161422.74 | 161422.74 | 161422.74 | 0
NORF | Norfield 115kV SS | E | 0 | 41914.36 | 171716.95 | 213631.31 | 213631.31 | 0
NORF_M | Norfield (MEPA) | E | 0 | 0 | 53636.22 | 53636.22 |  | 53636.22
NRAN | North Rankin Microwave | E | 29812.93 | 0 | 0 | 29812.93 |  | 29812.93
NWIN | North Winona (DELTA EPA) | E | 0 | 0 | 9357.29 | 9357.29 |  | 9357.29
OLVE | Olive Oil Field (MEPA) | E | 0 | 0 | 15541.6 | 15541.6 |  | 15541.6
ONWA | Onward (TCEPA) | E | 0 | 0 | 115237.82 | 115237.82 |  | 115237.82
PACE | Pace (DELTA EPA) | E | 0 | 0 | 16024.66 | 16024.66 |  | 16024.66
PEET | Peetsville (SWMEPA) | E | 0 | 0 | 26327.34 | 26327.34 |  | 26327.34
PICK | Pickens (YVEPA) | E | 0 | 0 | 8438 | 8438 |  | 8438
PIGS | Pisgah (MEPA) | E | 0 | 0 | 20274.24 | 20274.24 |  | 20274.24
PINE | Pine RidgeSS (Leased) | E | 0 | 0 | 0 | 0 |  | 0
PINE_M | Pine Ridge (SWMEPA) | E | 0 | 0 | 10366.97 | 10366.97 |  | 10366.97
PINE_MW | Pine Ridge Microwave | E | 46536.44 | 0 | 0 | 46536.44 |  | 46536.44
PORT | Port Gobson Microwave | E | 24061.9 | 0 | 0 | 24061.9 |  | 24061.9
PORTG | Port Gibson (SWMEPA) | E | 0 | 0 | 31711.24 | 31711.24 |  | 31711.24
PROG | Progress (MEPA) | E | 0 | 0 | 10421.77 | 10421.77 |  | 10421.77
RANK | Rankin County Airport (SPEPA) | E | 0 | 0 | 9813.16 | 9813.16 |  | 9813.16
REDW_MW | Redwood Microwave | E | 26637.44 | 0 | 0 | 26637.44 |  | 26637.44
REDW_SS | Redwoood 115KV SS | E | 1943 | 5384.11 | 642984.49 | 650311.6 | 650311.6 | 0
REFU | Refuge (TCEPA) | E | 0 | 0 | 20590.06 | 20590.06 |  | 20590.06
REXB_C | Rex Brown | E | 0 | 0 | 7557.69 | 7557.69 |  | 7557.69
ROLI | Rolling Fork (TCEPA) | E | 0 | 0 | 7825.46 | 7825.46 |  | 7825.46
ROLI_MW | rolling Fork Microwave | E | 36306.63 | 0 | 0 | 36306.63 |  | 36306.63
ROXI | Roxie (SWMEPA) | E | 32095.78 | 0 | 8345.6 | 40441.38 |  | 40441.38
ROXI_MW | Roxie Microwave | E | 0 | 0 | 0 | 0 |  | 0
RULE | Ruleville (DELTA EPA) | E | 0 | 0 | 8609.37 | 8609.37 |  | 8609.37
SALE | Salem (MEPA) | E | 0 | 0 | 28046.93 | 28046.93 |  | 28046.93
SALE_MW | Salem Microwave | E | 0 | 0 | 0 | 0 |  | 0
SAWY | Sawyer SS | E | 0 | 0 | 141398.2 | 141398.2 | 141398.2 | 0
SBRA | South Brandon (SPEPA) | E | 0 | 0 | 38986.94 | 38986.94 |  | 38986.94
SCHL | Schlater (DELTA EPA) | E | 0 | 0 | 9843.74 | 9843.74 |  | 9843.74
SCLE | South Cleveland (DELTA EPA) | E | 0 | 0 | 11847.9 | 11847.9 |  | 11847.9
SENA | Southeast Natchez | E | 0 | 17119.47 | 143232.42 | 160351.89 |  | 160351.89
SENA_MW | Southeast Natchez Microwave | E | 46998.2 | 0 | 0 | 46998.2 |  | 46998.2
SHAD | Shady Grove (SPEPA) | E | 0 | 0 | 36474.02 | 36474.02 |  | 36474.02
SHAW | Shaw (DELTA EPA) | E | 0 | 0 | 15802.67 | 15802.67 |  | 15802.67
SHAW_SS | Shaw 115KV SS | E |  | 282.86 | 119867.89 | 120150.75 | 120150.75 | 0
SHEC | Shelby (COAHOMA EPA) | E | 0 | 0 | 8236.8 | 8236.8 |  | 8236.8
SHED | Shelby (DELTA EPA) | E | 0 | 0 | 9054.85 | 9054.85 |  | 9054.85
SILC | Silver Creek SW (Leased) | E | 0 | 0 | 0 | 0 |  | 0
SILG | Silver Creek GT 115kV SS & MW | E | 0 | 3378796.31 | 3303075.33 | 6681871.64 | 6681871.64 | 0
SILV | Silver Creek 115kV SS (EMI) & METER (SPEPA) | E | 0 | 2494944.15 | 1652790.27 | 4147734.42 | 4140995.5 | 6738.92
SMIT | Smithdale (MEPA) | E | 0 | 0 | 21599.13 | 21599.13 |  | 21599.13
SNAT | South Natchez (SWMEPA) | E | 0 | 0 | 35433.09 | 35433.09 |  | 35433.09
SRED | South Redwood (YVEPA) | E | 0 | 0 | 22475.42 | 22475.42 |  | 22475.42
SRED_S | South Redwood 115kV SS | E | 0 | 289107.59 | 131890.11 | 420997.7 | 420997.7 | 0
STRN | Stringtown (DELTA EPA) | E | 0 | 0 | 13919.7 | 13919.7 |  | 13919.7
SUMM | Summitt Microwave | E | 0 | 0 | 0 | 0 |  | 0
SUNF | Sunflower (COAHOMA EPA) | E | 0 | 0 | 33833.65 | 33833.65 |  | 33833.65
SWDE | Dexter 115kV SS | E | 0 | 0 | 168949.07 | 168949.07 |  | 168949.07
SWIF | Swiftwater (TCEPA) | E | 0 | 0 | 20169.71 | 20169.71 |  | 20169.71
SWMS | Southwest Mobile | E | 0 | 0 | 9442.92 | 9442.92 |  | 9442.92
TCMS | Twin County Mobile | E | 0 | 0 | 14544.27 | 14544.27 |  | 14544.27
TENN | Tennesse Gas (TCEPA) | E | 0 | 0 | 5429.91 | 5429.91 |  | 5429.91
TINS_S | Tinsley 115KV SS | E | 0 | 0 | 35110.02 | 35110.02 |  | 35110.02
TOPI_MW | Topisaw Microwave | E | 52162.85 | 0 | 0 | 52162.85 | 0 | 52162.85
TUNI | Tunica (COAHOMA EPA) | E | 0 | 0 | 7747.94 | 7747.94 |  | 7747.94
TWNK | Twinkletown (COAHOMA EPA) | E | 0 | 0 | 15148.2 | 15148.2 |  | 15148.2
TYLR | Tylertown (MEPA) | E | 0 | 0 | 23819.43 | 23819.43 |  | 23819.43
UTIC | Utica Jr College (SWMEPA) | E | 0 | 0 | 6395.76 | 6395.76 |  | 6395.76
UTIC_MW | Utica Microwave | E | 21146.46 | 0 | 0 | 21146.46 |  | 21146.46
UTIC_S | Utica (SWMEPA) | E | 0 | 0 | 362362.45 | 362362.45 |  | 362362.45
VAUG | Vaughn 115KV SS | E | 0 | 0 | 0 | 0 |  | 0
WALL | Walls station (COAHOMA EPA) | E | 0 | 0 | 8758.67 | 8758.67 |  | 8758.67
WASH | Washington 115kV SS | E | 0 | 0 | 15259.38 | 15259.38 |  | 15259.38
WASH_M | Washington (SWMEPA) | E | 0 | 0 | 12897.89 | 12897.89 |  | 12897.89
WCAN | West Canton Microwave | E | 20948.02 | 0 | 0 | 20948.02 |  | 20948.02
WCLE | West Cleveland (DELTA EPA) | E | 0 | 0 | 15413.74 | 15413.74 |  | 15413.74
WCLE_S | West Cleveland 115kV SS | E | 0 | 185598.23 | 130634.03 | 316232.26 | 316232.26 | 0
WINO | Winona (DELTA EPA) | E | 0 | 0 | 10357.37 | 10357.37 |  | 10357.37
WOOD | Woodville (SWMEPA) | E | 0 | 0 | 26089.34 | 26089.34 |  | 26089.34
WYAZ | West Yazoo 115kV SS & METER (YVEPA) | E | 0 | 0 | 160843.42 | 160843.42 | 145216.94 | 15626.48
YAZO | Yazoo Valley EPA Microwave (YVEEPA HQ) | E | 0 | 0 | 0 | 0 |  | 0
YVMS | Yazoo Valley Mobile | E | 0 | 0 | 14707.28 | 14707.28 |  | 14707.28
CUMB | Cumbest Bluff 115kV SS | M | 0 | 95025.65 | 324675.79 | 419701.44 |  | 419701.44
GULF | Gulfport | M | 0 | 0 | 0 | 0 |  | 0
HILLSDALE | Hillsdale LEASE | M | 0 | 265844.6 | 381946.72 | 647791.32 |  | 647791.32
KILN | Kiln Coast | M | 12341.21 | 0 | 0 | 12341.21 |  | 12341.21
MAXI_G | Maxie LEASED | M | 0 | 198371.88 | 455302.48 | 653674.36 |  | 653674.36
NECA | Necaise MW | M | 0 | 0 | 0 | 0 |  | 0
OAK GROVE | Oak Grove LEASE | M | 0 | 171732.99 | 409091.91 | 580824.9 |  | 580824.9
SERC_C | SERC Hotline (SOCO Richburg Tower) | M | 0 | 0 | 0 | 0 |  | 0
SPEN | Spence (Coast) | M | 0 | 0 | 0 | 0 |  | 0
VIDIA_M | Vidalia 25kv Meter | M | 0 | 0 | 33015.27 | 33015.27 |  | 33015.27
WATT | Watts (Coast) | M | 0 | 0 | 0 | 0 |  | 0
ALEC | Aleco Firetower (SREPA) | MB | 45740.63 | 708367.27 | 282686.58 | 1036794.48 |  | 1036794.48
CEDR | Cedar Lake (Coast Sub) | MB | 0 | 0 | 10131.82 | 10131.82 |  | 10131.82
DXPL | Dixie Pipeline | MB | 0 | 0 | 7218.89 | 7218.89 |  | 7218.89
HAMF | Hamill Farm (SREPA) | MB | 0 | 0 | 34220.13 | 34220.13 |  | 34220.13
HBGIN | Hattiesburg Industrial (PRVEPA) | MB | 0 | 0 | 11294.28 | 11294.28 |  | 11294.28
HWY15 | Highway 15 (Coast) | MB | 0 | 0 | 8786.86 | 8786.86 |  | 8786.86
JOEBAT | Joe Batt Rd (SREPA) | MB | 0 | 0 | 12910.53 | 12910.53 |  | 12910.53
LIZA | Lizana (Coast) | MB | 0 | 0 | 36279.27 | 36279.27 |  | 36279.27
MONA | Monaco Lake (SREPA) | MB | 0 | 0 | 11019.44 | 11019.44 |  | 11019.44
MRTNB | Martin Bluff (SREPA) | MB | 0 | 0 | 10283 | 10283 |  | 10283
NECA_S | Necaise (Coast) | MB | 0 | 0 | 8459.21 | 8459.21 |  | 8459.21
NLUC | North Lucedale (SREPA) | MB | 0 | 0 | 9004.33 | 9004.33 |  | 9004.33
SLUC | South Lucedale (SREPA) | MB | 0 | 0 | 9251.92 | 9251.92 |  | 9251.92
SUNP | Sunplex (SREPA) | MB | 0 | 0 | 27448.5 | 27448.5 |  | 27448.5
AGRI | Agricola 69kV SS (SREPA) | S | 6071.69 | 257659.63 | 267741.22 | 531472.54 | 513140.4 | 18332.14
BASI | Basin GOAB (moved to Lines Tab) | S | 0 | 0 | 0 | 0 |  | 0
BASI_M | Basin (SREPA) | S | 0 | 0 | 11733.99 | 11733.99 |  | 11733.99
BASS | Bassfield (PRVEPA) | S | 0 | 0 | 12087.82 | 12087.82 |  | 12087.82
BAXT | Baxterville (PRVEPA) | S | 4347.42 | 136303.17 | 177005.6 | 317656.19 | 305469.6 | 12186.59
BAYS | Bay Springs (SPEPA) | S | 0 | 0 | 49243.22 | 49243.22 |  | 49243.22
BELL | Bellevue (PRVEPA) | S | 0 | 0 | 38431.33 | 38431.33 |  | 38431.33
BENN | Benndale 231/161/69kV Sub | S | 0 | 1728775.95 | 7202955.93 | 8931731.88 | 8931731.88 | 0
BIGL | Big Level (PRVEPA) | S | 0 | 59817.82 | 159577.8 | 219395.62 | 198096.93 | 21298.69
BNGT | Benndale GT 69kV SS & MW | S | 0 | 19575.18 | 369142.95 | 388718.13 | 388718.13 | 0
BNSR | Benndale (SREPA) | S | 0 | 0 | 16223.47 | 16223.47 |  | 16223.47
BREW | Brewer (SREPA) | S | 0 | 0 | 16938.96 | 16938.96 |  | 16938.96
BRLR | Brownlee Road | S | 6331.22 | 179943.36 | 129239.07 | 315513.65 | 315513.65 | 0
BUCK | Bucatunna (DIXIE EPA) | S | 0 | 0 | 15988.42 | 15988.42 |  | 15988.42
BURR | Burr Creek (DIXIE EPA) | S | 0 | 0 | 10893.44 | 10893.44 |  | 10893.44
CLAR | Clara (DIXIE EPA) | S | 0 | 0 | 9427.07 | 9427.07 |  | 9427.07
CLEO | Cleo 69kV SS & MW | S | 0 | 99600.48 | 535010.45 | 634610.93 | 634610.93 | 0
CLEO_M | Cleo (DIXIE EPA) | S | 0 | 0 | 24719.34 | 24719.34 |  | 24719.34
COLC | Colonial Collins (SPEPA) | S | 0 | 0 | 9181.38 | 9181.38 |  | 9181.38
COLE | Cole Road 161/69KV SUB | S | 0 | 1449652.32 | 5587760.04 | 7037412.36 | 7037412.36 | 0
COLK | Colonial Kola (SPEPA) | S | 0 | 0 | 20853.87 | 20853.87 |  | 20853.87
COLU | Columbia 161/69kV SUB, MW, & METER (PRVEPA) | S | 0 | 257659.64 | 3446333.7 | 3703993.34 | 3695125.75 | 8867.59
DECA | Decatur (SPEPA) | S | 0 | 81965.57 | 150970.41 | 232935.98 | 225078.49 | 7857.49
DIAM | Diamond (DIXIE EPA) | S | 0 | 0 | 16969.46 | 16969.46 |  | 16969.46
DXMS | Dixie Electric Mobile | S | 0 | 0 | 13627.7 | 13627.7 |  | 13627.7
ELLI | Ellisville Junction (DIXIE EPA) | S | 0 | 511538.72 | 683923.05 | 1195461.77 | 1177672.66 | 17789.11
EMIN | Eminence (SPEPA) | S | 0 | 0 | 0 | 0 |  | 0
EUCU | Eucutta (DIXIE EPA) | S | 0 | 0 | 17060.82 | 17060.82 |  | 17060.82
FOC | Field Operations Center | S | 0 | 0 | 3801.78 | 3801.78 |  | 3801.78
FOXW | Foxworth 69kV SS & MW | S | 22621.62 | 252700.56 | 304160.04 | 579482.22 | 579482.22 | 0
FOXW_M | Foxworth (PRVEPA) | S | 0 | 404.7 | 77360.03 | 77764.73 | 53996.48 | 23768.25
GLAD | Glade (DIXIE EPA) | S | 0 | 0 | 13231.23 | 13231.23 |  | 13231.23
GOSS | Goss (PRVEPA) | S | 0 | 0 | 9378.8 | 9378.8 |  | 9378.8
GPTA | GP Taylorsville (SPEPA) | S | 0 | 0 | 19075.6 | 19075.6 |  | 19075.6
GPTA_S | GP Taylorsville 69kV SS | S | 0 | 388618.41 | 407398.66 | 796017.07 | 796017.07 | 0
GWIJ | Gwinville Junction 69kV SS | S | 0 | 289614.02 | 415891.35 | 705505.37 | 705505.37 | 0
GWIN | Gwinville (SPEPA) | S | 0 | 68770.36 | 159181.49 | 227951.85 | 196826.18 | 31125.67
HATH | Hathorn 69kV SS, MW, & METER (PVEPA) LANTATION PIPELINE | S | 0 | 455082.19 | 403475.78 | 858557.97 | 845196.41 | 13361.56
HEBR | Hebron (DIXIE EPA) | S | 0 | 0 | 10597.5 | 10597.5 |  | 10597.5
HEID | Heidelberg (SPEPA) | S | 0 | 0 | 36142.08 | 36142.08 |  | 36142.08
HEID_C | Heidelberg MW | S | 0 | 0 | 0 | 0 |  | 0
HINS | Hintonville (SREPA) | S | 0 | 0 | 21044.77 | 21044.77 |  | 21044.77
HINT | Hintonville 161/69kV SUB & MW | S | 0 | 272043.05 | 2127958.14 | 2400001.19 | 2400001.19 | 0
HOLS | Holly Springs (PRVEPA) | S | 0 | 0 | 19990.18 | 19990.18 |  | 19990.18
HOME | Homewood 161/69kV SUB, MW, & METER (SPEPA) | S | 0 | 391208.54 | 2962786.49 | 3353995.03 | 3338449.68 | 15545.35
HOY | Hoy 69kV SS & METER (DIXIE) | S | 0 | 67746.12 | 686263.89 | 754010.01 | 744968.33 | 9041.68
HQ | Headquarters | S | 0 | 0 | 189273.12 | 189273.12 |  | 189273.12
HWY588 | Highway 588 | S | 0 | 0 | 15646.24 | 15646.24 |  | 15646.24
KITR | Kittrell MW | S | 0 | 0 | 0 | 0 |  | 0
KITT | Kittrell (SREPA) | S | 0 | 0 | 22859.35 | 22859.35 |  | 22859.35
KOCH | Koch Foods | S | 0 | 0 | 1727.68 | 1727.68 |  | 1727.68
LAKE | Lake (SPEPA) | S | 0 | 0 | 9956.07 | 9956.07 |  | 9956.07
LAKS | Lake Serene (PRVEPA) | S | 0 | 0 | 45420.63 | 45420.63 |  | 45420.63
LEAF | Leaf River (DIXIE EPA) | S | 0 | 0 | 6866.17 | 6866.17 |  | 6866.17
LEAK | Leakesville (SREPA) | S | 0 | 0 | 8616.99 | 8616.99 |  | 8616.99
LONE | Lone Star (SPEPA) | S | 0 | 0 | 22188.04 | 22188.04 |  | 22188.04
LONE_C | Lone Star MW | S | 69146.58 | 0 | 0 | 69146.58 |  | 69146.58
LUCE | Lucedale (SREPA) | S | 0 | 0 | 8923.69 | 8923.69 |  | 8923.69
LUMB | Lumberton 161/69kV SUB, MW, & METER (PRVEPA) | S | 0 | 176471.67 | 2168327.38 | 2344799.05 | 2335996.31 | 8802.74
LYNN | Lynn Ray Rd | S | 44512.9 | 502695.02 | 177952.28 | 725160.2 |  | 725160.2
MACE | Macedonia (DIXIE EPA) | S | 0 | 0 | 24563.03 | 24563.03 |  | 24563.03
MACE_S | Macedonia 69kV SS | S | 0 | 381918.98 | 571123.15 | 953042.13 | 953042.13 | 0
MADD | Maddox (SPEPA) | S | 0 | 0 | 18148.15 | 18148.15 |  | 18148.15
MAGE | Magee 161/115/69kV SUB, MW, METER (SPEPA) | S | 0 | 269594.95 | 7405850.73 | 7675445.68 | 7660950.66 | 14495.02
MART | Martinville | S | 0 | 394018.74 | 420697.08 | 814715.82 | 814715.82 | 0
MART_M | Martinville (SPEPA) | S | 0 | 0 | 18115.06 | 18115.06 |  | 18115.06
MCLA | Mclain (SREPA) | S | 0 | 0 | 6780.96 | 6780.96 |  | 6780.96
MCLA_C | McLain MW | S | 0 | 0 | 0 | 0 |  | 0
MISS | Missionary 161/69kV SUB & MW | S | 0 | 1447539.2 | 2229285.95 | 3676825.15 | 3676825.15 | 0
MOBILE_SM | SMEPA Mobile | S | 0 | 0 | 6892331.67 | 6892331.67 |  | 6892331.67
MORT | Morton 69kV SW & METER (SPEPA) | S | 0 | 0 | 94820.12 | 94820.12 |  | 94820.12
MOSE | Moselle 161/69kV Sub | S | 0 | 2050581.56 | 13686667.57 | 15737249.13 | 15737249.13 | 0
MOSE_C | Plant Moselle MW | S | 0 | 0 | 0 | 0 |  | 0
MR161 | Plant Morrow 161kV SS | S | 0 | 347441.64 | 5745411.13 | 6092852.77 | 6092852.77 | 0
NCOL | North Collins 69kV SS & METER (SPEPA) | S | 0 | 544111.6 | 551267.13 | 1095378.73 | 1070972.54 | 24406.19
NEWT | Newton SS & NETER (SPEPA) | S | 0 | 374457.68 | 552133.77 | 926591.45 | 886574.33 | 40017.12
NHAT | North Hattiesburg (SPEPA) | S | 0 | 0 | 13052.06 | 13052.06 |  | 13052.06
NPET | North Petal (DIXIE EPA) | S | 0 | 0 | 23700.19 | 23700.19 |  | 23700.19
OAKV | Oakvale (PRVEPA) | S | 0 | 0 | 16957.69 | 16957.69 |  | 16957.69
OLDA | Old Augusta (DIXIE EPA) | S | 0 | 0 | 12187.18 | 12187.18 | 0 | 12187.18
OLOH | Oloh MW | S | 0 | 0 | 1399.95 | 1399.95 |  | 1399.95
PAUL | Paulding 69kV SS & MW | S | 0 | 11525.93 | 496611.79 | 508137.72 | 508137.72 | 0
PERK | Perkinston MW | S | 126536.06 | 0 | 0 | 126536.06 |  | 126536.06
PETA | Petal (DIXIE EPA) | S | 0 | 0 | 23161.92 | 23161.92 |  | 23161.92
PICW | Pickwick (PRVEPA) | S | 0 | 0 | 22762.58 | 22762.58 |  | 22762.58
PINO | Pinola (SPEPA) | S | 0 | 0 | 16856.76 | 16856.76 |  | 16856.76
PLAN | Plantation Pipeline (SREPA) | S | 0 | 0 | 10481.25 | 10481.25 |  | 10481.25
PMOR | Plant Morrow MW | S | 0 | 0 | 0 | 0 |  | 0
POLK | Polkville (SPEPA) | S | 0 | 0 | 25863.06 | 25863.06 |  | 25863.06
POLK_S | Polkville 161/69Kv Substaion | S | 51359.92 | 1465242.72 | 1873006.47 | 3389609.11 | 3389609.11 | 0
PREN | Prentiss 69kV SS & METER (SPEPA) | S | 0 | 0 | 292289.93 | 292289.93 | 284848.41 | 7441.52
PRENT | Prentiss69KV XX | S | 28000 | 2102771.63 | 1816781.33 | 3947552.96 | 3947552.96 | 0
PRMS | Pearl River Vally Mobile | S | 0 | 0 | 10023.35 | 10023.35 |  | 10023.35
PUCK | Puckett (SPEPA) | S | 0 | 0 | 19225.52 | 19225.52 |  | 19225.52
PURB | Purvis Bulk 230/161kV SUB & MW | S | 0 | 357994.03 | 8352560.52 | 8710554.55 | 8710554.55 | 0
PURV | Purvis (PRVEPA) | S | 0 | 0 | 10131.63 | 10131.63 |  | 10131.63
RAWL | Rawls Springs 69kV SS, MW, & METER (SPEPA) | S | 0 | 78368.21 | 582538.42 | 660906.63 | 649055.44 | 11851.19
RICH | Richburg (PRVEPA) | S | 0 | 0 | 8374.6 | 8374.6 |  | 8374.6
ROCK | Rocky Creek 69KV SS & METER (SREPA) | S | 0 | 56398.76 | 631141.75 | 687540.51 | 679121.84 | 8418.67
ROSE | Rose Hill (SPEPA) | S | 0 | 0 | 7500.99 | 7500.99 |  | 7500.99
SAND | Sand Hill GOAB (Moved to Lines Tab) | S | 0 | 0 | 0 | 0 |  | 0
SAND_C | Sand Hill MW | S | 0 | 0 | 0 | 0 |  | 0
SAND_M | Sand Hill (SREPA) | S | 0 | 0 | 21663.31 | 21663.31 |  | 21663.31
SAWM | Sawmill Road (SREPA) | S | 0 | 0 | 11422.05 | 11422.05 |  | 11422.05
SCLL | South Collins (SPEPA) | S | 0 | 0 | 39178.39 | 39178.39 |  | 39178.39
SCOL | South Collins 69kV SS, MW, & METER (SPEPA) | S | 0 | 69534 | 426916.47 | 496450.47 | 496450.47 | 0
SEGR | Southeast Greene 230/161/69Kv Sub & MW | S | 144266.88 | 3701068.18 | 3472074.56 | 7317409.62 | 7317409.62 | 0
SHAR | Sharon (DIXIE EPA) | S | 0 | 0 | 22247.54 | 22247.54 |  | 22247.54
SHEL | Shelton (DIXIE EPA) | S | 0 | 2280.02 | 13159.58 | 15439.6 |  | 15439.6
SHOY | South Hoy (DIXIE EPA) | S | 0 | 35222.08 | 48378.3 | 83600.38 | 64030.67 | 19569.71
SHOY_S | South Hoy 161/69Kv Substation | s | 0 | 2360652.29 | 2446800.3 | 4807452.59 | 4807452.59 | 0
SOUTH HATTIESBURG | South Hattiesburg LEASE | S | 0 | 197221.93 | 412321.73 | 609543.66 |  | 609543.66
SPMS | Southern Pine Mobile | S | 0 | 0 | 0 | 0 |  | 0
STAT | State Line 69kV SW, MW, & METER (SREPA) | S | 0 | 96650.68 | 625177.63 | 721828.31 | 710296.14 | 11532.17
STCR | Station Creek 161/69kV SUB & MW | S | 0 | 1899384.35 | 2013032.3 | 3912416.65 | 3912416.65 | 0
STIL | Stillmore (PRVEPA) | S | 0 | 78336.83 | 146324.31 | 224661.14 | 213371.9 | 11289.24
STRI | Stringer (SPEPA) | S | 0 | 0 | 8630.89 | 8630.89 |  | 8630.89
SUMR | Sumrall (PRVEPA) | S | 0 | 0 | 8590.18 | 8590.18 |  | 8590.18
SWAY | South Waynesboro (DIXIE EPA) | S | 0 | 0 | 151340.43 | 151340.43 | 130117.89 | 21222.54
SWLST | Southwest Lone Star | S | 20097.22 | 1069008.46 | 737207.2 | 1826312.88 | 1826312.88 | 0
SYLG | Sylvarena GT 69kV SS | S | 0 | 1562231.93 | 1221846.77 | 2784078.7 | 2784078.7 | 0
SYLG_C | Sylvarena GT MW | S | 0 | 0 | 0 | 0 |  | 0
SYLV | Sylvarena 69kV SS, MW, & METER (SPEPA) | S | 0 | 124168.47 | 357483.52 | 481651.99 | 474650.1 | 7001.89
TANN | Tanner Chapel (SREPA) | S | 0 | 0 | 15774.12 | 15774.12 |  | 15774.12
TAYL | Taylorsville 69kV SS & METER (SPEPA) | S | 0 | 177076.02 | 417077.36 | 594153.38 | 552886.88 | 41266.5
TRAX | Traxler MW | S | 0 | 0 | 0 | 0 |  | 0
WALD | Waldrup 69kV SS | S | 0 | 388415.55 | 550643.69 | 939059.24 | 939059.24 | 0
WAYN | Waynesboro 230/161/69kV SUB & MW | S | 0 | 904605.79 | 5650177.35 | 6554783.14 | 6554783.14 | 0
WHAT | West Hattiesburg LEASED | S | 0 | 208648.98 | 544900.68 | 753549.66 |  | 753549.66
WHAT_S | West Hattiesburg 69kV SS | S | 0 | 283655.61 | 486947.47 | 770603.08 | 770603.08 | 0
WHIS | Whistler 69kV SS | S | 0 | 305062.92 | 585226.12 | 890289.04 | 890289.04 | 0
WHIS_M | Whistler (DIXIE EPA) | S | 0 | 0 | 12763.97 | 12763.97 |  | 12763.97
WHOA | White Oak | S | 42839.26 | 1012377.76 | 796149.73 | 1851366.75 | 1851366.75 | 0
WLAU | West Laurel (DIXIE EPA) | S | 0 | 75505.61 | 148194.74 | 223700.35 | 214964.73 | 8735.62
WMOS | West Moselle (DIXIE EPA) | S | 0 | 0 | 12726.26 | 12726.26 |  | 12726.26
WRIC | West Richton (DIXIE EPA) | S | 0 | 0 | 19230.82 | 19230.82 |  | 19230.82
WWAY | West Waynesboro (DIXIE) | S | 0 | 0 | 8774.45 | 8774.45 |  | 8774.45
5POINT_C | Five Points |  | 0 | 0 | 0 | 0 |  | 0
LAND | Station Right of Way Undesignated Land (9) | (5) | 1014017.77 | 0 | 0 | 1014017.77 | 1014017.77 | 0
| Totals |  | 2354218.37 | 41464829.45 | 118136230.72 | 161955278.54 | 143445349.52 | 18509929.02
Undesignated Land Excluded
[6 empty] | (3) | (3) | (3)
|  | SMEPA | 566130.77 | 32080919.57 | 103264722.62 | 135911772.96 | 124991613.05 | 10920159.91
|  | EMI | 715987.99 | 7944567.49 | 12788481.17 | 21449036.65 | 17439718.7 | 4009317.95
|  | MPCO | 58081.84 | 1439342.39 | 2083026.93 | 3580451.16 | 0 | 3580451.16
|  |  | 1340200.6 | 41464829.45 | 118136230.72 | 160941260.77 | 142431331.75 | 18509929.02
(4)
[6 empty] | 88.5% | 142431331.75 | (5a)
| Acct 391 & 397 Office Equipemnt & Communication Equipment Excluded |  |  |  |  | (6) | 87.76%
| Sorted by Area than Location |  |  |  |  | (7) | 12.24%
(1) | MISO Incudable SUB - MISO Report supplied by Gary Hudson |  |  |  | (5a) | SMEPA | 889858.3983 | 0
(1) | MISO Includable SUB = Total - Metering Equipment located at includable sub ( Metering Equipment Hard coded value |  |  |  | (5b) | EMI | 124159.3717 | 0
| in (1) MISO Includable SUB |  |  |  |  | MPCO | 0 | 0
(2) | MISO Excludable SUB = Total - (1) |  |  |  |  | (9) | 1014017.77 | 0
(3) | Totals by Area - SMEPA, EMI, MPCO Total, Includable, Excludable
(4) | % of MISO Includable SUB to Total , to be used to Allocate Unassigned ROW $ (5) as Includable or Excludable
(5) | Station ROW Undesignated Land to be allocated to Areas based on Area's % to Total (4) |  |  |  |  | SMEPA | 125881471.4483 | 10920159.91
| Detemination was made that no Undesignated Land was associated with MPCO SUB, SMEPA not Owned |  |  |  | (8) | EMI | 17563878.0717 | 4009317.95
(5a) | Station ROW Undesignated Land to be allocated to SMEPA |  |  |  |  | MPCO | 0 | 3580451.16
[7 empty] | 143445349.52 | 18509929.02
(6) | % of Includable to Area, used to allocate Station ROW Undesignated Land Column H Row 332 / Column H Row 335
(7) | % of Includable to Area, used to allocate Station ROW Undesignated Land Column H Row 333/ Column H Row 335
(8) | MISO Includable SUB and Excludable SUB $ including ROW by Area
-9 | For 2013, SMEPA determined that Station Land was all owned by SMEPA. 2012 Attachment O reflected $120,701.59 as MISO Excludable based on allocation of
includable vs excludable amounts in SMEPA system. The deductions /MISO Excludable Sub amounts in the SMEPA area were deductions for metering equipment.
Land is actually owned by SMEPA. 100% of Undesigned Land is associated with SMEPA stations
MISO Stations Totals exclude SAND & BASIN GOAB on SMEPA Stations TAB $386,281.41-moved to MISO Lines, per MISO
Note on H7: bvinson: deductions represent deducts for value of metering equipment
Note on H210: Marty Pulliam: Added Cap Bank Assets (see worksheet Email(2) from Jason Goar)
Note on H214: Marty Pulliam: Added Cap Bank Assets (see worksheet Email(2) from Jason Goar)
Note on H228: Marty Pulliam: Added Cap Bank Assets (see worksheet Email(2) from Jason Goar)
Note on H236: Marty Pulliam: Added Cap Bank Assets (see worksheet Email(2) from Jason Goar)
Note on H242: Marty Pulliam: Added Cap Bank Assets (see worksheet Email(2) from Jason Goar)
Note on H316: Marty Pulliam: Added Cap Bank Assets (see worksheet Email(2) from Jason Goar)
Note on H321: Marty Pulliam: Added Cap Bank Assets (see worksheet Email(2) from Jason Goar)
Note on H324: Marty Pulliam: Added Cap Bank Assets (see worksheet Email(2) from Jason Goar)
Note on H339: Marty Pulliam: Added Cap Bank Assets (see worksheet Email(2) from Jason Goar)

## BATESVILLE 2004 Trans
GAS TURBINE - COMBINED CYCLE | [18 empty] | 106201 | 106202 | 106203 | 1062
| 33 | 05.01.00.02.01 | Main transformer | Main transformer ST | 1GTB-XF-1 | C - EACH |  | I | 1 |  |  |  |  | 3.8/161126mva -three 18/161200mva | original cost or take-off from single line diagram & interviews | 106201 | 540330.6089 | C - EACH | 540330.6089 | 0 | 0 | 0 | 540330.6089
| 33 | 05.01.00.02.01 | Main transformer | Main transformer ST | 1GTB-XF-2 | C - EACH |  | I |  | 1 |  |  |  | 3.8/161126mva -three 18/161200mva | original cost or take-off from single line diagram & interviews | 106202 | 519555.5732 | C - EACH | 0 | 519555.5732 | 0 | 0 | 519555.5732
| 33 | 05.01.00.02.01 | Main transformer | Main transformer ST | 1GTB-XF-3 | C - EACH |  | I |  |  | 1 |  |  | 3.8/161126mva -three 18/161200mva | original cost or take-off from single line diagram & interviews | 106203 | 519565.7242 | C - EACH | 0 | 0 | 519565.7242 | 0 | 519565.7242
| 33 | 05.01.00.02.01 | Main transformer | Main transformer GT | 1GTG-XF-1 | C - EACH |  | I | 1 |  |  |  |  | 3.8/161126mva -three 18/161200mva | original cost or take-off from single line diagram & interviews | 106201 | 1086534.3767 | C - EACH | 1086534.3767 | 0 | 0 | 0 | 1086534.3767
| 33 | 05.01.00.02.01 | Main transformer | Main transformer GT | 1GTG-XF-2 | C - EACH |  | I |  | 1 |  |  |  | 3.8/161126mva -three 18/161200mva | original cost or take-off from single line diagram & interviews | 106202 | 1044758.4896 | C - EACH | 0 | 1044758.4896 | 0 | 0 | 1044758.4896
| 33 | 05.01.00.02.01 | Main transformer | Main transformer GT | 1GTG-XF-3 | C - EACH |  | I |  |  | 1 |  |  | 3.8/161126mva -three 18/161200mva | original cost or take-off from single line diagram & interviews | 106203 | 1044778.9019 | C - EACH | 0 | 0 | 1044778.9019 | 0 | 1044778.9019
| 33 | 05.01.00.03.01 | Unit auxiliaries transformer | Unit auxiliaries transformer | CA-PD-XF-1 | C - EACH |  | I |  |  |  | 1 |  | 161/4.16 | original cost or take-off from single line diagram & interviews | 1062 | 211624.1799 | C - EACH | 0 | 0 | 0 | 211624.1799 | 211624.1799
| 33 | 05.01.00.03.01 | Unit auxiliaries transformer | Unit auxiliaries transformer | CA-PD-XF-2 | C - EACH |  | I |  |  |  | 1 |  | 161/4.16 | original cost or take-off from single line diagram & interviews | 1062 | 211624.1799 | C - EACH | 0 | 0 | 0 | 211624.1799 | 211624.1799
| 33 | 05.02.00.01.01 | Switchyard | circuit breakers | CPPA-52-1 |  |  | I | 1 |  |  |  |  | 1200A 161KV | take-off from single line diagram & interviews | 106201 | 22949.1562 |  | 22949.1562 | 0 | 0 | 0 | 22949.1562
| 33 | 05.02.00.01.01 | Switchyard | circuit breakers | CPPA-52-2 |  |  |  | 1 |  |  |  |  | 1200A 161KV |  | 106201 | 22949.1562 |  | 22949.1562 | 0 | 0 | 0 | 22949.1562
| 33 | 05.02.00.01.01 | Switchyard | circuit breakers | CPPA-52-3 |  |  |  |  | 1 |  |  |  | 1200A 161KV |  | 106202 | 22066.7898 |  | 0 | 22066.7898 | 0 | 0 | 22066.7898
| 33 | 05.02.00.01.01 | Switchyard | circuit breakers | CPPA-52-4 |  |  |  |  | 1 |  |  |  | 1200A 161KV |  | 106202 | 22066.7898 |  | 0 | 22066.7898 | 0 | 0 | 22066.7898
| 33 | 05.02.00.01.01 | Switchyard | circuit breakers | CPPA-52-5 | [5 empty] | 1 |  |  | 1200A 161KV |  | 106203 | 22067.221 |  | 0 | 0 | 22067.221 | 0 | 22067.221
| 33 | 05.02.00.01.01 | Switchyard | circuit breakers | CPPA-52-6 | [5 empty] | 1 |  |  | 1200A 161KV |  | 106203 | 22067.221 |  | 0 | 0 | 22067.221 | 0 | 22067.221
| 33 | 05.02.00.01.01 | Switchyard | circuit breakers | CPPA-52-7 | [6 empty] | 1 |  | 1200A 161KV |  | 1062 | 18396.5277 |  | 0 | 0 | 0 | 18396.5277 | 18396.5277
| 33 | 05.02.00.01.01 | Switchyard | circuit breakers | CPPA-52-8 | [6 empty] | 1 |  | 1200A 161KV |  | 1062 | 18396.5277 |  | 0 | 0 | 0 | 18396.5277 | 18396.5277
| 33 | 05.02.00.01.01 | Switchyard | circuit breakers | CPPA-52-9 | [6 empty] | 1 |  | 3000A 161KV |  | 1062 | 18396.5277 |  | 0 | 0 | 0 | 18396.5277 | 18396.5277
| 33 | 05.02.00.01.01 | Switchyard | circuit breakers | CPPA-52-10 | [6 empty] | 1 |  | 3000A 161KV |  | 1062 | 18396.5277 |  | 0 | 0 | 0 | 18396.5277 | 18396.5277
| 33 | 05.02.00.01.01 | Switchyard | circuit breakers | CPPA-52-11 | [6 empty] | 1 |  | 3000A 161KV |  | 1062 | 18396.5277 |  | 0 | 0 | 0 | 18396.5277 | 18396.5277
| 33 | 05.02.00.01.01 | Switchyard | circuit breakers | CPPA-52-12 | [6 empty] | 1 |  | 3000A 161KV |  | 1062 | 18396.5277 |  | 0 | 0 | 0 | 18396.5277 | 18396.5277
| 33 | 05.02.00.01.01 | Switchyard | circuit breakers | CPPA-52-13 | [6 empty] | 1 |  | 3000A 161KV |  | 1062 | 18396.5277 |  | 0 | 0 | 0 | 18396.5277 | 18396.5277
| 33 | 05.03.00.01.01 | Switchyard | Sys protection devices |  |  |  | I |  |  |  | 1 | Line Differential relays, Bus differnetial relays, Breaker failure relays, Over current relays, ground relay, transfer trip relays. These devices are should be considers as a lot. |  | take-off from single line diagram & interviews | 1062 | 538790.5112 |  | 0 | 0 | 0 | 538790.5112 | 538790.5112
| 33 | 05.04.00.01.01 | Switchyard | Other equipment |  | C - per unit or some grouping that makes sense for the plant |  | I |  |  |  | 1 |  |  | take-off from single line diagram & interviews | 1062 | 1825598.0021 | C | 0 | 0 | 0 | 1825598.0021 | 1825598.0021
| 23 | 05.05.00.01.01 | Meters | MW Meter |  | C - per unit or some grouping that makes sense for the plant |  | I | 1 | [5 empty] | take-off from single line diagram & interviews | 106201 | 32611.9588 | C | 32611.9588 | 0 | 0 | 0 | 32611.9588
| 23 | 05.05.00.01.01 | Meters | MW Meter | [5 empty] | 1 | [5 empty] | 106202 | 31358.0698 |  | 0 | 31358.0698 | 0 | 0 | 31358.0698
| 23 | 05.05.00.01.01 | Meters | MW Meter | [6 empty] | 1 |  |  |  |  | 106203 | 31358.6824 |  | 0 | 0 | 31358.6824 | 0 | 31358.6824
| 23 | 05.05.00.01.01 | Meters | MW Back-up Meter |  |  |  |  | 1 | [6 empty] | 106201 | 32611.9588 |  | 32611.9588 | 0 | 0 | 0 | 32611.9588
| 23 | 05.05.00.01.01 | Meters | MW Back-up Meter | [5 empty] | 1 | [5 empty] | 106202 | 31358.0698 |  | 0 | 31358.0698 | 0 | 0 | 31358.0698
| 23 | 05.05.00.01.01 | Meters | MW Back-up Meter | [6 empty] | 1 |  |  |  |  | 106203 | 31358.6824 |  | 0 | 0 | 31358.6824 | 0 | 31358.6824
| 23 | 05.05.00.01.01 | Meters | Station Service Meter | [7 empty] | 1 |  |  |  | 1062 | 26142.434 |  | 0 | 0 | 0 | 26142.434 | 26142.434
| 23 | 05.05.00.01.01 | Meters | Station Service Meter | [7 empty] | 1 |  |  |  | 1062 | 26142.434 |  | 0 | 0 | 0 | 26142.434 | 26142.434
| 28 | 05.07.00.04.01 | Transformers | Transformers | CPPA-XF-1A | C - EACH |  | O |  |  |  | 1 |  | 400 MVA 161-230KV | original cost or take-off from single line diagram & interviews | 1062 | 506921.4855 | C - EACH | 0 | 0 | 0 | 506921.4855 | 506921.4855
| 28 | 05.07.00.04.01 | Transformers | Transformers | CPPA-XF-1A | C - EACH |  | O |  |  |  | 1 |  | 400 MVA 161-230KV | original cost or take-off from single line diagram & interviews | 1062 | 506921.4855 | C - EACH | 0 | 0 | 0 | 506921.4855 | 506921.4855
| 28 | 05.07.00.04.01 | Transformers | Transformers | CPPA-XF-1A | C - EACH |  | O |  |  |  | 1 |  | 400 MVA 161-230KV | original cost or take-off from single line diagram & interviews | 1062 | 506921.4855 | C - EACH | 0 | 0 | 0 | 506921.4855 | 506921.4855
| 28 | 05.07.00.04.01 | Transformers | Transformers | CPPA-XF-1A | C - EACH |  | O |  |  |  | 1 |  | 400 MVA 161-230KV | original cost or take-off from single line diagram & interviews | 1062 | 506921.4855 | C - EACH | 0 | 0 | 0 | 506921.4855 | 506921.4855 | 10076730.807
| 23 | 05.07.00.07.01 | Disconnects | Disconnect | CPPA DS-1 | C ? |  | O |  |  |  | 1 |  |  | take-off from single line diagram & interviews | 1062 | 41827.8945 | C ? | 0 | 0 | 0 | 41827.8945 | 41827.8945
| 23 | 05.07.00.07.01 | Disconnects | Disconnect | CPPA DS-2 | [6 empty] | 1 |  |  |  | 1062 | 41827.8945 |  | 0 | 0 | 0 | 41827.8945 | 41827.8945
| 23 | 05.07.00.07.01 | Disconnects | Disconnect | CPPA DS-3 | [6 empty] | 1 |  |  |  | 1062 | 41827.8945 |  | 0 | 0 | 0 | 41827.8945 | 41827.8945
| 23 | 05.07.00.07.01 | Disconnects | Disconnect | CPPA DS-4 | [6 empty] | 1 |  |  |  | 1062 | 41827.8945 |  | 0 | 0 | 0 | 41827.8945 | 41827.8945
| 23 | 05.07.00.07.01 | Disconnects | Disconnect | CPPA DS-5 | [6 empty] | 1 |  |  |  | 1062 | 41827.8945 |  | 0 | 0 | 0 | 41827.8945 | 41827.8945
| 23 | 05.07.00.07.01 | Disconnects | Disconnect | CPPA DS-6 | [6 empty] | 1 |  |  |  | 1062 | 41827.8945 |  | 0 | 0 | 0 | 41827.8945 | 41827.8945
| 23 | 05.07.00.07.01 | Disconnects | Disconnect | CPPA DS-7 | [6 empty] | 1 |  |  |  | 1062 | 41827.8945 |  | 0 | 0 | 0 | 41827.8945 | 41827.8945
| 23 | 05.07.00.07.01 | Disconnects | Disconnect | CPPA DS-8 | [6 empty] | 1 |  |  |  | 1062 | 41827.8945 |  | 0 | 0 | 0 | 41827.8945 | 41827.8945
| 23 | 05.07.00.07.01 | Disconnects | Disconnect | CPPA DS-9 | [6 empty] | 1 |  |  |  | 1062 | 41827.8945 |  | 0 | 0 | 0 | 41827.8945 | 41827.8945
| 23 | 05.07.00.07.01 | Disconnects | Disconnect | CPPA DS-10 | C ? |  | O |  |  |  | 1 |  |  | take-off from single line diagram & interviews | 1062 | 41827.8945 | C ? | 0 | 0 | 0 | 41827.8945 | 41827.8945
| 23 | 05.07.00.07.01 | Disconnects | Disconnect | CPPA DS-11 | C ? |  | O |  |  |  | 1 |  |  | take-off from single line diagram & interviews | 1062 | 41827.8945 | C ? | 0 | 0 | 0 | 41827.8945 | 41827.8945
| 23 | 05.07.00.07.01 | Disconnects | Disconnect | CPPA DS-12 | C ? |  | O |  |  |  | 1 |  |  | take-off from single line diagram & interviews | 1062 | 41827.8945 | C ? | 0 | 0 | 0 | 41827.8945 | 41827.8945
| 23 | 05.07.00.07.01 | Disconnects | Disconnect | CPPA DS-13 | C ? |  | O |  |  |  | 1 |  |  | take-off from single line diagram & interviews | 1062 | 41827.8945 | C ? | 0 | 0 | 0 | 41827.8945 | 41827.8945
| 23 | 05.07.00.07.01 | Disconnects | Disconnect | CPPA DS-14 | C ? |  | O |  |  |  | 1 |  |  | take-off from single line diagram & interviews | 1062 | 41827.8945 | C ? | 0 | 0 | 0 | 41827.8945 | 41827.8945
| 23 | 05.07.00.07.01 | Disconnects | Disconnect | CPPA DS-15 | C ? |  | O |  |  |  | 1 |  |  | take-off from single line diagram & interviews | 1062 | 41827.8945 | C ? | 0 | 0 | 0 | 41827.8945 | 41827.8945
| 23 | 05.07.00.07.01 | Disconnects | Disconnect | CPPA DS-16 | C ? |  | O |  |  |  | 1 |  |  | take-off from single line diagram & interviews | 1062 | 41827.8945 | C ? | 0 | 0 | 0 | 41827.8945 | 41827.8945
| 23 | 05.07.00.07.01 | Disconnects | Disconnect | CPPA DS-17 | C ? |  | O |  |  |  | 1 |  |  | take-off from single line diagram & interviews | 1062 | 41827.8945 | C ? | 0 | 0 | 0 | 41827.8945 | 41827.8945
| 23 | 05.07.00.07.01 | Disconnects | Disconnect | CPPA DS-18 | [6 empty] | 1 |  |  |  | 1062 | 41827.8945 |  | 0 | 0 | 0 | 41827.8945 | 41827.8945 | 752902.1001
10829632.9072
| 23 | 05.07.00.09.01 | Transmission Lines | Transmission Line 161KV | [7 empty] | 1 |  | Half Mile |  | 1062 | 65356.0851
| 23 | 05.07.00.09.01 | Transmission Lines | Transmission Line 161KV | [7 empty] | 1 |  | Half Mile |  | 1062 | 65356.0851
| 23 | 05.07.00.09.01 | Transmission Lines | Transmission Line 230KV | [7 empty] | 1 |  | Half Mile |  | 1062 | 94112.7625
224824.9327
11054457.8399
Allocation of
[5 empty] | % Transmission | [11 empty] | Unidentified
|  |  |  | From Batesville Supplied Ttail Balance | assets Identified | [11 empty] | TB $ to Identified Assets
|  |  | Transmission | 19025713.81 | Total E89 | 19025713.81 | [10 empty] | 4728356.3501
|  |  | Discounts CPPA DS-1 Thru 18 | 752902.0201 | 5.266% |  | 1001898.3151 | [9 empty] | 1001898.316
|  |  | Station Service Meters (2) | 52284.8581 | 0.3657% |  | 69576.2686 | [9 empty] | 69576.266
|  |  | Station Grounding | 538790.5112 | 3.768% |  | 716976.8307 | [9 empty] | 716976.8329
|  |  | Circuit Breakers (13) | 262942.0475 | 1.839% |  | 349901.0361 | [9 empty] | 349901.033 | Excludable
|  |  | Towers | 167311.58 | 1.17% |  | 222644.0966 | [9 empty] | 222644.0968 | 222644.0968
|  |  | Transformers (4) | 2027685.962 | 14.18% |  | 2698272.9398 | [9 empty] | 2698272.9444 | 674568.2361
|  |  | Uniterruptible Power Supply | 1159538.72 | 8.11% |  | 1543016.0353 | [9 empty] | 1543016.0364
|  |  | ST Transformers (3) | 1579451.8963 | 11.05% |  | 2101800.9719 | [9 empty] | 2101800.9685 | 2101800.9685
|  |  | GT Transformers (3) | 3176071.7681 | 22.21% |  | 4226447.6259 | [9 empty] | 4226447.6264 | 4226447.6264
|  |  | Auxiliaries Transformers (2) | 423248.3598 | 2.96% |  | 563223.112 | [9 empty] | 563223.1122 | 563223.1122
|  |  | MW Electronic Meters (6) | 190657.4219 | 1.334% |  | 253710.7655 | [9 empty] | 253710.7682 | 253710.7682
|  |  | Radio/Telemetry Equipment | 77846.36 | 0.5445% |  | 103591.3503 | [9 empty] | 103591.3504 | 103591.3504
|  |  | Radios - Communications System | 43831.23 | 0.3066% |  | 58326.8929 | [9 empty] | 58326.8929 | 58326.8929
|  |  | Control building | 12046.43 | 0.08426% |  | 16030.37 | [9 empty] | 16030.37
|  |  | Battery Load Bank | 1782325.36 | 12.47% |  | 2371767.81 | [9 empty] | 2371767.8117
|  |  | Switch Other Equipment | 1825598.0021 | 12.77% |  | 2429351.3786 | [9 empty] | 2429351.3831
161KV Transmission Line
|  |  | L184 | 65356.0851 | 0.4571% |  | 86970.3557 | [9 empty] | 86970.3492
|  |  | L185 | 65356.0851 | 0.4571% |  | 86970.3557 | [9 empty] | 86970.3492
|  |  | 230KV Transmission Line | 94112.7625 | 0.6583% |  | 125237.2994 | [9 empty] | 125237.3028
|  |  |  | 14297357.4599 | Total Transmission Assets Identified Baxterville Supplied TB
|  |  |  | 19025713.81 | [12 empty] | 19025713.81
Batesville Purchase File

## Batesville 2013 Trans
Asset # |  | Value |  | Excludable
245358 | Towers | 222644.1 |  | 222644.1
245359 | Uniterruptible Power Supply | 1543016.04
245360 | MW Elec Meters | 228710.77 |  | 228710.77
245361 | Radio/Telemetry Equip | 103591.35 |  | 103591.35
245362 | Radio - Comm System | 58326.89 |  | 58326.89
245363 | Battery Bank Load | 2371767.81
245364 | Station Svc Meters | 69576.27
245365 | Aux Transformers | 563223.11 |  | 563223.11
245366 | Misc Other Station Equip | 491417.23 | 5652273.57
245492 | L184 | 11071.59
245493 | L184 | 1062.87
245494 | L184 | 553.58
245495 | L184 | 590.48
245496 | L184 | 18006.85
245497 | L184 | 275.31
245498 | L184 | 6652.92 | 38213.6
245499 | L185 | 22143.19
245500 | L185 | 13285.91
245501 | L185 | 1062.87
245502 | L185 | 4982.22
245503 | L185 | 1771.45
245504 | L185 | 18175.13
245505 | L185 | 383.08 | 61803.85
245506 | L233 | 19928.87
245507 | L233 | 7381.06
245508 | L233 | 19928.87
245509 | L233 | 2480.04
245510 | L233 | 553.58
245511 | L233 | 2361.94
245512 | L233 | 62842.36
245513 | L233 | 1475.47
245514 | L233 | 7855.3 | 124807.49
245515 | SUB | 716976.83
245516 | SUB | 16030.37
245517 | SUB | 1001898.32
245518 | SUB | 349901.04
245519 | SUB | 2698272.94 |  | 674568.235 | 240/320/400 MVA GSU Transformer (1)
245520 | SUB | 2101800.97 |  | 2101800.97 | 69/90/112/120 Mva GSU Trnsmformer (3)
245521 | SUB | 2817631.76 |  | 2817631.76 | 117/156/193 MVA GSU Transformer (2)
245522 | SUB | 1408815.87 |  | 1408815.87 | 138/185/1230 MVA GSU Transformer (1)
245523 | SUB | 30745.04
245524 | SUB | 126823.3
245525 | SUB | 229744.67
245526 | SUB | 1624934.15 | 13348400.2
|  | 19000673.77 | 19000673.77 | 8179313.055
|  |  | Note 1 | Excludable
Note 1: | Batesville Transmission Assets Values per Fixed Assets System 12/31/13

## Batesville 2014 Trans
Asset # |  | Value |  | Excludable
245358 | Towers | 222644.1 |  | 222644.1
245359 | Uniterruptible Power Supply | 1543016.04
245360 | MW Elec Meters | 228710.77 |  | 228710.77
245361 | Radio/Telemetry Equip | 103591.35 |  | 103591.35
245362 | Radio - Comm System | 58326.89 |  | 58326.89
245363 | Battery Bank Load | 2371767.81
245364 | Station Svc Meters | 69576.27
245365 | Aux Transformers | 563223.11 |  | 563223.11
245366 | Misc Other Station Equip | 491417.23 | 5652273.57
245492 | L184 | 11071.59
245493 | L184 | 1062.87
245494 | L184 | 553.58
245495 | L184 | 590.48
245496 | L184 | 18006.85
245497 | L184 | 275.31
245498 | L184 | 6652.92 | 38213.6
245499 | L185 | 22143.19
245500 | L185 | 13285.91
245501 | L185 | 1062.87
245502 | L185 | 4982.22
245503 | L185 | 1771.45
245504 | L185 | 18175.13
245505 | L185 | 383.08 | 61803.85
245506 | L233 | 19928.87
245507 | L233 | 7381.06
245508 | L233 | 19928.87
245509 | L233 | 2480.04
245510 | L233 | 553.58
245511 | L233 | 2361.94
245512 | L233 | 62842.36
245513 | L233 | 1475.47
245514 | L233 | 7855.3 | 124807.49
245515 | SUB | 716976.83
245516 | SUB | 16030.37
245517 | SUB | 1001898.32
245518 | SUB | 349901.04
245519 | SUB | 2698272.94 |  | 674568.235 | 240/320/400 MVA GSU Transformer (1)
245520 | SUB | 2101800.97 |  | 2101800.97 | 69/90/112/120 Mva GSU Trnsmformer (3)
245521 | SUB | 2817631.76 |  | 2817631.76 | 117/156/193 MVA GSU Transformer (2)
245522 | SUB | 1408815.87 |  | 1408815.87 | 138/185/1230 MVA GSU Transformer (1)
245523 | SUB | 30745.04
245524 | SUB | 126823.3
245525 | SUB | 229744.67
245526 | SUB | 1624934.15 | 13348400.2
|  | 19000673.77 | 19000673.77 | 8179313.055
|  |  | Note 1 | Excludable
Account 114 (Acq Price Adj) |  | 0 | 0 | 0 | Deleted 5/22/2015
Excludable
Note 1: | Batesville Transmission Assets Values per Fixed Assets System 12/31/14
Note 2: | (See Attach O Work Papers for Cooperatives YE 2014.XLSX)
Account 114 in the RUS Chart of Accounts , "Acquisition Price Adjustment " is utilized to record the difference in price paid for an acquisition
and net book value on the books of the seller at date of sale. This account excludes goodwill. Account 114 value is reported on RUS Form 12
in Sec H, line 24. The balance in this account at 12/31/2014 is $48,712,221 as reported on SMEPA's 2014 Form 12. Utilizing the formula below,
a portion of this account value is added to Gross Transmission Plant on line 2 of page 2 , with the balance added
to line 1 on page 2:
|  | 19000674 | Transmission investment per detail
|  | 284761418 | Amount Recorded to Acct 106 at acquisiton /per 2012 Year End RUS Form 12
|  | 6.672% | Percentage Assignable to Transmission Assets
|  | 0 | Balance in Account 114 per 12/31/2014 RUS Form 12 |  |  | Deleted Amounts 5/22/2015
|  | 6.672% | Percentage assignable to Transmission from above
|  | 0 | Added to Transmission Assets(Attachment O, Page 2 Line 2)
|  | 0 | Balance Added to Production Assets(Attachment O, Page 2 Line 1)
amount included in Production Accumulated Depreciation Account attributable to $19,000,674 Transmission Assets
at Batesville(discussed above). Transferred from Production Accumulated Depreciation to Transmission
Accumulated Depreciation(page 2, lines 7 & 8):
19000674
|  | 0.0692 | Annual Depreciation Rate(two years as Batesville was acquired December 19, 2012)
1314846.6408
Note on E51: Marty Pulliam: This amount is 100% excludable due to lack of FERC filing for the reclassification of this amount.

## Batesville 2015 Trans
Asset # |  | Value |  | Excludable
245358 | Towers | 222644.1 |  | 222644.1
245359 | Uniterruptible Power Supply | 1543016.04
245360 | MW Elec Meters | 228710.77 |  | 228710.77
245361 | Radio/Telemetry Equip | 103591.35 |  | 103591.35
245362 | Radio - Comm System | 58326.89 |  | 58326.89
245363 | Battery Bank Load | 2371767.81
245364 | Station Svc Meters | 69576.27
245365 | Aux Transformers | 563223.11 |  | 563223.11
245366 | Misc Other Station Equip | 491417.23 | 5652273.57
245492 | L184 | 11071.59
245493 | L184 | 1062.87
245494 | L184 | 553.58
245495 | L184 | 590.48
245496 | L184 | 18006.85
245497 | L184 | 275.31
245498 | L184 | 6652.92 | 38213.6
245499 | L185 | 22143.19
245500 | L185 | 13285.91
245501 | L185 | 1062.87
245502 | L185 | 4982.22
245503 | L185 | 1771.45
245504 | L185 | 18175.13
245505 | L185 | 383.08 | 61803.85
245506 | L233 | 19928.87
245507 | L233 | 7381.06
245508 | L233 | 19928.87
245509 | L233 | 2480.04
245510 | L233 | 553.58
245511 | L233 | 2361.94
245512 | L233 | 62842.36
245513 | L233 | 1475.47
245514 | L233 | 7855.3 | 124807.49
245515 | SUB | 716976.83
245516 | SUB | 16030.37
245517 | SUB | 1001898.32
245518 | SUB | 349901.04
245519 | SUB | 2698272.94 |  | 674568.235 | 240/320/400 MVA GSU Transformer (1)
245520 | SUB | 2101800.97 |  | 2101800.97 | 69/90/112/120 Mva GSU Trnsmformer (3)
245521 | SUB | 2817631.76 |  | 2817631.76 | 117/156/193 MVA GSU Transformer (2)
245522 | SUB | 1408815.87 |  | 1408815.87 | 138/185/1230 MVA GSU Transformer (1)
245523 | SUB | 30745.04
245524 | SUB | 126823.3
245525 | SUB | 229744.67
245526 | SUB | 1624934.15 | 13348400.2
|  | 19000673.77 | 19000673.77 | 8179313.055
|  |  | Note 1 | Excludable
Account 114 (Acq Price Adj) |  | 0 | 0 | 0 | Deleted 5/22/2015
Excludable
Note 1: | Batesville Transmission Assets Values per Fixed Assets System 12/31/15
Note 2: | (See Attach O Work Papers for Cooperatives YE 2014.XLSX)
Account 114 in the RUS Chart of Accounts , "Acquisition Price Adjustment " is utilized to record the difference in price paid for an acquisition
and net book value on the books of the seller at date of sale. This account excludes goodwill. Account 114 value is reported on RUS Form 12
in Sec H, line 24. The balance in this account at 12/31/2014 is $48,712,221 as reported on SMEPA's 2014 Form 12. Utilizing the formula below,
a portion of this account value is added to Gross Transmission Plant on line 2 of page 2 , with the balance added
to line 1 on page 2:
|  | 19000674 | Transmission investment per detail
|  | 284761418 | Amount Recorded to Acct 106 at acquisiton /per 2012 Year End RUS Form 12
|  | 6.672% | Percentage Assignable to Transmission Assets
|  | 0 | Balance in Account 114 per 12/31/2014 RUS Form 12 |  |  | Deleted Amounts 5/22/2015
|  | 6.672% | Percentage assignable to Transmission from above
|  | 0 | Added to Transmission Assets(Attachment O, Page 2 Line 2)
|  | 0 | Balance Added to Production Assets(Attachment O, Page 2 Line 1)
amount included in Production Accumulated Depreciation Account attributable to $19,000,674 Transmission Assets
at Batesville(discussed above). Transferred from Production Accumulated Depreciation to Transmission
Accumulated Depreciation(page 2, lines 7 & 8):
19000674
|  | 0.0692 | Annual Depreciation Rate(two years as Batesville was acquired December 19, 2012)
1314846.6408
Note on E51: Marty Pulliam: This amount is 100% excludable due to lack of FERC filing for the reclassification of this amount.

## Batesville 2016 Trans
Asset # |  | Value |  | Excludable
245358 | Towers | 222644.1 |  | 222644.1
245359 | Uniterruptible Power Supply | 1543016.04
245360 | MW Elec Meters | 228710.77 |  | 228710.77
245361 | Radio/Telemetry Equip | 103591.35 |  | 103591.35
245362 | Radio - Comm System | 58326.89 |  | 58326.89
245363 | Battery Bank Load | 2371767.81
245364 | Station Svc Meters | 69576.27
245365 | Aux Transformers | 563223.11 |  | 563223.11
245366 | Misc Other Station Equip | 491417.23 | 5652273.57
245492 | L184 | 11071.59
245493 | L184 | 1062.87
245494 | L184 | 553.58
245495 | L184 | 590.48
245496 | L184 | 18006.85
245497 | L184 | 275.31
245498 | L184 | 6652.92 | 38213.6
245499 | L185 | 22143.19
245500 | L185 | 13285.91
245501 | L185 | 1062.87
245502 | L185 | 4982.22
245503 | L185 | 1771.45
245504 | L185 | 18175.13
245505 | L185 | 383.08 | 61803.85
245506 | L233 | 19928.87
245507 | L233 | 7381.06
245508 | L233 | 19928.87
245509 | L233 | 2480.04
245510 | L233 | 553.58
245511 | L233 | 2361.94
245512 | L233 | 62842.36
245513 | L233 | 1475.47
245514 | L233 | 7855.3 | 124807.49
245515 | SUB | 716976.83
245516 | SUB | 16030.37
245517 | SUB | 1001898.32
245518 | SUB | 349901.04
245519 | SUB | 2698272.94 |  | 674568.235 | 240/320/400 MVA GSU Transformer (1)
245520 | SUB | 2101800.97 |  | 2101800.97 | 69/90/112/120 Mva GSU Trnsmformer (3)
245521 | SUB | 2817631.76 |  | 2817631.76 | 117/156/193 MVA GSU Transformer (2)
245522 | SUB | 1408815.87 |  | 1408815.87 | 138/185/1230 MVA GSU Transformer (1)
245523 | SUB | 30745.04
245524 | SUB | 126823.3
245525 | SUB | 229744.67
245526 | SUB | 1594934.15 | 13318400.2 |  | Partial Retirement $30,000 - 2016
|  | 18970673.77 | 18970673.77 | 8179313.055
|  |  | Note 1 | Excludable
Account 114 (Acq Price Adj) |  | 0 | 0 | 0 | Deleted 5/22/2015
Excludable
Note 1: | Batesville Transmission Assets Values per Fixed Assets System 12/31/15
Note 2: | (See Attach O Work Papers for Cooperatives YE 2014.XLSX)
Account 114 in the RUS Chart of Accounts , "Acquisition Price Adjustment " is utilized to record the difference in price paid for an acquisition
and net book value on the books of the seller at date of sale. This account excludes goodwill. Account 114 value is reported on RUS Form 12
in Sec H, line 24. The balance in this account at 12/31/2014 is $48,712,221 as reported on SMEPA's 2014 Form 12. Utilizing the formula below,
a portion of this account value is added to Gross Transmission Plant on line 2 of page 2 , with the balance added
to line 1 on page 2:
|  | 19000674 | Transmission investment per detail
|  | 284761418 | Amount Recorded to Acct 106 at acquisiton /per 2012 Year End RUS Form 12
| Values changed | 6.672% | Percentage Assignable to Transmission Assets
during 2016
Asset 245526 Partial
| Retirement $30,000 | 0 | Balance in Account 114 per 12/31/2014 RUS Form 12 |  |  | Deleted Amounts 5/22/2015
|  | 6.672% | Percentage assignable to Transmission from above
|  | 0 | Added to Transmission Assets(Attachment O, Page 2 Line 2)
|  | 0 | Balance Added to Production Assets(Attachment O, Page 2 Line 1)
amount included in Production Accumulated Depreciation Account attributable to $19,000,674 Transmission Assets
at Batesville(discussed above). Transferred from Production Accumulated Depreciation to Transmission
Accumulated Depreciation(page 2, lines 7 & 8):
19000674
|  | 0.0692 | Annual Depreciation Rate(two years as Batesville was acquired December 19, 2012)
1314846.6408
Note on E51: Marty Pulliam: This amount is 100% excludable due to lack of FERC filing for the reclassification of this amount.

## Emal - Dec 2013
Any preference for allocation method(line mileage, or capital cost)? If we use capital cost we can use same logic for Transmission Station “undesignated” land.
Michael, could you just cut and paste verbiage from my e-mail below to MISO , and paste into bottom of your Excel spreadsheets? If this doesn’t work, we’ll just paste into a Word document and include the Word document in the Attachement O template.
Thanks
From: Jeff Haselhorst [mailto:jhaselhorst@misoenergy.org]
Sent: Friday, March 29, 2013 2:55 PM
To: Bobby Vinson; Catherine G Brewster
Cc: Gary Hutson; Steve McElhaney; Nathan Bellville; Tariff Pricing Inbox; Catherine G Brewster
Subject: RE: SMEPA Attachment O-Gross Plant in Service Amounts
Bobby,
Thanks for walking us through your approach regarding Transmission Asset reporting on the Attachment O. We like what we are hearing. Cathy Brewster and I discussed your question on how to apportion the $20.9 million in the “unassigned” land balance account to transmission lines not meeting the MISO test. Both of the allocation methods you suggest seem reasonable. I’m not sure we have a strong preference for one over the other. We’ll let you decide which approach to take.
We ask that you include an explanation of the situation and your approach in the documentation/support you submit. You don’t have to be too detailed in the narrative…just a high level summary is sufficient. We also ask that you apply the same allocation method year after year for consistency purposes. We appreciate the upfront consultation you afforded us!
I will be sending some of the other items I owe you in a separate e-mail. I don’t have everything pulled together, so I may send what I have ready today.
Have a nice weekend!
Jeff Haselhorst
MISO
Senior Analyst - Tariff Pricing
(317) 249-5454
From: Bobby Vinson [mailto:bvinson@smepa.coop]
Sent: Friday, March 29, 2013 11:35 AM
To: Catherine G Brewster; Jeff Haselhorst
Cc: Gary Hutson; Steve McElhaney; Nathan Bellville
Subject: SMEPA Attachment O-Gross Plant in Service Amounts
Importance: High
Cathy/Jeff
We are in the process of completing the RUS Form 12 Attachment O Data template you’d sent a week or so ago. On page 2 , lines 1-5, these amounts obviously are taken directly from our 2012 RUS Form 12.
Per our conference call earlier this week, we’d agreed that transmission plant not meeting MISO’s 7-factor test would be deducted on the Attachment O template page 4, line 2. We are utilizing the detail attached to David Duebner’s e-mail to SMEPA’s Steve McElhaney dated February 8, 2013 to detail /segregate facilities that meet the 7 factor test, and those that do not meet the test. We will insert this detail into the Attachment O template we send back to you and directly link the deduction on page 4, line 2, to the detail spreadsheet we insert.
A few months back we’d mentioned that dollars in SMEPA’s transmission land account were not segregated/assigned to individual lines in early years. In other words, mindset in the 1960’s and early 1970’s ,when most of the right of way was acquired , was apparently that since land was non-depreciable, there was no need to maintain detail records at the individual line level. In more recent years we began assigning land purchases, and maintaining detail at the individual transmission line level.
Eighty percent of transmission costs are includable on Attachment O/meet the 7-factor test. As part of our attempt to develop the amount for page 4, line 2(amounts not meeting MISO’s criteria), we obviously need to assign a portion of the $20.9 million in the “unassigned” land balance account to transmission lines not meeting the MISO test. I propose that since eighty percent of the capital cost for transmission plant, excluding land , meet the MISO criteria, SMEPA utilize roughly twenty percent of the “unassigned” land balance in developing the amount for page 4, line 2. As an alternative, SMEPA could utilize miles of transmission line in the approved versus unapproved categories and ratio the balance in the “unassigned “ land balance account accordingly. We can easily show the calculations based on the detail spreadsheet we’ll be including in the Attachment O workbook.
Please provide us with your proposed methodology so we can continue to move forward with completion of Attachment O.
Should you need to discuss with me, my direct dial number is 601-705-6622.
Thanks
Bobby Vinson, Controller
South Mississippi Electric Power Association.
CONFIDENTIALITY NOTICE: The information contained in this communication is PRIVILEGED AND CONFIDENTIAL and intended only for the use of the individual to whom it is addressed. If you are not the intended recipient, you are hereby notified that any dissemination, distribution, or copying of this communication is strictly prohibited. Please notify the sender immediately by e-mail if you have received this e-mail by mistake and delete this e-mail from your system.

## Email(1) - Dec 2014
Marty
Attached is Jason Goar’s review of transmission assets for 2014 Attachment O filing. I believe you can get rid of the yellow highlighting on the MISO Lines and MISO Stations for prior year changes and just use yellow highlighting for 2014 changes. This should eliminate some confusion.
Per below, looks like Line 538, Lines 502 &526 can be moved to includable as sh0uld Line 502A. I recommend you add a tab in your workbook and insert Jason’s email verbiage since he includes basis for inclusion. Put a note in the cell referencing the tab in your workbook. Please double check his comments relative to substations.
Please update the MISO Lines Dec 2014 and MISO Stations December 2014 tabs in your workbook & be sure links are updated appropriately on the Summary tab.
I’d like for you to update and return to me by COB Tuesday March 24 so our group can make a final review and forward to BPO for their review.
Any questions, just let me know.
Thanks
From: Jason Goar
Sent: Monday, March 16, 2015 6:38 PM
To: Bobby Vinson
Subject: FW: 2014 MISO Att O
Bobby,
Attached is my review of the 2014 MISO Att O additions/adjustments. See my comments below regarding the highlighted additions/adjustments in the attached document.
Transmission Lines
- Line 33D is missing from Leakesville line details.
- Line 231A (Benndale to McIntosh) – Line mileage in Att O includes PowerSouth’s portion. Cost does not change in attachment O.
- Line 538 (Silver Creek – G.P. Monticello) - The normally open switch on L526, if closed, provides for an alternate service or looped feed. It could qualify for Att O base on Factor 2c of 7 factor test. Lines 502 & 526 would also qualify for inclusion.
Note: L502A (3.94miles) serves Monticello (SPEPA) and Monticello (EES) loads. This line could qualify under Factor 2a of 7 factor test. See Factor 2 below.
2. Local Distribution facilities are primarily radial in character.
The following radial line exceptions are considered transmission:
a) Radial facilities that are presently used to deliver power to two or more wholesale customers (distribution providers) who are not affiliates of each other. (Factor 6 would also fail.)
b) Radial facilities that are used to deliver power to one or more wholesale load customer and also used to deliver power from one or more wholesale generators. (Note, only energized facilities are applicable for inclusion in Appendix H or G.)
c) Radial facilities resulting from normally open switches or circuit breakers that may be used to restore customer service via reconfiguration of the transmission system to an alternate transmission source. These radial facilities are potentially networked facilities, operated radially.
Substations
- All decisions for inclusion/exclusion were based on 2013 Att O data for percentages. Microwave and DP adjustments are excluded from Att O.
- For Baxterville, it appears that the DP cost are included with GOAB in Att O by mistake. I do not see these costs assigned to separate Baxterville sub as for other subs. Will you confirm this?
- See comments for highlighted values. Will you confirm that cost adjustments are distributed properly for inclusion/exclusion?
Let me know if you have any questions.
Thanks,
JG
Jason Goar, PE
South Mississippi Electric Power Association
System Planning Manager
Office: (601) 261-2324
Fax: (601) 261-2375

## Email(2) - Dec 2014
I would treat this capacitor bank the same as the others. Do you know why these are excluded?
JG
Jason Goar, PE
South Mississippi Electric Power Association
System Planning Manager
Office: (601) 261-2324
Fax: (601) 261-2375
From: Marty Pulliam
Sent: Friday, March 20, 2015 1:38 PM
To: Jason Goar
Subject: RE: MISO Attachment ) - Baxterville
I found Cap Bank assets at the following locations that were 100% excluded. All member subs!
SHOY – South Hoy (Dixie EPA)
BAXT – Baxterville (PRVEPA)
SWAY – South Waynesboro (Dixie EPA)
WLAU – West Laurel (Dixie EPA)
FOXW_M – Foxworth (PRVEPA)
DECA – Decatur (SPEPA)
BIGL – Big Level (PRVEPA)
GWIN – Gwinville (SPEPA)
STIL – Stillmore (PRVEPA)
From: Jason Goar
Sent: Friday, March 20, 2015 12:55 PM
To: Marty Pulliam
Subject: RE: MISO Attachment ) - Baxterville
Marty,
I have applied the 7 factor test and cannot find any details that would exclude the capacitor bank from attachment O. Can you look at other locations such as Big Level of Stillmore to see if cap bank was excluded from those locations? Let me know what you find.
Thanks,
JG
Jason Goar, PE
South Mississippi Electric Power Association
System Planning Manager
Office: (601) 261-2324
Fax: (601) 261-2375
From: Marty Pulliam
Sent: Wednesday, March 18, 2015 9:09 AM
To: Jason Goar
Subject: MISO Attachment ) - Baxterville
Hey Jason,
The attached spreadsheet breaks down both Line 044 and the Baxterville Sub by assets. We never broke the tap line (L044A) out as a separate location and that is why we had 1% of the line cost excluded on last years MISO Attach O.
As for the SUB assets, it includes the metering equipment and the Cap Bank that was installed in 2013. (Note: The GOAB is part of Line 044 list of Assets)
Would the Cap Bank assets be includable?
Please let me know what we can claim as includable/excludable…
Thanks!

## Summary
MISO Attachment O
|  |  |  | MISO |  | MISO
Lines (1) |  | Total Transmission |  | Excludable |  | Includable
SMEPA |  | 161958483.65 | (1a) | 15292893.3109 | (1b) | 146665590.3391
EMI |  | 20139298.58 | (1c) | 16139593.22 | (1d) | 3999705.36
MPCO (Incl MRA & MB) |  | 26584865.293 | (1e) | 26584865.293 | (1f) | 0 | 374150550.673
Total |  | 208682647.523 |  | 58017351.8239 |  | 150665295.6991 | 374150550.67
[7 empty] | 0.003 | 0
|  |  |  | MISO |  | MISO
Stations (2) |  | Total Transmission |  | Excludable |  | Includable
SMEPA |  | 136801631.3583 | (2a) | 10920159.91 | (2b) | 125881471.4483
EMI |  | 21573196.0217 | (2c) | 4009317.95 | (2d) | 17563878.0717 | 208296366.11 | 162341559.95
MPCO (Incl MRA & MB) |  | 3580451.16 | (2e) | 3580451.16 | (2f) | 0 | -386281.413 | 386281.41
Total |  | 161955278.54 |  | 18509929.02 |  | 143445349.52 |  | -0.003
Grand Gulf Station Equip |  | 3512624.61 | (3) | 3512624.61 |  | 0
(Included in EMI)
Batesville (Lines & Stations) |  | 18970673.77 | (4) | 8179313.055 | (4a) | 10791360.715
(Included in EMI)
Attachment O Line 2 Page 4 |  |  |  | MISO |  | MISO
Total Transmission |  | Total Transmission |  | Excludable |  | Includable
SMEPA |  | 298760115.0083 | (5) | 26213053.2209 | (5) | 272547061.7874
EMI |  | 64195792.9817 | (5) | 31840848.835 | (5) | 32354944.1467
MPCO (Incl MRA & MB) |  | 30165316.453 | (5) | 30165316.453 | (5) | 0
|  | 393121224.443 |  | 88219218.5089 | (6) | 304902005.9341
Deduction for Line 2 Page 4 - Attachment O. Trans Plt Excl from ISO Rates
SMEPA Gross Transmission Plant by Transmission Pricing Zone |  |  |  |  | (7)
Attachment O Line 80-84 Page 2
Gross Plant in Service |  | Lines |  | Stations |  | Total
SMEPA |  | 161958483.65 | (7a) | 136801631.3583 | (7b) | 298760115.0083
EMI |  | 20364123.52 | (7c) | 43831669.4617 | (7d) | 64195792.9817
MPCO - MB Load |  | 12564714.533 | (7e) | 1233102.66 | (7f) | 13797817.193
MPCO - MRA Load |  | 14020150.76 | (7g) | 2347348.5 | (7h) | 16367499.26
|  | 208907472.463 |  | 184213751.98 |  | 393121224.443
SMEPA Gross Transmission Plant by Transmission Pricing Zone:
Without MPCO - MRA Load |  | 194887321.703 | (8) | 181866403.48 | (8) | 376753725.183
(1) | Based on SMEPA Transmission Plant in Service from - Tab - MISO Lines December 2016
(1a) | MISO Lines December 2016 Column I Row 256 + Column I Row 252
(1b) | MISO Lines December 2016 Column N Row 256
(1c) | MISO Lines December 2016 Column I Row 257
(1d) | MISO Lines December 2016 Column N Row 257
(1e) | MISO Lines December 2016 Column I Row 258
(1f) | MISO Lines December 2016 Column N Row 258
(2) | Based on SMEPA Transmission Plant in Service from - Tab - MISO Stations December 2016
(2a) | MISO Stations December 2016 Column G Row 305
(2b) | MISO Stations December 2016 Column I Row 318
(2c) | MISO Stations December 2016 Column G Row 306
(2d) | MISO Stations December 2016 Column I Row 319
(2e) | MISO Stations December 2016 Column G Row 307
(2f) | MISO Stations December 2016 Column I Row 320
(3) | Grand Gulf - SMEPA Trial Balance & Fixed Asset Report - SMEPA Utility Plant YTD Report Account 353100
(4) | BATESVILLE 2016 TRANS TAB - Batesville - Cell D48 + Cell D51
(4a) | BATESVILLE 2016 TRANS TAB - Batesville - Cell E48 + E51
(5) | Totals from Line and Station Sections above 1a + 2a, 1b + 2b, 1c + 2c, 1d + 2d, 1e + 2e, 1f + 2f
(6) | Calculated MISO Excludable Transmission
(7) | Attachment O Line 80-84 Page 2
(7a) | MISO Lines December 2016 Sum Column I Rows 102-259
(7b) | MISO Stations December 2016 Sum Column G Rows 192-327 + H340 + I340
(7c) | MISO Lines December 2016 Sum Column I Rows 10-55
(7d) | MISO Stations December 2016 Sum Column G Rows 9:166 + H341+I341 + C17 Above + C20 Above
- Batesville 2016 Trans D18 - D25- D34
(7e) | MISO Lines December 2016 Sum Column I Rows 87:101
(7f) | MISO Stations December 2016 Sum Column G Rows 178-191
(7g) | MISO Lines December 2016 Sum Column I Rows 56-86
(7h) | MISO Stations December 2016 Sum Column G Rows 167:177
(8) | SMEPA Gross Transmission Plant by Transmission Pricing Zone excluding MPCO - MRA Load
Note on L8: Marty Pulliam: Total From Plant Utility Report of the Functional Group TRANSMISSION
Note on M13: Marty Pulliam: Balance from GL350100,352100,353200