## Lines
EMS Key | EMS Composite Key | Common Name | Class | EMS Segment | IDC Circuit ID | IDC From Bus Name | IDC From Bus Number | IDC To Bus Name | IDC To Bus Number | Voltage Class
AECI | TOPOLOGY%AECI%AECI%8427%A | Beggs - Bald Hill 69 kV (CB 2140) | Line | AECI.BEGGS.8427.AECI.BALDHIL.69.69 | [5 empty] | 69
AECI | TOPOLOGY%AECI%AECI%8423%A | Beggs - Bristow 69 kV (CB 3540) | Line | AECI.BEGGS.8423.AECI.Bristow.69.69 | [5 empty] | 69
AECI | TOPOLOGY%AECI%AECI%8425%A | Beggs - Glenpool 69 kV (CB 7240) | Line | AECI.BEGGS.8425.AECI.GLENPOL.69.69 | [5 empty] | 69
AECI | TOPOLOGY%AECI%AECI%8426%A | Beggs - Nuyaka 69 kV (CB 3740) | Line | AECI.BEGGS.8426.AECI.NUYAKA.69.69 | [5 empty] | 69
AECI | TOPOLOGY%AECI%AECI%CRTHG-NEOSPA%A | Carthage SPA - Diamond Tap 69 kV | Line | AECI.DMNDTP.CRTHG-NEOSPA.SPA.CARTH_AE.69.69 | 1 | 2DMNDTP 69.000 | 300745 | CARTHG 2 69.000 | 505490 | 69
AECI | TOPOLOGY%AECI%AECI%8375%A | Cleveland - Hale Tap 69 kV (CB 3940) | Line | AECI.CLEV_AEC.8375.AECI.HALETTP.69.69 | [5 empty] | 69
AECI | TOPOLOGY%AECI%AECI%8374%A | Cleveland - Osage 69 kV (CB 1340) | Line | AECI.CLEV_AEC.8374.OSAGE2.69.69 | [5 empty] | 69
AECI | TOPOLOGY%AECI%AECI%COLCNEO_COLTP%A | Colcord NEO - Colcord Tap 69 kV | Line | AECI.COLCNEO.COLCNEO_COLTP.AECI.COLCORD.69.69 | 1 | COLCOTP2 69.000 | 512829 | COLCNEO2 69.000 | 512830 | 69
AECI | TOPOLOGY%AECI%AECI%8395%B | Colcord Tap - Jay GRDA 69 kV | Line | AECI.COLCORD.8395.AECI.JAY_1.69.69 | 1 | JAY GR 2 69.000 | 512720 | COLCOTP2 69.000 | 512829 | 69
AECI | TOPOLOGY%AECI%AECI%COW_GROVE_NEO%A | Cowskin GRDA - Grove Neo 69 kV | Line | GRDA.COWSKIN.COWSKIN_GRDAB2.AECI.GROVNEO.69.69 | 1 | COWSKIN 69.000 | 512717 | GROVNEO2 69.000 | 512718 | 69
AECI | TOPOLOGY%AECI%AECI%COWSKIN_TURKEY%A | Cowskin GRDA - Turkey Ford 69 kV | Line | GRDA.COWSKIN.COWSKNT_GRDAB2.AECI.TURKEY_F.69.69 | 1 | COWSKIN 69.000 | 512717 | TURKEY 2 69.000 | 512722 | 69
AECI | TOPOLOGY%AECI%AECI%8371%A | Glencoe - Stillwtr AECI 138 kV | Line | AECI.4GLENCOE.8371.AECI.STILWT1.138.138 |  | 4GLENCOE 138.00 | 301425 | 4STILWTR 138.00 | 300141 | 138
AECI | TOPOLOGY%AECI%AECI%GRAYTP_GRAYNEO%A | Gray - Gray Tap 69 kV | Line | AECI.GRAYTP.GRAYTP_GRAYNEO.AECI.GRAY_NEO.69.69 | 1 | GRAY TP2 69.000 | 512665 | GRAY 2 69.000 | 512666 | 69
AECI | TOPOLOGY%AECI%AECI%GRAYTP_ZENATP%A | Gray Tap - Zena Tap 69 kV | Line | AECI.GRAYTP.GRAYTP_ZENATP.AECI.ZENATP.69.69 | 1 | GRAY TP2 69.000 | 512665 | ZENA TP2 69.000 | 512667 | 69
AECI | TOPOLOGY%AECI%AECI%WHITETP_GRVNEO%A | Grove Neo - Whitewater NEO 69 kV | Line | AECI.WHITE_TP.WHITETP_GRVNEO.AECI.GROVNEO.69.69 | 1 | GROVNEO2 69.000 | 512718 | WHITEW2 69.000 | 512743 | 69
AECI | TOPOLOGY%AECI%AECI%STOC_HYDE%A | Hyder Hill AECI - Sub 418 Stockton EDE 161 kV | Line | AECI.HYDERHL.STOC_HYDE.EDE.STOCKTO3.161.161 | 1 | 5STKAEC 161.00 | 300118 | 5HYDERHL 161.00 | 300793 | 161
AECI | TOPOLOGY%AECI%AECI%SWCITY-JAY%A | Jay GRDA - Southwest City 69 kV | Line | AECI.JAY_1.SWCITY-JAY.AECI.SWCITY.69.69 | 1 | 2SW CTY 69.000 | 300757 | JAY GR 2 69.000 | 512720 | 69
AECI | TOPOLOGY%AECI%AECI%JAY_1_WHITE_TP%A | Jay GRDA - Whitewater NEO 69 kV | Line | AECI.JAY_1.JAY_1_WHITE_TP.AECI.WHITE_TP.69.69 | 1 | JAY GR 2 69.000 | 512720 | WHITEW2 69.000 | 512743 | 69
AECI | TOPOLOGY%AECI%AECI%8571%A | Jay GRDA - Zena Tap 69 kV | Line | AECI.ZENATP.8571.AECI.JAY_1.69.69 | 1 | ZENA TP2 69.000 | 512667 | JAY GR 2 69.000 | 512720 | 69
AECI | TOPOLOGY%AECI%AECI%5LIBRTY_5LBRTY%A | Liberty AECI - Liberty SPA 161 kV | Line | AECI.5LIBRTY.5LIBRTY_5LBRTY.SPA.5LBRTYT.161.161 | 1 | 5LBRTYT 161.00 | 300867 | 5LIBRTY 161.00 | 300869 | 161
AECI | TOPOLOGY%AECI%AECI%MANSFLD-LOGAN%A | Logan - Mansfield 161 kV | Line | AECI.LOGAN3.MANSFLD-LOGAN.AECI.MANSFLD.161.161 | 1 | 5LOGAN 161.00 | 301161 | 5MANSFD 161.00 | 300095 | 161
AECI | TOPOLOGY%AECI%AECI%NODAWY-MARYVL%A | Maryville MPS - Nodaway 161kV | Line | AECI.NODAWAY.NODAWY-MARYVL.AECI.MARYVIL.161.161 | 1 | 5MARYVL 161.00 | 300097 | 5NODWAY 161.00 | 300104 | 161
AECI | TOPOLOGY%KCPL%KCPL%MO_CITY_EXSP%A | Maurer Lake - Missouri City 161 kV | Line | KCPL.MOCTYKCP.MO_CITY_EXSP.KCPL.MAURERLK.161.161 | 1 | 5MOCITY 161.00 | 300098 | 5EX SPRNG 161.00 | 344558 | 161
AECI | TOPOLOGY%AECI%AECI%8173%B | Monkey Island - Newport 69 kV | Line | AECI.NEWPORT2.8173.AECI.MONKEY1.69.69 | 1 | NEWPORT2 69.000 | 512645 | MONKEY 2 69.000 | 512709 | 69
AECI | TOPOLOGY%AECI%AECI%CLEV_AEC_PAWNS%A | Pawnee - Cleveland 138 kV | Line | AECI.PAWNSW4.CLEV_AEC_PAWNS.AECI.CLEV_AEC.138-138 | 1 | 4CLEVLND 138.00 | 300138 | PAWNSW4 138.00 | 512749 | 138
AECI | TOPOLOGY%AECI%AECI%2GETTY_PAWNEE2%A | Pawnee - Getty 69 kV (To Fairfax) | Line | AECI.PAWNEE2.2GETTY_PAWNEE2.AECI.2GETTY.69.69 | [5 empty] | 69
AECI | TOPOLOGY%AECI%AECI%PAWNSW4_4GLENC%A | Pawnee - Glencoe 138 kV (To Stillwater) | Line | AECI.PAWNSW4.PAWNSW4_4GLENC.AECI.4GLENCOE.138.138 | 1 | PAWNSW4 138.00 | 512749 | 4GLENCOE 138.00 | 301425 | 138
AECI | TOPOLOGY%AECI%AECI%8383%A | Pawnee - Hale Tap 69 kV (To Cleveland) | Line | Pawnee - Hale Tap 69 kV (To Cleveland) | [5 empty] | 69
AECI | TOPOLOGY%AECI%AECI%8420%A | Pharoah WFEC - Woody KAMO 138 kV | Line | AECI.PHARO_AE.8420.AECI.WOODY.138.138 | 1 | 4WOODY 138.00 | 300686 | PHAROAH4 138.00 | 521026 | 138
AECI | TOPOLOGY%AECI%AECI%8404%A | Stilwtr AECI - Silver City 138 kV | Line |  |  | StilwtrAECI |  | SilverCity |  | 138
AECI | TOPOLOGY%AECI%AECI%ZENATP_ZENA%A | Zena - Zena Tap 69 kV | Line | AECI.ZENATP.ZENATP_ZENA.AECI.ZENA.69.69 | 1 | ZENA TP2 69.000 | 512667 | ZENA 2 69.000 | 512668 | 69
AEP | TOPOLOGY%CSWS%CSWS%ROUNDCRK_RUSH%A | Round Creek - Rushing Natural Gas 138kV | Line | CSWS.SANTAFE.ROUNDCRK_RUSH.CSWS.ROUNDCRK.138.138 | 1 | RUSHNGT4 138.00 | 511492 | ROUNDCK4 138.00 | 511562 | 138
ALTW | TOPOLOGY%ALTW%ALTW%8TH_SSALEM16_1%1 | 8th St. - Salem 161 kV | Line | ALTW.8TH_ST_.8TH_SSALEM16_1.ALTW.SALEM3.161.161 | [5 empty] | 161
ALTW | TOPOLOGY%ALTW%ALTW%ARNODWNT16_1%1 | Arnold ALTW - Downtown Ind 161 kV | Line | ALTW.ARNOLD.ARNODWNT16_1.ALTW.DWNTIND.161.161 | [5 empty] | 161
ALTW | TOPOLOGY%ALTW%ALTW%CAYLETRIBO16_1%1 | Cayler - Triboji 161 kV Ckt 1 | Line | ALTW.CAYLER.CAYLETRIBO16_1.ALTW.TRIBOJI.161.161 | 1 | CAYLER5 161.00 | 631183 | TRIBOJI5 161.00 | 631102 | 161
ALTW | TOPOLOGY%ALTW%ALTW%EATTBELMN69_1%1 | Eaton Tap ALTW - Belmond 69 kV | Line | ALTW.EATT.EATTBELMN69_1.WAUE.BELMNDCB.69.69 | 1 | EATNTAP8 69.000 | 630470 | BELMNDAL8 69.000 | 656842 | 69
ALTW | TOPOLOGY%ALTW%ALTW%OTTRCELDOR69_1%1 | Eldora - Otter Creek(ALTW) | Line | ALTW.OTTRCRK.OTTRCELDOR69_1.WAUE.ELDORACB.69.69 | 1 | OTTERCREEK8 69.000 | 630839 | ELDORA8_WAP 69.000 | 656761 | 69
AMIL | TOPOLOGY%AMIL%AMIL%IP-1462%3 | TOPOLOGY%AMIL%AMIL%IP-1462%3 | Line | [6 empty] | 0
AMIL | TOPOLOGY%AMIL%AMIL%KANS_FARA_1%A | TOPOLOGY%AMIL%AMIL%KANS_FARA_1%A | Line | [6 empty] | 0
AMIL | TOPOLOGY%AMIL%AMIL%KNC_PANA_1%A | TOPOLOGY%AMIL%AMIL%KNC_PANA_1%A | Line | [6 empty] | 0
AMIL | TOPOLOGY%AMIL%AMIL%PANA_FARA_1%A | TOPOLOGY%AMIL%AMIL%PANA_FARA_1%A | Line | [6 empty] | 0
AMIL | TOPOLOGY%AMIL%AMIL%PANN_R51D_1462%A | TOPOLOGY%AMIL%AMIL%PANN_R51D_1462%A | Line | [6 empty] | 0
AMRN | TOPOLOGY%AMRN%AMRN%MYWD_PLMY%A | TOPOLOGY%AMRN%AMRN%MYWD_PLMY%A | Line | [6 empty] | 0
AMRN | TOPOLOGY%AMRN%AMRN%MYWD_SPCK%A | TOPOLOGY%AMRN%AMRN%MYWD_SPCK%A | Line | [6 empty] | 0
AMRN | TOPOLOGY%AMRN%AMRN%MYWD_SUBT_UE%A | TOPOLOGY%AMRN%AMRN%MYWD_SUBT_UE%A | Line | [6 empty] | 0
CSWS | TOPOLOGY%CSWS%CSWS%81-521%A | 116th Street & Peoria - Jenks 138 kV | Line | CSWS.JENKS.81-521.CSWS.116PEORI.138.138 | 1 | 116JENK4 138.00 | 509753 | JENKS--4 138.00 | 509759 | 138
CSWS | TOPOLOGY%CSWS%CSWS%1982%A | 116th Street & Peoria - Riverside Station 138 kV | Line | CSWS.116PEORI.1982.CSWS.RIVRSIDE.138.138 | 1 | 116JENK4 138.00 | 509753 | R.S.S.-4 138.00 | 509783 | 138
CSWS | TOPOLOGY%CSWS%CSWS%LYNN_EAST%A | 121st Street & Lynn Lane - East 121st Street 138 kV | Line | CSWS.121LYNN4.LYNN_EAST.CSWS.121EAST.138.138 | 1 | 121LYNN4 138.00 | 509869 | E_121ST4 138.00 | 509889 | 138
CSWS | TOPOLOGY%CSWS%CSWS%2024-A%A | 121st Street & Lynn Lane - Oneta 138 138 kV | Line | CSWS.ONETA.2024-A.CSWS.121LYNN4.138.138 | 1 | ONETA--4 138.00 | 509806 | 121LYNN4 138.00 | 509869 | 138
CSWS | TOPOLOGY%CSWS%CSWS%ASHDWN_12TH_1B%A | 12th Street - Sugar Hill Tap 69 kV | Line | CSWS.12TH_ST.ASHDWN_12TH_1B.CSWS.SUGHLET.69.69 | 1 | SUGHLET2 69.000 | 508081 | TEX12ST2 69.000 | 508084 | 69
CSWS | TOPOLOGY%CSWS%CSWS%TEXPL_12TH_1B%A | 12th Street - Washington Street 69 kV | Line | CSWS.12TH_ST.TEXPL_12TH_1B.CSWS.WASHINGT.69.69 | 1 | TEX12ST2 69.000 | 508084 | WASHST 2 69.000 | 508088 | 69
CSWS | TOPOLOGY%CSWS%CSWS%2013A%A | 136th Street & Yale - Kimberly Clark 138 kV | Line | CSWS.136_YALE.2013A.CSWS.KIM_CLRK.138.138 | 1 | 136YALE4 138.00 | 509775 | KIMCLRK4 138.00 | 509845 | 138
CSWS | TOPOLOGY%CSWS%CSWS%2013%A | 136th Street & Yale - Riverside Station 138 kV | Line | CSWS.136_YALE.2013.CSWS.RIVRSIDE.138.138 | 1 | 136YALE4 138.00 | 509775 | R.S.S.-4 138.00 | 509783 | 138
CSWS | TOPOLOGY%CSWS%CSWS%141_PINE_DAWSN%A | 141st & Pine - Dawson ULC 138kV | Line | CSWS.141_PINE.141_PINE_DAWSN.CSWS.DAW_ULC.138.138 | 1 | DAWSN-N4 138.00 | 509787 | 141PINE4 138.00 | 509892 | 138
CSWS | TOPOLOGY%CSWS%CSWS%2025%A | 141st & Pine Tap - Catoosa 138 kV | Line | CSWS.141_PINE.2025.CSWS.CATOOSA.138.138 | 1 | CATOOSA4 138.00 | 509790 | 141PINE4 138.00 | 509892 | 138
CSWS | TOPOLOGY%CSWS%CSWS%1961B%A | 15th & Fulton - 21st Street and 89th East Avenue 138 kV | Line | CSWS.E_21_ST.1961B.CSWS.FULTON9.138.138 | 1 | FULTONE4 138.00 | 509797 | S21ST--4 138.00 | 509808 | 138
CSWS | TOPOLOGY%CSWS%CSWS%2075%A | 15th & Fulton - Tulsa Southeast 138 kV | Line | CSWS.TSE_NEW.2075.CSWS.KENOSHAT.138.138 | 1 | FULTAP-4 138.00 | 509830 | T.S.E.-4 138.00 | 509811 | 138
CSWS | TOPOLOGY%CSWS%CSWS%2055%A | 15th & Fulton Tap - Yale & Archer 138 kV | Line | CSWS.KENOSHAT.2055.CSWS.YALE_ARC.138.138 | 1 | YARCH-S4 138.00 | 509824 | FULTAP-4 138.00 | 509830 | 138
CSWS | TOPOLOGY%CSWS%CSWS%FULTON_ZUNIS%A | 15th & Fulton Tap - Zunis 138 kV | Line | CSWS.FULTON_T.FULTON_ZUNIS.CSWS.ZUNIS2.138.138 | 1 | ZUNIS-N4 138.00 | 509827 | FULTONW4 138.00 | 509829 | 138
CSWS | TOPOLOGY%CSWS%CSWS%1961A%A | 15th & Fulton West - 15th & Fulton 138 kV | Line | CSWS.FULTON_T.1961A.CSWS.FULTON9.138.138 | [5 empty] | 138
CSWS | TOPOLOGY%CSWS%CSWS%2055A%A | 15th & Fulton West - 15th & Fulton Tap 138 kV | Line | CSWS.FULTON_T.2055A.CSWS.KENOSHAT.138.138 | 1 | FULTONW4 138.00 | 509829 | FULTAP-4 138.00 | 509830 | 138
CSWS | TOPOLOGY%CSWS%CSWS%2042%A | 21st Street and 89th East Avenue - Dawson Tap 138 kV | Line | CSWS.DAWSON_T.2042.CSWS.E_21_ST.138.138 | 1 | DAWSONT4 138.00 | 509803 | N21ST--4 138.00 | 509866 | 138
CSWS | TOPOLOGY%CSWS%CSWS%1985%A | 21st Street Tap - 21st Street and 89th East Avenue 138 kV | Line | CSWS.21STTAP4.1985.CSWS.E_21_ST.138.138 | 1 | S21ST--4 138.00 | 509808 | 21STTAP4 138.00 | 509828 | 138
CSWS | TOPOLOGY%CSWS%CSWS%81-810%A | 21st Street Tap - Mingo 138 kV | Line | CSWS.21STTAP4.81-810.CSWS.MINGO.138.138 | 1 | MINGO-N4 138.00 | 509760 | 21STTAP4 138.00 | 509828 | 69
CSWS | TOPOLOGY%CSWS%CSWS%2054%A | 21st Street Tap - Tulsa Southeast 138 kV | Line | CSWS.21STTAP4.2054.CSWS.TSE_NEW.138.138 | 1 | T.S.E.-4 138.00 | 509811 | 21STTAP4 138.00 | 509828 | 138
CSWS | TOPOLOGY%CSWS%CSWS%52DELTP_36LEW%A | 36th Street & Lewis - 52nd Street & Delaware 138 kV | Line | CSWS.36_LEWIS.52DELTP_36LEW.CSWS.52DELTP4.138.138 | 1 | 52DELTP4 138.00 | 509776 | 36LEWIS4 138.00 | 509800 | 138
CSWS | TOPOLOGY%CSWS%CSWS%2028%A | 36th Street & Lewis - Tulsa Power Station 138 kV | Line | CSWS.TULSA_PS.2028.CSWS.36_LEWIS.138.138 | 1 | T.P.S.-4 138.00 | 509788 | 36LEWIS4 138.00 | 509800 | 138
CSWS | TOPOLOGY%CSWS%CSWS%81-808%A | 36th Street & Olympia - Carson Center Tap 138 kV | Line | CSWS.12_CAR_T.81-808.CSWS.36OLYMP.138.138 | 1 | 36&OLY-4 138.00 | 509724 | CARSN-T4 138.00 | 509739 | 138
CSWS | TOPOLOGY%CSWS%CSWS%1976%A | 36th Street & Olympia - Tulsa Power Station 138 kV | Line | CSWS.TULSA_PS.1976.CSWS.36OLYMP.138.138 | 1 | 36&OLY-4 138.00 | 509724 | T.P.S.-4 138.00 | 509788 | 138
CSWS | TOPOLOGY%CSWS%CSWS%BN_39TH_1E%A | 39th Street - Sugar Hill Tap 69 kV | Line | CSWS.39TH_ST.BN_39TH_1E.CSWS.SUGHLWT.69.69 | 1 | SUGHLWT2 69.000 | 508082 | TEX39ST2 69.000 | 508085 | 69
CSWS | TOPOLOGY%CSWS%CSWS%TAY_39TH_1A%A | 39th Street - Taylor Street 69 kV | Line | CSWS.39TH_ST.TAY_39TH_1A.CSWS.TAYLORS2.69.69 | 1 | TAYLOR 2 69.000 | 508083 | TEX39ST2 69.000 | 508085 | 69
CSWS | TOPOLOGY%CSWS%CSWS%PINE_TAP_46_ST%A | 46th Street North - Pine Tap 138 kV | Line | CSWS.PINE_TAP.PINE_TAP_46_ST.CSWS.46_ST_NO.138.138 | 1 | PPTAP 4 138.00 | 509863 | 46ST--E4 138.00 | 509837 | 138
CSWS | TOPOLOGY%CSWS%CSWS%81-522B%A | 52nd St. & Delaware - 52nd St. & Delaware Tap 138 kV | Line | CSWS.52DELWT4.81-522A.CSWS.52_DEL.138.138 | 1 | 52DELTP4 138.00 | 509776 | S52DEL 4 138.00 | 509716 | 138
CSWS | TOPOLOGY%CSWS%CSWS%52_DEZUN_T16_1%A | 52nd Street & Delaware - 52nd Street & Delaware Tap 138 kV | Line | CSWS.52_DEL.52_DEZUN_T16_1.CSWS.ZUN_TAP.138.138 | 1 | S52DEL 4 138.00 | 509716 | 52DELTP4 138.00 | 509776 | 138
CSWS | TOPOLOGY%CSWS%CSWS%2015%A | 52nd Street & Delaware - Tulsa Power Station 138 kV | Line | CSWS.52DELWT4.2015.CSWS.TULSA_PS.138.138 | 1 | T.P.S.-4 138.00 | 509788 | 52DELWT4 138.00 | 509814 | 138
CSWS | TOPOLOGY%CSWS%CSWS%52DELWT4_SOHIL%A | 52nd Street & Delaware Tap - Southern Hills 138 kV | Line | CSWS.52DELWT4.52DELWT4_SOHIL.CSWS.SO_HILLS.138.138 | 1 | 52DELWT4 138.00 | 509814 | S HILLW4 138.00 | 509859 | 138
CSWS | TOPOLOGY%CSWS%CSWS%52DELTP_TSE%A | 52nd Street & Delaware Tap - Tulsa Southeast 138 kV | Line | CSWS.TSE_NEW.2004.CSWS.52DELTP4.138.138 | 1 | T.S.E.-4 138.00 | 509811 | 52DELTP4 138.00 | 509776 | 138
CSWS | TOPOLOGY%CSWS%CSWS%73GARN_53GARN%A | 53rd & Garnett - 73rd & Garnett 138 kV | Line | CSWS.53GARNT4.73GARN_53GARN.CSWS.73_GARN.138.138 | [5 empty] | 138
CSWS | TOPOLOGY%CSWS%CSWS%CACHE_FTSIL_TP%A | 53rd Street & Cache Road - Artillery Village Tap 138 kV | Line | CSWS.53CACHE4.CACHE_FTSIL_TP.CSWS.FTSIL_TP.138.138 | 1 | 53CACHE4 138.00 | 511509 | ARTVLTP4 138.00 | 511537 | 138
CSWS | TOPOLOGY%CSWS%CSWS%2242%A | 53rd Street & Cache Road - Lawton Sheridan Road 138 kV | Line | CSWS.53CACHE4.2242.CSWS.LAW_S_RD.138.138 | 1 | Lawton |  | 53rd Street |  | 138
CSWS | TOPOLOGY%CSWS%CSWS%2242B%A | 53rd Street & Cache Road - Lawton Westside Tap 138 kV | Line | CSWS.LAW_WS.2242B.CSWS.53CACHE4.138.138 | 1 | LWS-NTP4 138.00 | 511471 | 53CACHE4 138.00 | 511509 | 138
CSWS | TOPOLOGY%CSWS%CSWS%1991%A | 53rd Street & Garnett - 54th Street & Garnett 138 kV | Line | CSWS.53_GARN.1991.CSWS.53GARNT4.138.138 | 1 | 53GARN 4 138.00 | 509734 | 53GARNT4 138.00 | 509762 | 138
CSWS | TOPOLOGY%CSWS%CSWS%53GARNT_77_MEM%A | 53rd Street & Garnett - 77th Street & Memorial 138 kV | Line | CSWS.53GARNT4.53GARNT_77_MEM.CSWS.77_MEM.138.138 | 1 | 53GARNT4 138.00 | 509762 | 77MEMTP4 138.00 | 509765 | 138
CSWS | TOPOLOGY%CSWS%CSWS%1991B%A | 53rd Street & Garnett - Tulsa Southeast 138 kV | Line | CSWS.TSE_NEW.1991B.CSWS.53GARNT4.138.138 | 1 | 53GARNT4 138.00 | 509762 | T.S.E.-4 138.00 | 509811 | 138
CSWS | TOPOLOGY%CSWS%CSWS%1991A%A | 54th Street & Garnett - 77th Street & Memorial 138 kV | Line | CSWS.77_MEM.1991A.CSWS.53GARNT4.138.138 | 1 | 53GARNT4 138.00 | 509762 | 77MEMTP4 138.00 | 509765 | 138
CSWS | TOPOLOGY%CSWS%CSWS%2002A%A | 55th Street & Garnett - 56th Street & Garnett 138 kV | Line | CSWS.53_GARN.2002A.CSWS.53GARST4.138.138 | 1 | 53GARST4 138.00 | 509763 | 53GARNS4 138.00 | 509774 | 138
CSWS | TOPOLOGY%CSWS%CSWS%2002B%A | 56th Street & Garnett - Ford Glass 138 kV | Line | CSWS.FORD_GLS.2002B.CSWS.53GARST4.138.138 | 1 | 53GARST4 138.00 | 509763 | FORD---4 138.00 | 509772 | 138
CSWS | TOPOLOGY%CSWS%CSWS%2002%A | 56th Street & Garnett - Tulsa Southeast 138 kV | Line | CSWS.TSE_NEW.2002.CSWS.53GARST4.138.138 | 1 | 53GARST4 138.00 | 509763 | T.S.E.-4 138.00 | 509811 | 138
CSWS | TOPOLOGY%CSWS%CSWS%840B%T1 | 70th Street Tap - Midway 69 kV | Line | CSWS.70TH_ST.840B.CSWS.MIDWAY9.69.69 | 1 | T70THST2 69.000 | 507762 | MIDWAY 2 69.000 | 507743 | 69
CSWS | TOPOLOGY%CSWS%CSWS%861%A | 70th Street Tap - South Shreveport 69 kV | Line | CSWS.SSHREVE.861.CSWS.70TH_ST.69.69 | 1 | S SHV 2 69.000 | 507754 | T70THST2 69.000 | 507762 | 69
CSWS | TOPOLOGY%CSWS%CSWS%833E%A | 70th Street Tap - Summer Grove 69 kV | Line | CSWS.70TH_ST.833E.CSWS.SUMMERG.69.69 | 1 | SUMMERG2 69.000 | 507758 | T70THST2 69.000 | 507762 | 69
CSWS | TOPOLOGY%CSWS%CSWS%SAP_ELWD%A | 72nd & Elwood - Sapulpa Road 138 kV | Line | CSWS.72ELWD.SAP_ELWD.CSWS.SAPULPA.138.138 | 1 | SAPLPRD4 138.00 | 509871 | 72ELWOD4 138.00 | 509888 | 138
CSWS | TOPOLOGY%CSWS%CSWS%TULSA_ELWD%A | 72nd & Elwood - Tulsa Power Station 138 kV | Line | CSWS.72ELWD.TULSA_ELWD.CSWS.TULSA_PS.138.138 | 1 | T.P.S.-4 138.00 | 509788 | 72ELWOD4 138.00 | 509888 | 138
CSWS | TOPOLOGY%CSWS%CSWS%73GARN_77MEM%A | 73rd & Garnett - 77th & Memorial 138 kV | Line | CSWS.73_GARN.73GARN_77MEM.CSWS.77_MEM.138.138 | [5 empty] | 138
CSWS | TOPOLOGY%CSWS%CSWS%1991-A%A | 77th Street & Memorial - 81st Street & Garnett 138 kV | Line | CSWS.81_GARN.1991-A.CSWS.77_MEM.138.138 | 1 | 77MEMTP4 138.00 | 509765 | 81GARN-4 138.00 | 509855 | 138
CSWS | TOPOLOGY%CSWS%CSWS%77_MEM_96YALE%A | 77th Street & Memorial - 96th Street & Yale 138 kV | Line | CSWS.77_MEM.77_MEM_96YALE.CSWS.96YALE.138.138 | 1 | 77MEM-W4 138.00 | 509766 | 96YALE-4 138.00 | 509847 | 138
CSWS | TOPOLOGY%CSWS%CSWS%2057-A%A | 77th Street & Memorial - East 61st Street 138 kV | Line | CSWS.77_MEM.2057-A.CSWS.E_61_ST.138.138 | 1 | 77MEM-W4 138.00 | 509766 | E.61ST-4 138.00 | 509831 | 138
CSWS | TOPOLOGY%CSWS%CSWS%LYNN_GARN%A | 81st Street & Garnett - East 121st Street 138 kV | Line | CSWS.81_GARN.LYNN_GARN.CSWS.121EAST.138.138 | 1 | 81GARN-4 138.00 | 509855 | E_121ST4 138.00 | 509889 | 138
CSWS | TOPOLOGY%CSWS%CSWS%2053%A | 81st Street & Yale - Southern Hills Tap 138 kV | Line | CSWS.81_YALE.2053.CSWS.SHILETP4.138.138 | 1 | 81YALTP4 138.00 | 509809 | SHILETP4 138.00 | 509813 | 138
CSWS | TOPOLOGY%CSWS%CSWS%2052-A%A | 81st Street & Yale - Warren Medical Center 138 kV | Line | CSWS.81_YALE.2052-A.CSWS.WARRENM.138.138 | 1 | 81YALES4 138.00 | 509810 | WAREN-W4 138.00 | 509857 | 138
CSWS | TOPOLOGY%CSWS%CSWS%WARNTAP_96YALE%A | 96 & Yale Street - Warren Tap138 kV | Line | CSWS.96YALE.WARNTAP_96YALE.CSWS.WARNTAP4.138.138 | 1 | 96YALE-4 138.00 | 509847 | WARNTAP4 138.00 | 509858 | 138
CSWS | TOPOLOGY%CSWS%CSWS%2083%A | Adair - Pryor Junction 69 kV | Line | CSWS.ADAIR_P.2083.CSWS.PRYOR_J.69.69 | 1 | ADAIR--2 69.000 | 510387 | PRY-JCT2 69.000 | 510400 | 69
CSWS | TOPOLOGY%CSWS%CSWS%2084%A | Adair - Vinita 69 kV | Line | CSWS.ADAIR_P.2084.CSWS.VINITA.69.69 | 1 | ADAIR--2 69.000 | 510387 | VINITA-2 69.000 | 510404 | 69
CSWS | TOPOLOGY%CSWS%CSWS%WMTPL_WINFL_1C%A | Adora Co Op - Adora TAP 69 kV | Line | CSWS.ADORA_T.WMTPL_WINFL_1C.CSWS.ADOR_REA.69.69 | 1 | ADORA 2 69.000 | 508284 | ADORA T2 69.000 | 508285 | 69
CSWS | TOPOLOGY%CSWS%CSWS%WMTPL_WINFL_1D%A | Adora Co Op - Winfield 69 kV | Line | CSWS.ADOR_REA.WMTPL_WINFL_1D.CSWS.WINFIELD.69.69 | 1 | ADORA 2 69.000 | 508284 | WINFIEL2 69.000 | 508315 | 69
CSWS | TOPOLOGY%CSWS%CSWS%WMTPL_WINFL_1B%T1 | Adora TAP - Pilgrams Pride 69 kV | Line | CSWS.ADORA_T.WMTPL_WINFL_1B.CSWS.PILGRIM.69.69 | 1 | ADORA T2 69.000 | 508285 | PILGPRD2 69.000 | 508311 | 69
CSWS | TOPOLOGY%CSWS%CSWS%WMTPL_WINFL_1A%T1 | Adora TAP - West Mt Pleasant 69 kV | Line | CSWS.ADORA_T.WMTPL_WINFL_1A.CSWS.W_MTPLEA.69.69 | 1 | ADORA T2 69.000 | 508285 | WMTPLES2 69.000 | 508318 | 69
CSWS | TOPOLOGY%CSWS%CSWS%TUTLCN_CEMETER%A | AEP Tuttle Conoco - OKGE Cemetery 138 kV ZBR | Line | CSWS.TUTL_CON.TUTLCN_CEMETER.OKGE.CEMETERY.138.138 | 1 | TUTCONT4 138.00 | 511425 | CEMETERY 138.00 | 514729 | 138
CSWS | TOPOLOGY%CSWS%CSWS%CONTINENT_PIPE%A | Afton Continental Pipe - Afton PSO 69 kV | Line | GRDA.AFT_CONT.CONTINENT_PIPE.GRDA.AFTONTP.69.69 | 1 | AFTONTP2 69.000 | 510415 | A-CONT 2 69.000 | 510427 | 69
CSWS | TOPOLOGY%GRDA%GRDA%AFTONTP_EXPL%A | Afton Explorer Pump - Afton PSO 69 kV | Line | GRDA.EXPLTP.AFTONTP_EXPL.GRDA.AFTONTP.69.69 | 1 | AFTONTP2 69.000 | 510415 | AFTN-EX2 69.000 | 510428 | 69
CSWS | TOPOLOGY%CSWS%CSWS%EXPLORER_PIPE%A | Afton PSO - Explorer Pipeline Tap 69 kV | Line | GRDA.AFT_EXPL.EXPLORER_PIPE.GRDA.AFTONTP.69.69 | 1 | AFTONTP2 69.000 | 510415 | EXPL TP2 69.000 | 512672 | 69
CSWS | TOPOLOGY%CO%CO%LINE%LN | Air Liquide - Air Liquide Tap 69 kV | Line | LINE.NOT.IN.EMS.CANT.999.999 | 1 | BIG 3 2 69.000 | 508537 | BIG3TAP2 69.000 | 508539 | 69
CSWS | TOPOLOGY%CSWS%CSWS%917%A | Air Liquide Tap - Lake Lamond 69 kV | Line | CSWS.BIG_OXYG.917.CSWS.LAKELAM.69.69 | 1 | BIG3TAP2 69.000 | 508539 | LLAMOND2 69.000 | 508551 | 69
CSWS | TOPOLOGY%CSWS%CSWS%LAKE_SELONG_1B%T1 | Air Liquide Tap - Southeast Longview 69 kV | Line | CSWS.BIG_OXYG.LAKE_SELONG_1B.CSWS.SELONGVE.69.69 | 1 | BIG3TAP2 69.000 | 508539 | SELONGV2 69.000 | 508568 | 69
CSWS | TOPOLOGY%CSWS%CSWS%HUGSP_DAING_1F%A | Air Products - Air Products Tap 69 kV | Line | CSWS.AIR_PROD.HUGSP_DAING_1F.CSWS.AIR_TAP.69.69 | 1 | AIRPRD-2 69.000 | 508332 | AIRPRDT2 69.000 | 508333 | 69
CSWS | TOPOLOGY%CSWS%CSWS%HUGST_DAING_1D%A | Air Products Tap - Jenkins Co Op 69 kV | Line | CSWS.AIR_TAP.HUGST_DAING_1D.CSWS.JENKINS9.69.69 | 1 | JENKINS2 69.000 | 508292 | AIRPRDT2 69.000 | 508333 | 69
CSWS | TOPOLOGY%CSWS%CSWS%HUGST_DAING_1E%A | Air Products Tap - Lone Star Power Plant 69 kV | Line | CSWS.LONESTAR.HUGST_DAING_1E.CSWS.AIR_TAP.69.69 | 1 | LSTARTP2 69.000 | 508294 | AIRPRDT2 69.000 | 508333 | 69
CSWS | TOPOLOGY%CSWS%CSWS%SPRINLAKEL11_1%A | Airline AEP - Lake Lamond 69 kV | Line | CSWS.LAKELAM.SPRINLAKEL11_1.CSWS.AIRLIN.69.69 | 1 | AIRLINE2 69.000 | 508538 | LLAMOND2 69.000 | 508551 | 69
CSWS | TOPOLOGY%CSWS%CSWS%914B%A | Airline AEP - Longview Heights 69 kV | Line | CSWS.LONGV_HT.914B.CSWS.AIRLIN.69.69 | 1 | AIRLINE2 69.000 | 508538 | LONGVHT2 69.000 | 508553 | 69
CSWS | TOPOLOGY%CSWS%CSWS%AIRPOR_AMOCOTP%A | Airport - Amoco Tap 69 kV | Line | CSWS.AIRPORT.AIRPOR_AMOCOTP.CSWS.AMOCOTP3.69.69 | 1 | AIRPORT2 69.000 | 512097 | AMOCOTP2 69.000 | 512098 | 69
CSWS | TOPOLOGY%CSWS%CSWS%CAREY2_AIRPORT%A | Airport - Carey 69 kV | Line | CSWS.AIRPORT.CAREY2_AIRPORT.CSWS.CAREY2.69.69 | 1 | CAREY 2 69.000 | 512096 | AIRPORT2 69.000 | 512097 | 69
CSWS | TOPOLOGY%CSWS%CSWS%QUIT_GRANDS_1D%A | Alba - Grand Saline Co Op 69 kV | Line | CSWS.GRAND_RE.QUIT_GRANDS_1D.CSWS.ALBA.69.69 | 1 | ALBA 2 69.000 | 508334 | GRDSALR2 69.000 | 508343 | 69
CSWS | TOPOLOGY%CSWS%CSWS%QUIT_GRANDS_1C%A | Alba - Pilgrams Rest Co Op 69 kV | Line | CSWS.PILGR_RE.QUIT_GRANDS_1C.CSWS.ALBA.69.69 | 1 | ALBA 2 69.000 | 508334 | PILGRST2 69.000 | 508352 | 69
CSWS | TOPOLOGY%CSWS%CSWS%81_589%A | Alex Bradley - Cornville 138kV | Line | CSWS.CORNVILL.81_589.CSWS.ALX_BRAD.138.138 | 1 | CORNVIL4 138.00 | 511449 | ALEX BR4 138.00 | 511516 | 138
CSWS | TOPOLOGY%CSWS%CSWS%ALX_B_TEX_PUMP%A | Alex Bradley - Texas Pipeline CO. 138 kV | Line | CSWS.ALEX_BRAD.ALX_B_TEX_PUMP.CSWS.TEX_PUMP.138.138 | 1 | TEXAS 4 138.00 | 511515 | ALEX BR4 138.00 | 511516 | 138
CSWS | TOPOLOGY%CSWS%CSWS%2117%A | Alluwe Shell - Chelsea 138 kV | Line | CSWS.ALLUWE.2117.CSWS.CHELSEA.138.138 | 1 | CHELSA4 138.00 | 510410 | ALWUETP4 138.00 | 510429 | 138
CSWS | TOPOLOGY%CSWS%CSWS%2117A%T1 | Alluwe Shell - Vinita Junction 138 kV | Line | CSWS.VINITA_J.2117A.CSWS.ALLUWE.138.138 | 1 | VINTAJC4 138.00 | 510417 | ALWUETP4 138.00 | 510429 | 138
CSWS | TOPOLOGY%CSWS%CSWS%PINEGR_ALTO%A | Alto Co Op - Pine Grove (ETEC) 138 kV | Line | CSWS.ALTO4.PINEGR_ALTO.CSWS.PINEGRV4.138.138 | 1 | ALTO 4 138.00 | 509320 | PINEGRV4 138.00 | 509324 | 138
CSWS | TOPOLOGY%CSWS%CSWS%ALTO_SLOCUM%A | Alto Co Op - Slocum Co Op 138 kV | Line | CSWS.ALTO4.ALTO_SLOCUM.CSWS.SLOCUM.138.138 | 1 | ALTO 4 138.00 | 509320 | SLOCUM 4 138.00 | 509326 | 138
CSWS | TOPOLOGY%CSWS%CSWS%ALTUS__OMALTUS%A | Altus Jct OMPA - Altus Junction 69 kV | Line | CSWS.OMALTUS2.ALTUS__OMALTUS.CSWS.ALTUS_J.69.69 | [5 empty] | 69
CSWS | TOPOLOGY%CSWS%CSWS%ALTUSALTSC69_1%A | Altus Junction - Nona OMPA 69 kV | Line | CSWS.OMPARK-2.ALTUSALTSC69_1.CSWS.ALTUS_J.69.69 | 1 | ALTUSJT2 69.000 | 511441 | NONATAP2 69.000 | 511539 | 69
CSWS | TOPOLOGY%CSWS%CSWS%PARK_ALTUS%A | Altus Junction - Park Lane OMPA 138 kV | Line | CSWS.OMPARK4.PARK_ALTUS.CSWS.ALTUS_J.138.138 | 1 | ALTUSJT4 138.00 | 511440 | OMPARK-4 138.00 | 529345 | 138
CSWS | TOPOLOGY%CSWS%CSWS%RUSSELL_AJ_TAP%A | Altus Junction - Russell 138 kV | Line | CSWS.AJ_TAP.RUSSELL_AJ_TAP.WFEC.RUSSELL.138.138 | 1 | ALTUSJT4 138.00 | 511440 | RUSSELL4 138.00 | 521043 | 138
CSWS | TOPOLOGY%CSWS%CSWS%ALTUS_J_SNYDER%A | Altus Junction - Snyder 138 kV | Line | CSWS.ALTUS_J.ALTUS_J_SNYDER.CSWS.SNYDER.138.138 | 1 | SNYDER-4 138.00 | 511435 | ALTUSJT4 138.00 | 511440 | 138
CSWS | TOPOLOGY%OKGE%OKGE%FITZHU_ALTUS_1%A | Altus OKGE - Fitzhugh Co Op 161 kV | Line | CSWS.FITZHUGH.FITZHU_ALTUS_1.OKGE.ALTUS2.161.161 | 1 | FITZHUGH 5 161.00 | 503902 | ALTUS 161.00 | 515352 | 161
CSWS | TOPOLOGY%CSWS%CSWS%MARTHA_OMALTUS%A | Altus Tamarack OMPA - Martha 138 kV | Line | CSWS.OMALTUS4.MARTHA_OMALTUS.CSWS.MARTHA.138.138 | 1 | MARTHA 1 138.00 | 529300 | OMALTUS4 138.00 | 529302 | 138
CSWS | TOPOLOGY%CSWS%CSWS%VETRN_ALT%A | Altus Tamarack OMPA - Veterans OMPA 138 kV | Line | CSWS.OMALTUS4.VETRN_ALT.CSWS.OMPVET4.138.138 | 1 | OMPVET-4 138.00 | 529298 | OMALTUS4 138.00 | 529302 | 138
CSWS | TOPOLOGY%CSWS%CSWS%ALUMAX_ALUMA_1%A | Alumax - Alumax Tap 138 kV | Line | CSWS.ALUMAX.ALUMAX_ALUMA_1.CSWS.ALUMAXT4.138.138 | 1 | NASH 4 138.00 | 508049 | ALUMAX 4 138.00 | 508091 | 138
CSWS | TOPOLOGY%CSWS%CSWS%884%A | Alumax Tap - Bann 138 kV | Line | CSWS.BANN.884.CSWS.ALUMAXT4.138.138 | 1 | NASH 4 138.00 | 508049 | BANN 4 138.00 | 508054 | 138
CSWS | TOPOLOGY%CSWS%CSWS%884A%A | Alumax Tap - Northwest Texarkana 138 kV | Line | CSWS.NWTEXAR.884A.CSWS.ALUMAXT4.138.138 | 1 | NASH 4 138.00 | 508049 | NWTXARK4 138.00 | 508071 | 138
CSWS | TOPOLOGY%CSWS%CSWS%2021%A | American Airlines - Cherokee Data Center West Tap 138 kV | Line | CSWS.WHIRL_TP.2021.CSWS.AMER_AIR.138.138 | 1 | A.A.---4 138.00 | 509784 | CDC-WT 4 138.00 | 509842 | 138
CSWS | TOPOLOGY%CSWS%CSWS%2020%A | American Airlines - Mingo Road Airport 138 kV | Line | CSWS.N_MINGO.2020.CSWS.AMER_AIR.138.138 | 1 | A.A.---4 138.00 | 509784 | MINGORD4 138.00 | 509802 | 138
CSWS | TOPOLOGY%CSWS%CSWS%2019%A | American Airlines - Mohawk Pump Station 138 kV | Line | CSWS.MOHAWK.2019.CSWS.AMER_AIR.138.138 | 1 | A.A.---4 138.00 | 509784 | MOHAWK 4 138.00 | 509801 | 138
CSWS | TOPOLOGY%CSWS%CSWS%833C%T1 | American Pump - American Pump Tap 69 kV | Line | LINE.NOT.IN.EMS.CANT.999.999 | 1 | AMERPUT2 69.000 | 507709 | AMERPUM2 69.000 | 507787 | 69
CSWS | TOPOLOGY%CSWS%CSWS%833C%T1 | American Pump Tap - Ford 69 kV | Line | CSWS.AMER_PMP.833C.CSWS.FORD2.69.69 | 1 | AMERPUT2 69.000 | 507709 | FORD 2 69.000 | 507729 | 69
CSWS | TOPOLOGY%CSWS%CSWS%833D%T1 | American Pump Tap - Summer Grove 69 kV | Line | CSWS.SUMMERG.833D.CSWS.AMER_PMP.69.69 | 1 | FORD 2 69.000 | 507729 | SUMMERG2 69.000 | 507758 | 69
CSWS | TOPOLOGY%CSWS%CSWS%AMOCOTP_AMOCO2%A | Amoco - Amoco Tap AEP 69 kV | Line | CSWS.AMOCO2.AMOCOTP_AMOCO2.CSWS.AMOCOTP3.69.69 | 1 | AMOCOTP2 69.000 | 512098 | AMOCO 2 69.000 | 512099 | 69
CSWS | TOPOLOGY%CSWS%CSWS%AMOCOTP3_CHLD%A | Amoco Tap - Childress 69 kV | Line | CSWS.CHLD_SPP.AMOCOTP3_CHLD.CSWS.AMOCOTP3.69.69 | 1 | AMOCOTP2 69.000 | 512098 | CHLDR2WT 69.000 | 512100 | 69
CSWS | TOPOLOGY%WFEC%WFEC%ANADARKO%A | Anadarko - Southwestern Power Station 138 kV | Line | CSWS.SW_STA.ANADARKO.WFEC.ANADARKO.138.138 | 1 | S.W.S.-4 138.00 | 511477 | ANADARK4 138.00 | 520814 | 138
CSWS | TOPOLOGY%CSWS%CSWS%NNBOS_WILKE_1B%A | Anderson Creek Co op - Bryans Mill 138 kV | Line | CSWS.BRYANS.NNBOS_WILKE_1B.CSWS.ANDERS_9.138.138 | 1 | ANDRSNC4 138.00 | 508050 | BRYANML4 138.00 | 508056 | 138
CSWS | TOPOLOGY%CSWS%CSWS%NNBOS_WILKE_2A%A | Anderson Creek Co op - Riffin 138 kV | Line | CSWS.ANDERS_9.NNBOS_WILKE_2A.CSWS.RIFFIN.138.138 | 1 | ANDRSNC4 138.00 | 508050 | RIFFIN REC4 138.00 | 508104 | 138
CSWS | TOPOLOGY%CSWS%CSWS%ANTIOCH_BARTON%A | Antioch Co Op - Bartons Chapel Co Op 138 kV | Line | CSWS.ANTIOCH4.ANTIOCH_BARTON.CSWS.BARTONC4.138.138 | 1 | ANTIOCH4 138.00 | 509244 | BARTONC4 138.00 | 509246 | 138
CSWS | TOPOLOGY%CSWS%CSWS%NEWYORK_ANTIOC%A | Antioch Co Op - New York Co Op 138 kV | Line | CSWS.ANTIOCH4.NEWYORK_ANTIOC.CSWS.NEWYORK.138.138 | 1 | ANTIOCH4 138.00 | 509244 | NEWYORK4 138.00 | 509255 | 138
CSWS | TOPOLOGY%CSWS%CSWS%ANTLER_ANTLE_1%A | Antlers - Antlers Tap 69 kV | Line | CSWS.ANTLERS.ANTLER_ANTLE_1.CSWS.ANTLERS2.69.69 | 1 | ANTLERS2 69.000 | 510872 | ANTLTAP2 69.000 | 510915 | 69
CSWS | TOPOLOGY%CSWS%CSWS%2127B%T1 | Antlers Tap - McGee Creek Tap 69 kV | Line | CSWS.MCGCREEK.2127B.CSWS.ANTLERS.69.69 | 1 | MCGEETP2 69.000 | 510874 | ANTLTAP2 69.000 | 510915 | 69
CSWS | TOPOLOGY%CSWS%CSWS%VALYTIM2_ANTLE%A | Antlers Tap - Valley Timbers 69 kV | Line | CSWS.ANTLERS.VALYTIM2_ANTLE.CSWS.VALYTIM2.69.69 | 1 | VALYTIM2 69.000 | 510894 | ANTLTAP2 69.000 | 510915 | 69
CSWS | TOPOLOGY%CSWS%CSWS%2151%A | Army AMMO Plant (SWPA) - McAlester City 69 kV | Line | CSWS.MCALESTR.2151.CSWS.ARMY_AMO.69.69 | 1 | MCALEST2 69.000 | 510899 | A.DEPOT2 69.000 | 510912 | 69
CSWS | TOPOLOGY%CSWS%CSWS%2166%A | Army AMMO Plant (SWPA) - Savanna 69 kV | Line | CSWS.ARMY_AMO.2166.CSWS.SAVANNA.69.69 | 1 | A.DEPOT2 69.000 | 510912 | SAVANNA2 69.000 | 510913 | 69
CSWS | TOPOLOGY%CSWS%CSWS%821B%T1 | Arsenal Hill - Brooks 69 kV | Line | CSWS.BROOKS.821B.CSWS.ARSENAL.69.69 | 1 | ARSHILL2 69.000 | 507710 | BROOKS 2 69.000 | 507717 | 69
CSWS | TOPOLOGY%CSWS%CSWS%ARSENFORTH13_1%A | Arsenal Hill - Fort Humbug 138 kV | Line | CSWS.ARSENAL.ARSENFORTH13_1.CSWS.FORTHUM.138.138 | 1 | ARSHILL4 138.00 | 507711 | FTHUMBG4 138.00 | 507731 | 138
CSWS | TOPOLOGY%CSWS%CSWS%825%A | Arsenal Hill - Lieberman 138 kV | Line | CSWS.ARSENAL.825.CSWS.LIEBERM.138.138 | 1 | ARSHILL4 138.00 | 507711 | LIEBERM4 138.00 | 508806 | 138
CSWS | TOPOLOGY%CSWS%CSWS%826C%T1 | Arsenal Hill - McWillie 138 kV | Line | CSWS.ARSENAL.826C.CSWS.MCWILLIE.138.138 | 1 | ARSHILL4 138.00 | 507711 | MCWILLI4 138.00 | 507742 | 138
CSWS | TOPOLOGY%CSWS%CSWS%823C%T1 | Arsenal Hill - North Market 69 kV | Line | CSWS.NMARKET.823C.CSWS.ARSENAL.69.69 | 1 | ARSHILL2 69.000 | 507710 | NMARKET2 69.000 | 507745 | 69
CSWS | TOPOLOGY%CSWS%CSWS%827%A | Arsenal Hill - Raines Road 138 kV | Line | CSWS.RAINSRD.827.CSWS.ARSENAL.138.138 | 1 | ARSHILL4 138.00 | 507711 | RAINES 4 138.00 | 507749 | 138
CSWS | TOPOLOGY%CSWS%CSWS%823B%T1 | Arsenal Hill - Shed Road 69 kV | Line | CSWS.SHEDROAD.823B.CSWS.ARSENAL.69.69 | 1 | ARSHILL2 69.000 | 507710 | SHEDRD 2 69.000 | 507756 | 69
CSWS | TOPOLOGY%CSWS%CSWS%ARSNL_STALL%A | Arsenal Hill - Stall 138 kV | Line | CSWS.STALL_PP.ARSNL_STALL.CSWS.ARSENAL.138.138 | 1 | ARSHILL4 138.00 | 507711 | STLGENS4 138.00 | 507789 | 138
CSWS | TOPOLOGY%CSWS%CSWS%822%A | Arsenal Hill - Waterworks 69 kV | Line | CSWS.WATERWO.822.CSWS.ARSENAL.69.69 | 1 | ARSHILL2 69.000 | 507710 | WATERWK2 69.000 | 507766 | 69
CSWS | TOPOLOGY%CSWS%CSWS%FTSIL_CACHE%A | Artillery Village Tap - Fort Sill Mow Way 138 kV | Line |  | 1 | ARTVLTP4 138.00 | 511537 | ARTVILL4 138.00 | 511538 | 138
CSWS | LINE%CURRENTLY%NOT%MODELED%IN%EMS | Artillery Village Tap - Lawton Sheridan Road 138 kV | Line | LINE.NOT.IN.EMS.CANT.999.999 | 1 | SHERID4 138.00 | 511474 | ARTVLTP4 138.00 | 511537 | 138
CSWS | TOPOLOGY%CSWS%CSWS%ASHDWN_12TH_1A%A | Ashdown - Georgia Pacific Tap 69 kV | Line | CSWS.ASHDOWN.ASHDWN_12TH_1A.CSWS.NEKOSAT2.69.69 | 1 | ASHDOWN2 69.000 | 508051 | NEKOSAT2 69.000 | 508066 | 69
CSWS | TOPOLOGY%CSWS%CSWS%PATT_ASHDOW_1A%A | Ashdown - Patterson 69 kV | Line | CSWS.PATTERS.PATT_ASHDOW_1A.CSWS.ASHDOWN.69.69 | 1 | PATTERS2 69.000 | 507429 | ASHDOWN2 69.000 | 508051 | 69
CSWS | TOPOLOGY%CSWS%CSWS%PATT_OKAY_1B%T1 | Ashdown Co Op - Okay 138 kV | Line | CSWS.ASHD_REA.PATT_OKAY_1B.CSWS.OKAY.138.138 | 1 | ASHDWNR4 138.00 | 507402 | OKAY 4 138.00 | 507428 | 138
CSWS | TOPOLOGY%CSWS%CSWS%PATT_OKAY_1A%A | Ashdown Co Op - Patterson 115 kV | Line | CSWS.ASHD_REA.PATT_OKAY_1A.CSWS.PATTERS.138.138 | 1 | ASHDWNR4 138.00 | 507402 | PATTERS4 138.00 | 507431 | 115
CSWS | TOPOLOGY%CSWS%CSWS%736_CRAIG_J%A | Ashdown West Co Op - Craig Junction 138 kV | Line | CSWS.W_ASHDWN.736_CRAIG_J.CSWS.CRAIG_J.138.138 | 1 | ASHDWN_W 4 138.00 | 504124 | CRAIGJT4 138.00 | 510890 | 138
CSWS | TOPOLOGY%CSWS%CSWS%BLOM_ATLAN_1A%A | Atlanta - Bloomburg 69 kV | Line | CSWS.BLOOMBUR.BLOM_ATLAN_1A.CSWS.ATLANTA.69.69 | 1 | ATLANTA2 69.000 | 508052 | BLOOMBG2 69.000 | 508055 | 69
CSWS | TOPOLOGY%CSWS%CSWS%LIND_ATLANT_1B%A | Atlanta - West Atlanta 69 kV | Line | CSWS.W_ATLANT.LIND_ATLANT_1B.CSWS.ATLANTA.69.69 | 1 | ATLANTA2 69.000 | 508052 | WATLANT2 69.000 | 508089 | 69
CSWS | TOPOLOGY%CSWS%CSWS%2125%A | Atoka 138 - Atoka Pump Station 69 kV | Line | CSWS.ATOKA2.2125.CSWS.ATOK_TAP.69.69 | 1 | ATOKA P2 69.000 | 510879 | ATOKA--2 69.000 | 510882 | 69
CSWS | TOPOLOGY%CSWS%CSWS%ATOKA2_LANE%A | Atoka 138 - Lane 69 kV | Line | CSWS.ATOKA2.ATOKA2_LANE.CSWS.LANE.69.69 | 1 | ATOKA--2 69.000 | 510882 | LANE 2 69.000 | 510891 | 69
CSWS | TOPOLOGY%CSWS%CSWS%2133%A | Atoka 138 - Lehigh 138 kV | Line | CSWS.ATOKA2.2133.CSWS.LEHIGH.138.138 | 1 | ATOKA--4 138.00 | 510887 | LEHIGH-4 138.00 | 510895 | 138
CSWS | TOPOLOGY%CSWS%CSWS%2125A%A | Atoka Pump Station - Pittsburg 69kV (PSO) 69 kV | Line | CSWS.PITTS_69.2125A.CSWS.ATOK_TAP.69.69 | 1 | ATOKA P2 69.000 | 510879 | PITTSB-2 69.000 | 510885 | 69
CSWS | TOPOLOGY%SPA%SPA%BEAVER_SPA_1A%A | Avoca Co Op - Beaver SPA 161 kV | Line | CSWS.AVOCA.BEAVER_SPA_1A.SPA.BEAVER1.161.161 | 1 | AVOCA 5 161.00 | 504000 | BEAVER 5 161.00 | 505480 | 161
CSWS | TOPOLOGY%CSWS%CSWS%EROG_BEAVER_1A%A | Avoca Co Op - East Rogers 161 kV | Line | CSWS.AVOCA.EROG_BEAVER_1A.CSWS.EROGERS.161.161 | 1 | AVOCA 5 161.00 | 504000 | EROGERS5 161.00 | 506931 | 161
CSWS | TOPOLOGY%CSWS%CSWS%BALDWN_ELKINS%A | Baldwin - Elkins 161 kV | Line | CSWS.BALDWN.BALDWN_ELKINS.CSWS.ELKINS.161.161 | [5 empty] | 161
CSWS | TOPOLOGY%CSWS%CSWS%GULLEY_BALDWN%A | Baldwin - Gulley 161 kV | Line | CSWS.GULLEY.GULLEY_BALDWN.CSWS.BALDWN.161.161 | [5 empty] | 161
CSWS | TOPOLOGY%CSWS%CSWS%FLO_WASKOM_1F%A | Baldwin - Karnack Switching Station 69 kV | Line | CSWS.KARNAKSW.FLO_WASKOM_1F.CSWS.BALDWINS.69.69 | 1 | BALDWIN2 69.000 | 508830 | KARNCKT2 69.000 | 508836 | 69
CSWS | TOPOLOGY%CSWS%CSWS%FLO_WASKOM_1G%A | Baldwin - Woodlawn 69 kV | Line | CSWS.WOODLAW2.FLO_WASKOM_1G.CSWS.BALDWINS.69.69 | 1 | BALDWIN2 69.000 | 508830 | WOODLWN2 69.000 | 508842 | 69
CSWS | TOPOLOGY%CSWS%CSWS%BN_TEXOPCEN_1A%T1 | Bann - Kings Highway 69 kV | Line | CSWS.BANN.BN_TEXOPCEN_1A.CSWS.KINGS_HY.69.69 | 1 | BANN 2 69.000 | 508053 | KINGHWY2 69.000 | 508061 | 69
CSWS | TOPOLOGY%CSWS%CSWS%NBOST_BANN_1D%T1 | Bann - Lone Star Ordinance Tap 69 kV | Line | CSWS.BANN.NBOST_BANN_1D.CSWS.LONSTR_O.69.69 | 1 | BANN 2 69.000 | 508053 | LSORDTP2 69.000 | 508063 | 69
CSWS | TOPOLOGY%CSWS%CSWS%BANNBANN_11_1%A | Bann - Northwest Texarkana Bann Tap 138 kV | Line | CSWS.BANN.BANNBANN_11_1.CSWS.BANN_TAP.138.138 | 1 | BANN 4 138.00 | 508054 | NWT-BNT4 138.00 | 508070 | 138
CSWS | TOPOLOGY%CSWS%CSWS%BANN_WATLAN_1A%A | Bann - Red Springs Co Op 138 kV | Line | CSWS.BANN.BANN_WATLAN_1A.CSWS.RED_SPRG.138.138 | 1 | BANN 4 138.00 | 508054 | REDSPRG4 138.00 | 508075 | 138
CSWS | TOPOLOGY%CSWS%CSWS%BN_39TH_1A%A | Bann - Redlick 69 kV | Line | CSWS.BANN.BN_39TH_1A.CSWS.RED_LICK.69.69 | 1 | BANN 2 69.000 | 508053 | REDLICK2 69.000 | 508073 | 69
CSWS | TOPOLOGY%CSWS%CSWS%BANN_SETEXAR4%A | Bann - Southeast Texarkana 138 kV | Line | CSWS.SETEXAR4.BANN_SETEXAR4.CSWS.BANN.138.138 | 1 | BANN 4 138.00 | 508054 | SETEXAR4 138.00 | 508078 | 138
CSWS | TOPOLOGY%CSWS%CSWS%BARITTP_BARITE%A | Barite Road Tap - Barite Road 138 kV | Line | CSWS.BARIT_TP.BARITTP_BARITE.CSWS.BARITERD.138.138 | 1 | BARITE-RD 4 138.00 | 504379 | BARITERDTP 4138.00 | 507463 | 138
CSWS | TOPOLOGY%CSWS%CSWS%BARITTP_LOCKE%A | Barite Road Tap - Lockesburg Co-Op 138 kV | Line | CSWS.BARIT_TP.BARITTP_LOCKE.CSWS.LOCKE_RE.138.138 | 1 | LOCKSBRG 4 138.00 | 504123 | BARITERDTP 4138.00 | 507463 | 138
CSWS | TOPOLOGY%CSWS%CSWS%BARITTP_SDIERK%A | Barite Road Tap - South Dierks 138 kV | Line | CSWS.BARIT_TP.BARITTP_SDIERK.CSWS.S_DIERKS.138.138 |  | SDIERKS4 138.00 | 507433 | BARITERDTP 4138.00 | 507463 | 138
CSWS | TOPOLOGY%CSWS%CSWS%2097%A | Barnsdall Pump - Barnsdall Tap 138 kV | Line | CSWS.BARN_PMP.2097.CSWS.BARNS_TP.138.138 | 1 | BARNSAL4 138.00 | 510388 | BARNPMP4 138.00 | 510433 | 138
CSWS | TOPOLOGY%CSWS%CSWS%BPUMP_MOUND%A | Barnsdall Pump - Mound Road 138 kV | Line | CSWS.BARN_PMP.BPUMP_MOUND.CSWS.MOUND_RD.138.138 | 1 | MOUNDRD4 138.00 | 510395 | BARNPMP4 138.00 | 510433 | 138
CSWS | TOPOLOGY%CSWS%CSWS%2070A%T1 | Barnsdall Tap - Skiatook Water Pump Station 138 kV | Line | CSWS.SKIATOOK.2070A.CSWS.BARNS_TP.138.138 | 1 | SKIATOK4 138.00 | 509884 | BARNSAL4 138.00 | 510388 | 138
CSWS | TOPOLOGY%CSWS%CSWS%2088%A | Bartlesville Comanche - Bartlesville Southeast 138 kV | Line | CSWS.BART_SE.2088.CSWS.BART_COM.138.138 | 1 | BV-COM-4 138.00 | 510390 | BV-SE--4 138.00 | 510391 | 138
CSWS | TOPOLOGY%CSWS%CSWS%2089%A | Bartlesville Comanche - Bluestem 138 kV | Line | CSWS.BLUESTEM.2089.CSWS.BART_COM.138.138 | 1 | BV-COM-4 138.00 | 510390 | BLUESTM4 138.00 | 510394 | 138
CSWS | TOPOLOGY%CSWS%CSWS%2087%A | Bartlesville Comanche - Copan 69 kV | Line | CSWS.BART_COM.2087.CSWS.COPAN_S.69.69 | 1 | BV-COM-2 69.000 | 510389 | OMCOPAN2 69.000 | 529303 | 69
CSWS | TOPOLOGY%CSWS%CSWS%2090%A | Bartlesville Comanche - Mound Road 138 kV | Line | CSWS.MOUND_RD.2090.CSWS.BART_COM.138.138 | 1 | BV-COM-4 138.00 | 510390 | MOUNDRD4 138.00 | 510395 | 138
CSWS | TOPOLOGY%CSWS%CSWS%DEARING_2%A | Bartlesville North Co Op - Bartlesville Southeast 138 kV | Line | CSWS.BART_SE.DEARING_2.CSWS.DEWEY_TP.138.138 | 1 | NBVILLE4 138.00 | 510386 | BV-SE--4 138.00 | 510391 | 138
CSWS | TOPOLOGY%CSWS%CSWS%DEARING_1%A | Bartlesville North Co Op - Coffeyville Tap 138 kV | Line | CSWS.DEWEY_TP.DEARING_1.CSWS.COFFEYT4.138.138 | 1 | NBVILLE4 138.00 | 510386 | COFFEYT4 138.00 | 510422 | 138
CSWS | TOPOLOGY%CSWS%CSWS%2091%A | Bartlesville Southeast - Bluestem 138 kV | Line | CSWS.BLUESTEM.2091.CSWS.BART_SE.138.138 | 1 | BV-SE--4 138.00 | 510391 | BLUESTM4 138.00 | 510394 | 138
CSWS | TOPOLOGY%CSWS%CSWS%2093%A | Bartlesville Southeast - Nowata 138 kV | Line | CSWS.BART_SE.2093.CSWS.NOWATA.138.138 | 1 | BV-SE--4 138.00 | 510391 | NOWATA-4 138.00 | 510397 | 138
CSWS | TOPOLOGY%CSWS%CSWS%1_816A%A | Bartlesville Southeast - Rice Creek Co Op 138 kV | Line | CSWS.BART_SE.1_816A.CSWS.RICE_CRT.138.138 | 1 | RICE CK4 138.00 | 510385 | BV-SE--4 138.00 | 510391 | 138
CSWS | LINE%CURRENTLY%NOT%MODELED%IN%EMS | Bartons Chapel Co Op - Ben Wheeler Co Op 138 kV | Line | LINE.NOT.IN.EMS.CANT.999.999 | 1 | BENWHEL4 138.00 | 508362 | BARTONC4 138.00 | 509246 | 138
CSWS | TOPOLOGY%CSWS%CSWS%BARTON_WALTON%A | Bartons Chapel Co Op - Walton (Rayburn) 138 kV | Line | CSWS.BARTONC4.BARTON_WALTON.CSWS.WALTON4.138.138 | 1 | BARTONC4 138.00 | 509246 | WALTON 4 138.00 | 509256 | 138
CSWS | TOPOLOGY%CSWS%CSWS%BAYOUP_GRAVELP%A | Bayou Pierre - Gravel Point 69 kV | Line | CSWS.BAYOUP.BAYOUP_GRAVELP.CSWS.GRAVELP.69.69 | 1 | BAYOUP-2 69.000 | 509356 | GRAVELP2 69.000 | 509357 | 69
CSWS | TOPOLOGY%CSWS%CSWS%BEAN_CAPL%A | Bean - Caplis 138 kV | Line | CSWS.CAPLIS.BEAN_CAPL.CSWS.BEAN.138.138 | 1 | BEAN 4 138.00 | 507790 | CAPLIS 4 138.00 | 507791 | 138
CSWS | TOPOLOGY%CSWS%CSWS%PORT_BEAN%A | Bean - Port Robson 138 kV | Line | CSWS.PROBSON2.PORT_BEAN.CSWS.BEAN.138.138 | 1 | PROBSON4 138.00 | 507782 | BEAN 4 138.00 | 507790 | 138
CSWS | TOPOLOGY%SPA%SPA%BEAVER_EUREKA1%A | Beaver SPA - Eureka Springs 161 kV | Line | SPA.BEAVER1.BEAVER_EUREKA1.CSWS.EUREKASP.161.161 | 1 | BEAVER 5 161.00 | 505480 | EUREKA 5 161.00 | 506932 | 161
CSWS | TOPOLOGY%CSWS%CSWS%BEARCAT_BECKV%A | Beckville - Bearcat Tap 69 kV | Line | CSWS.BEAR_CAT.BEARCAT_BECKV.CSWS.BECKVILL.69.69 | 1 | BECKVIL2 69.000 | 509054 | BEARCATTP 269.000 | 509127 | 69
CSWS | TOPOLOGY%CSWS%CSWS%BECK_LAPAC_1A%T1 | Beckville - Lousiana Pacific 69 kV | Line | CSWS.BECKVILL.BECK_LAPAC_1A.CSWS.LA_PACIF.69.69 | 1 | BECKVIL2 69.000 | 509054 | LAPACIF2 69.000 | 509068 | 69
CSWS | TOPOLOGY%CSWS%CSWS%RHILL_BECKV_1A%A | Beckville - Rock Hill 69 kV | Line | CSWS.ROCKHIL.RHILL_BECKV_1A.CSWS.BECKVILL.69.69 | 1 | BECKVIL2 69.000 | 509054 | ROKHILL2 69.000 | 509082 | 69
CSWS | TOPOLOGY%CSWS%CSWS%SUPER_HOSST_1B%A | Belcher - Gilliam 69 kV | Line | CSWS.GILLIAM.SUPER_HOSST_1B.CSWS.BELCHER.69.69 | 1 | BELCHER2 69.000 | 508800 | GILLIAM2 69.000 | 508803 | 69
CSWS | TOPOLOGY%CSWS%CSWS%REDP_BELLV_1B%A | Bellevue - Dogwood Tap 69 kV | Line | CSWS.BELVU_FD.REDP_BELLV_1B.CSWS.DOGWOOD9.69.69 | 1 | BELLEVW2 69.000 | 507713 | DOGWODT2 69.000 | 507720 | 69
CSWS | TOPOLOGY%CSWS%CSWS%BENWHEL_KENSUL%A | Ben Wheeler Co Op - Kennedy Sullivan Co Op 138 kV | Line | CSWS.KENSULIV.BENWHEL_KENSUL.CSWS.BENWHEEL.138.138 | 1 | BENWHEL4 138.00 | 508362 | KENSULI4 138.00 | 508363 | 138
CSWS | TOPOLOGY%CSWS%CSWS%BENWHEL_STARR%A | Ben Wheeler Co Op - STAR Co Op 138 kV | Line | CSWS.BENWHEEL.BENWHEL_STARR.CSWS.STARR.138.138 | 1 | STARR 4 138.00 | 508361 | BENWHEL4 138.00 | 508362 | 138
CSWS | TOPOLOGY%CSWS%CSWS%749C%A | Bentonville C Street - Bentonville J Street 161 kV | Line | CSWS.BENT_SL5.749C.CSWS.BENTVJ_5.161.161 | 1 | BENTVJ_5 161.00 | 506962 | BENT_SL5 161.00 | 506963 | 161
CSWS | TOPOLOGY%CSWS%CSWS%ECENTROGER16_1%A | Bentonville C Street - East Centerton 161 kV | Line | CSWS.ECENTERT.ECENTROGER16_1.CSWS.BENT_SL5.161.161 | 1 | ECNTRTN5 161.00 | 506929 | BENT_SL5 161.00 | 506963 | 161
CSWS | TOPOLOGY%CSWS%CSWS%749BB%A | Bentonville J Street - Bentonville Moberly Lane 161 kV | Line | CSWS.BENTVJ_5.749BB.CSWS.BENTML5.161.161 | 1 | BENT ML5 161.00 | 506955 | BENTVJ_5 161.00 | 506962 | 161
CSWS | TOPOLOGY%CSWS%CSWS%749B%A | Bentonville Moberly Lane - Rogers West Co Op 161 kV | Line | CSWS.ROGERS_W.749B.CSWS.BENTML5.161.161 | 1 | WROGERS 5 161.00 | 504200 | BENT ML5 161.00 | 506955 | 161
CSWS | TOPOLOGY%CSWS%CSWS%ECENTROGER16_1%A | Bentonville Motley Rd - East Centerton 161 kV | Line | CSWS.BENT_SL5.ECENTROGER16_1.CSWS.ECENTERT161.161 | 1 | ECNTRTN5 161.00 | 506929 | BENT_SL5 161.00 | 506963 | 161
CSWS | TOPOLOGY%CSWS%CSWS%BEN279_GENTRYR%A | Bentonville Motley Rd - Gentry Co_Op 161 kV | Line | CSWS.GENTRYR5.BEN279_GENTRYR.CSWS.BEN279_5.161.161 | 1 | GENTRY 5 161.00 | 504201 | BEN279_5 161.00 | 506960 | 161
CSWS | TOPOLOGY%CSWS%CSWS%CENTTA_BENTN_1%A | Bentonville POD2 - Centerton Tap 69 kV | Line | CSWS.BENTNVL2.CENTTA_BENTN_1.CSWS.CENTTAP2.69.69 | 1 | BENTNVL2 69.000 | 506965 | CENTTAP2 69.000 | 506976 | 69
CSWS | TOPOLOGY%CSWS%CSWS%DIXIE3_BENTN_1%A | Bentonville POD2 - Dixieland 69 kV | Line | CSWS.DIXIE3.DIXIE3_BENTN_1.CSWS.BENTNVL2.69.69 | 1 | DIXLAND2 69.000 | 506925 | BENTNVL2 69.000 | 506965 | 69
CSWS | TOPOLOGY%CSWS%CSWS%CROCK_GRAPE_1A%A | Berea Co Op - Crockett 138 kV | Line |  | 1 | CROCKET4 138.00 | 509240 | BEREA 4 138.00 | 509321 | 138
CSWS | TOPOLOGY%WFEC%WFEC%81_835D%A | Bethel WFEC - Broken Bow 138 kV | Line | WFEC.BETHL_TP.81_835D.SPA.BRKN_BOW.138.138 | 1 | BRKN BW4 138.00 | 505614 | BETHEL 4 138.00 | 510928 | 138
CSWS | TOPOLOGY%WFEC%WFEC%81_835C%A | Bethel WFEC - Nashoba (WFEC) 138 kV | Line | WFEC.NASHOBA.81_835C.WFEC.BETHL_TP.138.138 | 1 | NASHOBA4 138.00 | 510927 | BETHEL 4 138.00 | 510928 | 138
CSWS | TOPOLOGY%CSWS%CSWS%PERD_HAWKIN_1B%A | Big Sandy - Hawkins 69 kV | Line | CSWS.HAWKINS.PERD_HAWKIN_1B.CSWS.BIGSAND2.69.69 | 1 | BIGSNDY2 69.000 | 508335 | HAWKINS2 69.000 | 508344 | 69
CSWS | TOPOLOGY%CSWS%CSWS%PERD_HAWKIN_1A%A | Big Sandy - Perdue 69 kV | Line | CSWS.BIGSAND2.PERD_HAWKIN_1A.CSWS.PERDUE.69.69 | 1 | BIGSNDY2 69.000 | 508335 | PERDUE 2 69.000 | 508350 | 69
CSWS | TOPOLOGY%CSWS%CSWS%2189%A | Binger - Binger Tap 69 kV | Line | CSWS.BING_TP.2189.CSWS.BINGER.69.69 | 1 | BINGER-2 69.000 | 511442 | BING-TP2 69.000 | 511443 | 69
CSWS | TOPOLOGY%CSWS%CSWS%BING_SW_ST69_1%A | Binger Tap - Southwestern Power Station 69 kV | Line | CSWS.SW_STA.BING_SW_ST69_1.CSWS.BING_TP.69.69 | 1 | BING-TP2 69.000 | 511443 | S.W.S.-2 69.000 | 511476 | 69
CSWS | TOPOLOGY%CSWS%CSWS%2103B%A | Bird Hollow - Jay 138 kV | Line | CSWS.JAY_CSW.2103B.CSWS.BIRDHOL4.138.138 | 1 | BIRDHOL4 138.00 | 510398 | JAY 4 138.00 | 510421 | 138
CSWS | TOPOLOGY%CSWS%CSWS%2103%A | Bird Hollow - Pryor Junction 138 kV | Line | CSWS.PRYOR_J.2103.CSWS.BIRDHOL4.138.138 | 1 | BIRDHOL4 138.00 | 510398 | PRY-JCT4 138.00 | 510419 | 138
CSWS | TOPOLOGY%CSWS%CSWS%1994%A | Bixby 111th - Broken Arrow 101st 138 kV | Line | CSWS.BIX_111.1994.CSWS.BA_101.138.138 | 1 | B111---4 138.00 | 509767 | BA101ST4 138.00 | 509768 | 138
CSWS | TOPOLOGY%CSWS%CSWS%1995%A | Bixby 111th - Kimberly Clark 138 kV | Line | CSWS.KIM_CLRK.1995.CSWS.BIX_111.138.138 | 1 | B111---4 138.00 | 509767 | KIMCLRK4 138.00 | 509845 | 138
CSWS | TOPOLOGY%CSWS%CSWS%TL_HOLLY_BLKAN%A | Black Ankle - Holly 138 kV | Line | CSWS.TL_BLKAN.TL_HOLLY_BLKAN.CSWS.TL_HOLLY.138.138 | 1 | HOLLY 4 138.00 | 509110 | BLKANKL4 138.00 | 509109 | 138
CSWS | TOPOLOGY%CSWS%CSWS%TL_BLKAN_PENDL%A | Black Ankle-Pendleton 138kV | Line | CSWS.TL_BLKAN.TL_BLKAN_PENDL.CSWS.TL_PENDL.138.138 | 1 | PENDLTN4 138.00 | 509108 | BLKANKL4 138.00 | 509109 | 138
CSWS | TOPOLOGY%CSWS%CSWS%2120%A | Blake Station - Hulah Co Op 69 kV | Line | CSWS.HULAH_TP.2120.CSWS.BLAKE.69.69 | 1 | HULAH 2 69.000 | 510381 | BLAKE--2 69.000 | 510414 | 69
CSWS | TOPOLOGY%CSWS%CSWS%823D%T1 | Blanchard - Blanchard Co Op (SEP) 69 kV | Line | CSWS.BLANCHA2.823D.CSWS.BLAN_REA.69.69 | 1 | BLANCH-2 69.000 | 508801 | BLANCHR2 69.000 | 508802 | 69
CSWS | TOPOLOGY%CSWS%CSWS%823E%T1 | Blanchard Co Op (SEP) - North Market 69 kV | Line | CSWS.BLAN_REA.823E.CSWS.NMARKET.69.69 | 1 | NMARKET2 69.000 | 507745 | BLANCHR2 69.000 | 508802 | 69
CSWS | TOPOLOGY%CSWS%CSWS%823%A | Blanchard - Lieberman 69 kV | Line | CSWS.LIEBERM.823.CSWS.BLANCHA2.69.69 | 1 | BLANCH-2 69.000 | 508801 | LIEBERM2 69.000 | 508805 | 69
CSWS | TOPOLOGY%CSWS%CSWS%MAUD1%T1 | Blanchard South - Cornville 138 kV | Line | CSWS.CORNVILL.MAUD1.CSWS.BLANCH_S.138.138 | 1 | CORNVIL4 138.00 | 511449 | BLANCHD4 138.00 | 511508 | 138
CSWS | TOPOLOGY%OKGE%OKGE%MAUD2%A | Blanchard South - Maud Tap 138 kV | Line | CSWS.BLANCH_S.MAUD2.OKGE.MAUD_TAP.138.138 | 1 | BLANCHD4 138.00 | 511508 | MAUD 4 138.00 | 515055 | 138
CSWS | TOPOLOGY%CO%CO%LINE%LN | Blocker Co Op - Blocker Tap 69 kV | Line | LINE.NOT.IN.EMS.CANT.999.999 | 1 | BLOCKER2 69.000 | 509053 | BLOCKRT2 69.000 | 509055 | 69
CSWS | TOPOLOGY%CSWS%CSWS%929%A | Blocker Tap - Marshall 69 kV | Line | CSWS.MARSHAL.929.CSWS.BLOCKER.69.69 | 1 | MARSHAL2 69.000 | 508556 | BLOCKRT2 69.000 | 509055 | 69
CSWS | TOPOLOGY%CSWS%CSWS%929A%T1 | Blocker Tap - Roseborough 69 kV | Line | CSWS.ROSEBOUR.929A.CSWS.BLOCKER.69.69 | 1 | BLOCKRT2 69.000 | 509055 | ROSBORO2 69.000 | 509085 | 69
CSWS | TOPOLOGY%CSWS%CSWS%TEXPL_BLOOM_1D%T1 | Bloomburg - IPC 69 kV | Line | CSWS.BLOOMBUR.TEXPL_BLOOM_1D.CSWS.I_PAPER.69.69 | 1 | BLOOMBG2 69.000 | 508055 | IPC TAP2 69.000 | 508058 | 69
CSWS | TOPOLOGY%CSWS%CSWS%BLOM_HOSTON_1A%A | Bloomburg - Rodessa 69 kV | Line | LINE.NOT.IN.EMS.CANT.999.999 | 1 | BLOOMBG2 69.000 | 508055 | RODESSA2 69.000 | 508814 | 69
CSWS | TOPOLOGY%CSWS%CSWS%2039A%A | Blue Circle Cement - Catoosa 69 kV | Line | CSWS.T_CEMENT.2039A.CSWS.CATOOSA.69.69 | 1 | BCIRCLE2 69.000 | 509794 | CATOOSA2 69.000 | 509799 | 69
CSWS | TOPOLOGY%CSWS%CSWS%2039%A | Blue Circle Cement - Dawson 69 kV | Line | CSWS.T_CEMENT.2039.CSWS.DAWSON.69.69 | 1 | DAWSON-2 69.000 | 509791 | BCIRCLE2 69.000 | 509794 | 69
CSWS | TOPOLOGY%EES%EES%DANVILL_APL_1A%A | Blue Mountain Co Op - Danville 161 kV | Line | CSWS.BLUE_MTN.DANVILL_APL_1A.EES.DANVL2.161.161 | 1 | 5DANVI 161.00 | 337902 | MAGZREC5 161.00 | 507195 | 161
CSWS | TOPOLOGY%CSWS%CSWS%DANVILL_APL_1B%A | Blue Mountain Co Op - North Magazine 161 kV | Line | CSWS.NMAGAZIN.DANVILL_APL_1B.CSWS.BLUE_MTN.161.161 | 1 | NMAGZIN5 161.00 | 507190 | MAGZREC5 161.00 | 507195 | 161
CSWS | TOPOLOGY%OKGE%OKGE%BLUEBELL%A | Bluebell - Prattville 138 kV | Line | CSWS.PRATTVL.BLUEBELL.OKGE.BLUEBELL.138.138 | 1 | PRATTV-4 138.00 | 509758 | BLUEBEL4 138.00 | 515242 | 138
CSWS | TOPOLOGY%CSWS%CSWS%838D%T1 | Bodcau - Red Point 138 kV | Line | CSWS.BODCAU.838D.CSWS.REDPOINT.138.138 | 1 | BODCAU 4 138.00 | 507715 | RDPOINT4 138.00 | 507751 | 138
CSWS | TOPOLOGY%CSWS%CSWS%838C%A | Bodcau - Whitehurst 138 kV | Line | CSWS.WHITEHU.838C.CSWS.BODCAU.138.138 | 1 | BODCAU 4 138.00 | 507715 | WHITEHS4 138.00 | 507769 | 138
CSWS | TOPOLOGY%CSWS%CSWS%BONANZA_OGE_1A%A | Bonanza - Bonanza Tap 161 kV | Line | CSWS.BONANZA.BONANZA_OGE_1A.OKGE.BONTP.161.161 | 1 | BONANZA5 161.00 | 507182 | BONANZT5 161.00 | 515261 | 161
CSWS | TOPOLOGY%CSWS%CSWS%BONANHACKE16_1%A | Bonanza - Hackett Co Op 161 kV | Line | CSWS.BONANZA.BONANHACKE16_1.CSWS.HACKETT.161.161 | 1 | HACKETT 5 161.00 | 504181 | BONANZA5 161.00 | 507182 | 161
CSWS | TOPOLOGY%CSWS%CSWS%BOON_WBOON_1A%A | Booneville - Booneville Co Op 69 kV | Line | CSWS.BOONVIL.BOON_WBOON_1A.CSWS.BOON_REA.69.69 | 1 | BOONEVIL 2 69.000 | 504172 | BOONVIL2 69.000 | 507183 | 69
CSWS | TOPOLOGY%CSWS%CSWS%743A%A | Booneville - Branch 69 kV | Line | OKGE.BRANCHOG.743A.CSWS.BOONVIL.69.69 | 1 | BOONVIL2 69.000 | 507183 | BRANCH 2 69.000 | 515313 | 69
CSWS | TOPOLOGY%CSWS%CSWS%BOON_WBOON_1B%A | Booneville Co Op - West Boonville 69 kV | Line | CSWS.WBOONVIL.BOON_WBOON_1B.CSWS.BOON_REA.69.69 | 1 | BOONEVIL 2 69.000 | 504172 | WBOONVL2 69.000 | 507198 | 69
CSWS | TOPOLOGY%CSWS%CSWS%823H%A | Bossier - Minden Road 69 kV | Line | CSWS.MINDENR.823H.CSWS.BOSSIER2.69.69 | 1 | MINDENR2 69.000 | 507744 | BOSSIER2 69.000 | 507773 | 69
CSWS | TOPOLOGY%CSWS%CSWS%823H%B | Bossier - Shed Road 69 kV | Line | CSWS.SHEDROAD.823H.CSWS.BOSSIER2.69.69 | 1 | SHEDRD 2 69.000 | 507756 | BOSSIER2 69.000 | 507773 | 69
CSWS | TOPOLOGY%CSWS%CSWS%BRADY_NMIN_1A%A | Brady Switch - Lake Hawkins | Line | CSWS.BRADY_SW.BRADY_NMIN_1A.CSWS.LAKE_HAW.138.138 | 1 | LHAWKIN4 138.00 | 508358 | EXXONM 4 138.00 | 508369 | 138
CSWS | TOPOLOGY%CSWS%CSWS%BRADY_PERDU_1A%A | Brady Switch - Perdue 138kV | Line | CSWS.PERDUE.BRADY_PERDU_1A.CSWS.BRADY_SW.138.138 | 1 | PERDUE 4 138.00 | 508351 | EXXONM 4 138.00 | 508369 | 138
CSWS | TOPOLOGY%OKGE%OKGE%NMAGAZI_OGE_1A%A | Branch - North Magazine 161 kV | Line | CSWS.NMAGAZIN.NMAGAZI_OGE_1A.OKGE.BRANCHOG.161.161 | 1 | NMAGZIN5 161.00 | 507190 | BRANCH 5 161.00 | 515316 | 161
CSWS | TOPOLOGY%CSWS%CSWS%828B%A | Broadmoor - Fern Street 69 kV | Line | CSWS.FERN.828B.CSWS.BROADMO.69.69 | 1 | BROADMR2 69.000 | 507716 | FERN 2 69.000 | 507724 | 69
CSWS | TOPOLOGY%CSWS%CSWS%828D%T1 | Broadmoor - Fort Humbug 69 kV | Line | CSWS.FORTHUM.828D.CSWS.BROADMO.69.69 | 1 | BROADMR2 69.000 | 507716 | FTHUMBG2 69.000 | 507730 | 69
CSWS | TOPOLOGY%CSWS%CSWS%ETOIL_BROADDUS%A | Broadus - Etoil 138 kV | Line | CSWS.ETOIL.ETOIL_BROADDUS.CSWS.BROADDUS.138.138 | 1 | 4BROADUS 138.00 | 334285 | 4ETOIL 138.00 | 334286 | 138
CSWS | TOPOLOGY%CSWS%CSWS%BROADDUS_PINEL%A | Broadus - Pineland 138 kV | Line | CSWS.BROADDUS.BROADDUS_PINEL.CSWS.PINELAND.138.138 | 1 | 4BROADUS 138.00 | 334285 | 4PINELND 138.00 | 334284 | 138
CSWS | TOPOLOGY%CSWS%CSWS%1965%A | Broken Arrow 101st - Broken Arrow 81St Street 138 kV | Line | CSWS.BA_101.1965.CSWS.BA_81.138.138 | 1 | BA81---4 138.00 | 509747 | BA101-N4 138.00 | 509769 | 138
CSWS | TOPOLOGY%CSWS%CSWS%1965A%A | Broken Arrow 101st - Oneta 138 138 kV | Line | CSWS.BA_101.1965A.CSWS.ONETA.138.138 | 1 | BA101ST4 138.00 | 509768 | ONETA--4 138.00 | 509806 | 138
CSWS | TOPOLOGY%CSWS%CSWS%1996%A | Broken Arrow 101st - Oneta 138 138 kV North | Line | CSWS.BA_101.1996.CSWS.ONETA.138.138 | 1 | BA101-N4 138.00 | 509769 | ONETA--4 138.00 | 509806 | 138
CSWS | TOPOLOGY%CSWS%CSWS%1966%A | Broken Arrow 81St Street - Ford Glass 138 kV | Line | CSWS.BA_81.1966.CSWS.FORD_GLS.138.138 | 1 | BA81---4 138.00 | 509747 | FORD---4 138.00 | 509772 | 138
CSWS | TOPOLOGY%CSWS%CSWS%BA_71_BA_NORTH%A | Broken Arrow North - Broken Arrow North & 71st St 138 kV | Line | CSWS.BA_NORTH.BA_71_BA_NORTH.CSWS.BA_71.138.138 | 1 | BA.NO-N4 138.00 | 509733 | BA_71ST4 138.00 | 509891 | 138
CSWS | TOPOLOGY%CO%CO%LINE%LN | Broken Arrow North - Broken Arrow North South Tap 138 kV | Line | LINE.NOT.IN.EMS.CANT.999.999 | 1 | BA.NO-S4 138.00 | 509721 | BA.N-ST4 138.00 | 509786 | 138
CSWS | TOPOLOGY%CSWS%CSWS%81_807B%A | Broken Arrow North - East 41st Street 138 kV | Line | CSWS.BA_NORTH.81_807B.CSWS.E_41_ST.138.138 | 1 | BA.NO-N4 138.00 | 509733 | E41ST_E4 138.00 | 509861 | 138
CSWS | TOPOLOGY%CSWS%CSWS%81_807B%A | Broken Arrow North - East 41st Street 138 kV Tap | Line | CSWS.E_41_ST.81_807B.CSWS.BA_NORTH.138.138 | 1 | BANNTAP4 138.00 | 509785 | E41ST_E4 138.00 | 509861 | 138
CSWS | TOPOLOGY%CSWS%CSWS%81_807A%A | Broken Arrow North - Mayo Road 138 kV | Line | CSWS.MAYO_RD.81_807A.CSWS.E_41_ST.138.138 | 1 | MAYO--S4 138.00 | 509780 | BANNTAP4 138.00 | 509785 | 138
CSWS | TOPOLOGY%CSWS%CSWS%ONETA_BA_71%A | Broken Arrow North & 71st Street - Oneta 138 kV | Line | CSWS.BA_71.ONETA_BA_71.CSWS.ONETA.138.138 | 1 | BA_71ST4 138.00 | 509891 | ONETA--4 138.00 | 509806 | 138
CSWS | TOPOLOGY%CSWS%CSWS%2022%A | Broken Arrow North South Tap - East 21st Street 138 kV | Line | CSWS.BA_NORTH.2022.CSWS.E_21_TP.138.138 | 1 | BA.N-ST4 138.00 | 509786 | LLANETP4 138.00 | 509804 | 138
CSWS | TOPOLOGY%CSWS%CSWS%2024%A | Broken Arrow North South Tap - Oneta 138 138 kV | Line | CSWS.BA_NORTH.2024.CSWS.ONETA.138.138 | 1 | BA.N-ST4 138.00 | 509786 | ONETA--4 138.00 | 509806 | 138
CSWS | TOPOLOGY%CSWS%CSWS%BANNTAP4_BA_71%A | Broken Arrow Tap - Broken Arrow 71st 138 kV | Line | CSWS.BANNTAP4.BANNTAP4_BA_71.CSWS.BA_71.138.138 |  | BANNTAP4 138.00 | 509785 | BA_71ST4 138.00 | 509891 | 138
CSWS | TOPOLOGY%CSWS%CSWS%BANNTAP4_E_41%A | Broken Arrow Tap - East 41st 138 kV | Line | CSWS.BANNTAP4.BANNTAP4_E_41.CSWS.E_41_ST.138.138 | 1 | BANNTAP4 138.00 | 509785 | E41ST_W4 138.00 | 509886 | 138
CSWS | TOPOLOGY%CSWS%CSWS%BANNTAP4_MAYO%A | Broken Arrow Tap - Mayo Road 138 kV | Line | CSWS.BANNTAP4.BANNTAP4_MAYO.CSWS.MAYO_RD.138.138 |  | BANNTAP4 138.00 | 509785 | MAYO--N4 138.00 | 509779 | 138
CSWS | TOPOLOGY%CO%CO%LINE%LN | Broken Arrow Water Plant - Broken Arrow Water Tap 69 kV | Line | LINE.NOT.IN.EMS.CANT.999.999 | 1 | BAWATER2 69.000 | 509717 | BAWATAP2 69.000 | 509718 | 69
CSWS | TOPOLOGY%CSWS%CSWS%2008A%A | Broken Arrow Water Tap - Coweta Tap 69 kV | Line | CSWS.BA_WATER.2008A.CSWS.COWETA_J.69.69 | 1 | BAWATAP2 69.000 | 509718 | COWETAP2 69.000 | 509781 | 69
CSWS | TOPOLOGY%CSWS%CSWS%2008B%A | Broken Arrow Water Tap - Tulsa Southeast 69 kV | Line | CSWS.BA_WATER.2008B.CSWS.TSE_NEW.69.69 | 1 | BAWATAP2 69.000 | 509718 | T.S.E.-2 69.000 | 509820 | 69
CSWS | TOPOLOGY%SPA%SPA%BROKEN_BOW%A | Broken Bow - Craig Junction 138 kV | Line | SPA.BRKN_BOW.BROKEN_BOW.CSWS.CRAIG_J.138.138 | 1 | BRKN BW4 138.00 | 505614 | CRAIGJT4 138.00 | 510890 | 138
CSWS | TOPOLOGY%CSWS%CSWS%2134%A | Broken Bow Tap - Craig Junction 138 kV | Line | CSWS.CRAIG_J.2134.CSWS.BBOW_TAP.138.138 | 1 | B.BOWTP4 138.00 | 510888 | CRAIGJT4 138.00 | 510890 | 138
CSWS | TOPOLOGY%CSWS%CSWS%2131%A | Broken Bow Tap - Idabel 138 kV | Line | CSWS.BBOW_TAP.2131.CSWS.IDABEL.138.138 | 1 | IDABEL-4 138.00 | 510886 | B.BOWTP4 138.00 | 510888 | 138
CSWS | TOPOLOGY%CSWS%CSWS%BRONSNT2_BRNSN%A | Bronson-Bronson Tap 69kV | Line | CSWS.BRONSNT2.BRONSNT2_BRNSN.CSWS.BRONSON2.69.69 | 1 | BRONSNT2 69.000 | 509104 | BRONSON2 69.000 | 509105 | 69
CSWS | TOPOLOGY%CSWS%CSWS%821C%T1 | Brooks - Edwards AEP 69 kV | Line | CSWS.EDWARDS.821C.CSWS.BROOKS.69.69 | 1 | BROOKS 2 69.000 | 507717 | EDWARDS2 69.000 | 507722 | 69
CSWS | TOPOLOGY%CSWS%CSWS%823G%A | Brownlee Road - Minden Road 69 kV | Line | CSWS.MINDENR.823G.CSWS.BROWNLE.69.69 | 1 | BROWNLE2 69.000 | 507718 | MINDENR2 69.000 | 507744 | 69
CSWS | TOPOLOGY%CSWS%CSWS%823F%A | Brownlee Road - North Market 69 kV | Line | CSWS.NMARKET.823F.CSWS.BROWNLE.69.69 | 1 | BROWNLE2 69.000 | 507718 | NMARKET2 69.000 | 507745 | 69
CSWS | TOPOLOGY%CSWS%CSWS%BRUSHCRK_LOWEL%A | Brush Creek - Lowell 161 kV | Line | CSWS.BRUSHCRK.BRUSHCRK_LOWEL.CSWS.LOWELL9.161.161 | 1 | LOWELL 5 161.00 | 506938 | BRUSHCRK 161.00 | 506991 | 161
CSWS | TOPOLOGY%CSWS%CSWS%TONTITN5_BRUSH%A | Brush Creek - Tonti Town 161 kV | Line | CSWS.TONTITN5.TONTITN5_BRUSH.CSWS.BRUSHCRK.161.161 | 1 | TONTITN5 161.00 | 506957 | BRUSHCRK 161.00 | 506991 | 161
CSWS | TOPOLOGY%CSWS%CSWS%NNBOS_WILKE_1C%A | Bryans Mill - Munz City Co OP 138 kV | Line | CSWS.BRYANS.NNBOS_WILKE_1C.CSWS.MUNZ_CTY.138.138 | 1 | BRYANML4 138.00 | 508056 | MUNZCTY4 138.00 | 508064 | 138
CSWS | TOPOLOGY%CSWS%CSWS%SWEET_ELKTAP%A | Buffalo Creek (ElkCityWind) - Sweetwater 230 kV | Line | CSWS.ELK_TAP.SWEET_ELKTAP.CSWS.SWEETWT6.230.230 | 1 | SWEETWT6 230.00 | 511541 | BUFFCK6 230.00 | 511542 | 230
CSWS | TOPOLOGY%CSWS%CSWS%NBOST_MTPLE_1C%A | Buford Survey - Cookville 69 kV | Line | CSWS.BUFORD.NBOST_MTPLE_1C.CSWS.COOKVILL.69.69 | 1 | BUFORDR2 69.000 | 508287 | COOKVTP2 69.000 | 508338 | 69
CSWS | TOPOLOGY%CSWS%CSWS%NBOST_MTPLE_1B%A | Buford Survey - Dekalb 69 kV | Line | CSWS.BUFORD.NBOST_MTPLE_1B.CSWS.DEKALB2.69.69 | 1 | BUFORDR2 69.000 | 508287 | DEKALB 2 69.000 | 508289 | 69
CSWS | TOPOLOGY%CSWS%CSWS%NBOST_MTPLE_1E%A | Buford Survey - Naples 69 kV | Line | CSWS.NAPLES.NBOST_MTPLE_1E.CSWS.BUFORD.69.69 | 1 | BUFORDR2 69.000 | 508287 | NAPLES 2 69.000 | 508307 | 69
CSWS | TOPOLOGY%CSWS%CSWS%BURGES_EBURGES%A | Burgess Co Op - Burgess Tap 138 kV | Line | CSWS.BURGESTP.BURGES_EBURGES.CSWS.EBURGESS.138.138 | 1 | BURGEST4 138.00 | 508357 | EBURGES4 138.00 | 508360 | 138
CSWS | TOPOLOGY%CSWS%CSWS%EBURGERS_STARR%A | Burgess Co Op - STAR Co Op 138 kV | Line | CSWS.EBURGESS.EBURGERS_STARR.CSWS.STARR.138.138 | 1 | EBURGES4 138.00 | 508360 | STARR 4 138.00 | 508361 | 138
CSWS | TOPOLOGY%CSWS%CSWS%BURGES_CANTNTP%A | Burgess Tap - Canton Tap Co Op 138 kV | Line | CSWS.BURGESTP.BURGES_CANTNTP.CSWS.CANTONTP.138.138 | 1 | BURGEST4 138.00 | 508357 | CANTONT4 138.00 | 509248 | 138
CSWS | TOPOLOGY%CSWS%CSWS%BURGES_SANDSPR%A | Burgess Tap - Sand Springs Co Op 138 kV | Line | CSWS.BURGESTP.BURGES_SANDSPR.CSWS.SAND_SPR.138.138 | 1 | BURGEST4 138.00 | 508357 | SANDSPR4 138.00 | 508367 | 138
CSWS | TOPOLOGY%CSWS%CSWS%5057%A | Cache - Lawton Airgas Tap 138 kV | Line | CSWS.CACHE.5057.CSWS.LAIRGST4.138.138 | 1 | CACHE4_ 138.00 | 511500 | LAIRGST4 138.00 | 511510 | 138
CSWS | TOPOLOGY%CSWS%CSWS%2175%A | Cache - Snyder 138 kV | Line | CSWS.SNYDER.2175.CSWS.CACHE.138.138 | 1 | SNYDER-4 138.00 | 511435 | CACHE4_ 138.00 | 511500 | 138
CSWS | TOPOLOGY%CSWS%CSWS%CALU_JDWARD_1A%A | Calumet - J.D. Ward Tap 69 kV | Line | CSWS.CTY_SERV.CALU_JDWARD_1A.CSWS.CALUMET.69.69 | 1 | CALUMT-2 69.000 | 507719 | WARDTP 2 69.000 | 507737 | 69
CSWS | TOPOLOGY%CSWS%CSWS%REDP_GETTY_1A%A | Calumet - Red Point 69 kV | Line | CSWS.CALUMET.REDP_GETTY_1A.CSWS.REDPOINT.69.69 | 1 | CALUMT-2 69.000 | 507719 | RDPOINT2 69.000 | 507750 | 69
CSWS | TOPOLOGY%CSWS%CSWS%CAMPCO_PETTY_1%A | Camp County Co Op - Petty 138 kV | Line | CSWS.CAMPCOR4.CAMPCO_PETTY_1.CSWS.PETTY.138.138 | 1 | CAMPCOR4 138.00 | 508286 | PETTY 4 138.00 | 508310 | 138
CSWS | TOPOLOGY%CSWS%CSWS%CAMPCO_PITTS_1%A | Camp County Co Op - Pittsburg (SEP) 138 kV | Line | CSWS.CAMPCOR4.CAMPCO_PITTS_1.CSWS.PITTSBU.138.138 | 1 | CAMPCOR4 138.00 | 508286 | PITTSB_4 138.00 | 508313 | 138
CSWS | TOPOLOGY%CSWS%CSWS%TLBEART_CAN_GA%A | Can. Nat. Gas - Tall Bear Tap 138 kV | Line | CSWS.TLBEART.TLBEART_CAN_GA.CSWS.CAN_GAS.138.138 | [5 empty] | 138
CSWS | TOPOLOGY%CSWS%CSWS%CAN_GAS_JENSN%A | Canadian Company NG - Jensen Road 138 kV | Line | CSWS.CAN_GAS.CAN_GAS_JENSN.OKGE.JENSN_RD.138.138 | 1 | CAN_GAS 138.00 | 503905 | JENSEN 4 138.00 | 514821 | 138
CSWS | TOPOLOGY%CSWS%CSWS%TALAWNDA_MCALE%A | Canadian River - McAlester City Tap 138 kV | Line | CSWS.CRIVRAEP.CANADN_MCAL.CSWS.MCALESTR.138.138 | 1 | C-RIVER4 138.00 | 510946 | MCALEST4 138.00 | 510908 | 138
CSWS | TOPOLOGY%OKGE%OKGE%PITTSB_CANDR%A | Canadian River - Pittsburg 345 kV | Line | OKGE.CND_RIVR.PITTSB_CANDR.CSWS.PITTSB9.345.345 | 1 | C-RIVER7 345.00 | 515422 | PITTSB-7 345.00 | 510907 | 345
CSWS | TOPOLOGY%CSWS%CSWS%CANTON_JACKSON%A | Canton (Rayburn) - Jackson (Rayburn) 138 kV | Line | CSWS.CANT_AEP.CANTON_JACKSON.CSWS.JACKSON4.138.138 | 1 | CANTON 4 138.00 | 509247 | JACKSON4 138.00 | 509253 | 138
CSWS | TOPOLOGY%CSWS%CSWS%CANTON_GLENPIN%A | Canton Tap Co Op - Glen Pine Co Op 138 kV | Line | CSWS.CANTONTP.CANTON_GLENPIN.CSWS.GLENPINE.138.138 | 1 | CANTONT4 138.00 | 509248 | GLENPIN4 138.00 | 509252 | 138
CSWS | TOPOLOGY%CSWS%CSWS%MCDADE_CAPLIS%A | Caplis - McDade 138 kV | Line | CSWS.CAPLIS.MCDADE_CAPLIS.CSWS.MCDADE.138.138 | 1 | CAPLIS 4 138.00 | 507791 | MCDADE 4 138.00 | 507741 | 138
CSWS | TOPOLOGY%WFEC%WFEC%PHAROAH%A | Carbon - Lone Oak 138 kV | Line | CSWS.LONE_OAK.PHAROAH.WFEC.CARBON4.138.138 | 1 | LONEOAK4 138.00 | 510897 | CARBON 4 138.00 | 520844 | 138
CSWS | TOPOLOGY%CSWS%CSWS%ESTELNE_CAREY2%A | Carey - Estelline 69 kV | Line | CSWS.CAREY2.ESTELNE_CAREY2.CSWS.ESTELNE.69.69 | 1 | ESTELNE2 69.000 | 512095 | CAREY 2 69.000 | 512096 | 69
CSWS | TOPOLOGY%CSWS%CSWS%DYESS_CARLYRD2%1 | Carly Road - Dyess 161 kV | Line | CSWS.DYESS.DYESS_CARLYRD2.CSWS.CARLYRD2.161.161 | 1 | CARLEYRD 5 161.00 | 504274 | DYESS 5 161.00 | 506927 | 161
CSWS | TOPOLOGY%CSWS%CSWS%CARLYRD2_VANAS%1 | Carly Road - Van Asche 161 kV | Line | CSWS.VANASCHE.CARLYRD2_VANAS.CSWS.CARLYRD2.161.161 | 1 | CARLEYRD 5 161.00 | 504274 | VANASCH5 161.00 | 506939 | 161
CSWS | TOPOLOGY%CSWS%CSWS%CRNGIHOBAR13_1%A | Carnegie South - Hobart Junction 138 kV | Line | CSWS.HOBART_J.CRNGIHOBAR13_1.CSWS.CRNGIE_S.138.138 | 1 | CARNEG-4 138.00 | 511445 | HOB-JCT4 138.00 | 511463 | 138
CSWS | TOPOLOGY%CSWS%CSWS%2195%A | Carnegie South - Southwestern Power Station 138 kV | Line | CSWS.SW_STA.2195.CSWS.CRNGIE_S.138.138 | 1 | CARNEG-4 138.00 | 511445 | S.W.S.-4 138.00 | 511477 | 138
CSWS | TOPOLOGY%CSWS%CSWS%1958%T1 | Carson - Carson North Tap 138 kV | Line | CSWS.CARSON_T.1958.CSWS.CARSON1.138.138 | 1 | CARSN-N4 138.00 | 509741 | CARSONT4 138.00 | 509865 | 138
CSWS | TOPOLOGY%CSWS%CSWS%1974%A | Carson - Kenosha 138 kV | Line | CSWS.KENCAR_T.1974.CSWS.KENOSHA2.138.138 | 1 | CARSN-S4 138.00 | 509756 | KENSH-W4 138.00 | 509777 | 138
CSWS | TOPOLOGY%CSWS%CSWS%1959%A | Carson North Tap - West Edison 138 kV | Line | CSWS.W_EDISON.1959.CSWS.CARSON_T.138.138 | 1 | W.ED.-W4 138.00 | 509832 | CARSONT4 138.00 | 509865 | 138
CSWS | TOPOLOGY%CSWS%CSWS%1978B%T1 | Carson North Tap - West Edison Tap 138 kV | Line | CSWS.EDISON_T.1978B.CSWS.CARSON_T.138.138 | 1 | WED-TAP4 138.00 | 509823 | CARSONT4 138.00 | 509865 | 138
CSWS | TOPOLOGY%CSWS%CSWS%1955%A | Carson - Tulsa Power Station 138 kV | Line | CSWS.KENCAR_T.1955.CSWS.TULSA_PS.138.138 | 1 | CARSN-S4 138.00 | 509756 | T.P.S.-4 138.00 | 509788 | 138
CSWS | TOPOLOGY%CSWS%CSWS%1976A%A | Carson - Union Avenue 138 kV | Line | CSWS.12_CAR_T.1976A.CSWS.UNION_RF.138.138 | 1 | UNIONAV4 138.00 | 509740 | CARSN-T4 138.00 | 509739 | 138
CSWS | TOPOLOGY%CSWS%CSWS%1976-A%A | Carson Center Tap - Sand Springs 138 138 kV | Line | CSWS.12_CAR_T.1976-A.CSWS.SAND_SPG.138.138 | 1 | CARSN-T4 138.00 | 509739 | S.S.---4 138.00 | 509815 | 138
CSWS | TOPOLOGY%CSWS%CSWS%1976A%A | Carson Center Tap - Union Avenue 138 kV | Line | CSWS.12_CAR_T.1976A.CSWS.UNION_RF.138.138 | 1 | CARSN-T4 138.00 | 509739 | UNIONAV4 138.00 | 509740 | 138
CSWS | TOPOLOGY%CSWS%CSWS%LAPAC_CARTH_1A%A | Carthage - Lousiana Pacific 69 kV | Line | CSWS.LA_PACIF.LAPAC_CARTH_1A.CSWS.CARTH_CS.69.69 | 1 | CARTHAG2 69.000 | 509056 | LAPACIF2 69.000 | 509068 | 69
CSWS | TOPOLOGY%CSWS%CSWS%CAR_MARVRAD_1A%A | Carthage - Murvaul Co OP 69 kV | Line | CSWS.MURVAUL.CAR_MARVRAD_1A.CSWS.CARTH_CS.69.69 | 1 | MURVAUL2 69.000 | 509049 | CARTHAG2 69.000 | 509056 | 69
CSWS | TOPOLOGY%CSWS%CSWS%RHILL_CARTH_1B%A | Carthage - Rock Hill 69 kV | Line | CSWS.CARTH_CS.RHILL_CARTH_1B.CSWS.PROSPECT.69.69 | 1 | CARTHAG2 69.000 | 509056 | ROKHILL2 69.000 | 509082 | 69
CSWS | TOPOLOGY%CSWS%CSWS%HULL_POD-CARTH%A | Carthage Connection Co Op - Hull Co OP 138 kV | Line | CSWS.CARTH_T.969A.CSWS.CARTH_C.138.138 | 1 | CARTPOD4 138.00 | 509057 | HULLTAP4 138.00 | 509099 | 138
CSWS | TOPOLOGY%CSWS%CSWS%ROCK_CARTH%A | Carthage Connection Co Op - New Prospect Co Op 138 kV | Line | CSWS.NEW_PROS.ROCK_CARTH.CSWS.CARTH_C.138.138 | 1 | CARTPOD4 138.00 | 509057 | NEWPROS4 138.00 | 509102 | 138
CSWS | TOPOLOGY%CSWS%CSWS%CARTH_T-HULLPD%A | Carthage Tap - Hull Co OP 138 kV | Line | CSWS.CARTH_C.969A.CSWS.CARTH_T.138.138 | 1 | CARTHGT4 138.00 | 509060 | HULLTAP4 138.00 | 509099 | 138
CSWS | TOPOLOGY%CSWS%CSWS%853%D | Carthage Tap - Logansport 138 kV | Line | CSWS.CARTH_T.853.CSWS.LOGANSP.138.138 | 1 | CARTHGT4 138.00 | 509060 | LOGANSP4 138.00 | 509071 | 138
CSWS | TOPOLOGY%CSWS%CSWS%971A%C | Carthage Tap - Tenaha 138 kV | Line | CSWS.TENAHA.971A.CSWS.CARTH_T.138.138 | 1 | CARTHGT4 138.00 | 509060 | TENAHA 4 138.00 | 509088 | 138
CSWS | TOPOLOGY%CSWS%CSWS%2025%A | Catoosa - Dawson 138 kV | Line | CSWS.DAW_ULC.2025.CSWS.CATOOSA.138.138 | 1 | DAWSN-N4 138.00 | 509787 | CATOOSA4 138.00 | 509790 | 138
CSWS | TOPOLOGY%CSWS%CSWS%81_838%A | Catoosa - East 21st Street Tap | Line | CSWS.CATOOSA.81_838.CSWS.E_21_TP.138.138 | 1 | CATOOSA4 138.00 | 509790 | LLANETP4 138.00 | 509804 | 138
CSWS | TOPOLOGY%CSWS%CSWS%1970%A | Catoosa - Inola Tap 138 kV | Line | CSWS.INOLA.1970.CSWS.CATOOSA.138.138 | 1 | INOLATP4 138.00 | 509752 | CATOOSA4 138.00 | 509790 | 138
CSWS | TOPOLOGY%CSWS%CSWS%2001%A | Catoosa - Lynn Lane Tap 138 kV | Line | CSWS.CATOOSA.2001.CSWS.LYNN_LAN.138.138 | 1 | LLAN ET4 138.00 | 509771 | CATOOSA4 138.00 | 509790 | 138
CSWS | TOPOLOGY%CSWS%CSWS%CATOOSA_OWAS88%A | Catoosa - Owasso 88th & Mingo 138 kV | Line | CSWS.OWASSO88.CATOOSA_OWAS88.CSWS.CATOOSA.138.138 | 1 | CATOOSA4 138.00 | 509790 | OWAS88_4 138.00 | 509887 | 138
CSWS | TOPOLOGY%CSWS%CSWS%2037%A | Catoosa - Port Of Catoosa Tap 138 kV | Line | CSWS.BIRD_TAP.2037.CSWS.CATOOSA.138.138 | 1 | CATOOSA4 138.00 | 509790 | PCATSAT4 138.00 | 509841 | 138
CSWS | TOPOLOGY%CSWS%CSWS%2035%A | Catoosa - Terra Nitrogen Tap 138 kV | Line | CSWS.AMC_TAP.2035.CSWS.CATOOSA.138.138 | 1 | CATOOSA4 138.00 | 509790 | TERNITP4 138.00 | 509835 | 138
CSWS | TOPOLOGY%CSWS%CSWS%CEDAR4_MABANK%A | Cedar (Rayburn) - Mabank (Rayburn) 138 kV | Line | CSWS.CEDAR4.CEDAR4_MABANK.CSWS.MABANK4.138.138 | 1 | CEDAR 4 138.00 | 509249 | MABANK 4 138.00 | 509254 | 138
CSWS | TOPOLOGY%CSWS%CSWS%CEDAR4_WALTON%A | Cedar (Rayburn) - Walton (Rayburn) 138 kV | Line | CSWS.WALTON4.CEDAR4_WALTON.CSWS.CEDAR4.138.138 | 1 | CEDAR 4 138.00 | 509249 | WALTON 4 138.00 | 509256 | 138
CSWS | TOPOLOGY%CSWS%CSWS%SS_LINWOOD_1B%A | Cedar Grove - Linwood 138 kV | Line | CSWS.LINWOOD2.SS_LINWOOD_1B.CSWS.CEDARGRO.138.138 | 1 | LINWOOD4 138.00 | 507738 | CEDARGR4 138.00 | 507771 | 138
CSWS | TOPOLOGY%CSWS%CSWS%SS_LINWOOD_1A%T1 | Cedar Grove - South Shreveport 138 kV | Line | CSWS.CEDARGRO.SS_LINWOOD_1A.CSWS.SSHREVE.138.138 | 1 | S SHV 4 138.00 | 507755 | CEDARGR4 138.00 | 507771 | 138
CSWS | TOPOLOGY%CSWS%CSWS%FIG_5_CEDAR%A | Cedarville Tap - Figure Five Co Op 69 kV | Line | CSWS.CEDARVIL.FIG_5_CEDAR.CSWS.FIGURE_5.69.69 | 1 | FIG_FIVE 2 69.000 | 504185 | CEDARTP2 69.000 | 506967 | 69
CSWS | TOPOLOGY%CSWS%CSWS%NVBI_STRCK_1%A | Cedarville Tap - Strickler 69 kV | Line | CSWS.STRICKLR.NVBI_STRCK_1.CSWS.CEDARVIL.69.69 | 1 | CEDARTP2 69.000 | 506967 | STRICKR2 69.000 | 506974 | 69
CSWS | TOPOLOGY%CSWS%CSWS%971%A | Center - Tenaha 138 kV | Line | CSWS.TENAHA.971.CSWS.CENTER9.138.138 | 1 | CENTER 4 138.00 | 509058 | TENAHA 4 138.00 | 509088 | 138
CSWS | TOPOLOGY%CSWS%CSWS%CENTER9_TL_CTR%A | Center CSWS - Center Switch 138 kV | Line | CSWS.CENTER9.CENTER9_TL_CTR.CSWS.TL_CNTR.138.138 | [5 empty] | 138
CSWS | TOPOLOGY%CSWS%CSWS%854A%B | Center CSWS - Joaquin Co-Op 138 kV | Line | CSWS.CENTER9.854A.CSWS.JOAQUIN.138.138 | 1 | CENTER 4 138.00 | 509058 | JOAQUIN4 138.00 | 509066 | 138
CSWS | TOPOLOGY%CSWS%CSWS%TL_CNTRN_CNTRS%A | Center North - Center South 138 kV | Line | CSWS.TL_CNTRS.TL_CNTRN_CNTRS.CSWS.TL_CNTRN.138.138 | 1 | CENTER 4 138.00 | 509058 | CENTRSO4 138.00 | 509121 | 138
CSWS | TOPOLOGY%CSWS%CSWS%TL_CNTR_CNTRN%A | Center North - Center Switch 138 kV | Line | CSWS.TL_CNTRN.TL_CNTR_CNTRN.CSWS.TL_CNTR.138.138 | 1 | CENTER 4 138.00 | 509058 | CENTRSO4 138.00 | 509121 | 138
CSWS | TOPOLOGY%CSWS%CSWS%TL_CNTRS_HILTP%A | Center South - Hilltop 138 kV | Line | CSWS.TL_HILTP.TL_CNTRS_HILTP.CSWS.TL_CNTRS.138.138 | 1 | HILLTOP4 138.00 | 509116 | CENTRSO4 138.00 | 509121 | 138
CSWS | TOPOLOGY%CSWS%CSWS%TL_CNTRS_TIMPS%A | Center South-Timpson 69kV | Line | CSWS.TL_TMPSN.TL_CNTRS_TIMPS.CSWS.TL_CNTRS.69.69 | 1 | TIMPSNA2 69.000 | 509176 | CENTRSO2 69.000 | 509122 | 69
CSWS | TOPOLOGY%CSWS%CSWS%CENTTAP_BENTON%A | Centerton - Centerton Tap 69 kV | Line | CSWS.CENTTAP2.CENTTAP_BENTON.CSWS.BENTON.69.69 | 1 | CENTRTN2 69.000 | 506952 | CENTTAP2 69.000 | 506976 | 69
CSWS | TOPOLOGY%CSWS%CSWS%ECENTERT_CENTE%A | Centerton - East Centergon 69 kV | Line | CSWS.ECENTERT.ECENTERT_CENTE.CSWS.CENTERT.69.69 | 1 | CENTERT 69.000 | 504008 | ECENT_1 2 69.000 | 504006 | 69
CSWS | TOPOLOGY%CSWS%CSWS%ECENT_CENTERTN%A | Centerton - East Centerton 161 kV | Line | CSWS.CENTRTN5.ECENT_CENTERTN.CSWS.ECENTERT.161.161 | 1 | ECNTRTN5 161.00 | 506929 | CENTRTN5 161.00 | 506952 | 161
CSWS | TOPOLOGY%CSWS%CSWS%SHIPE_CENTRTN%A | Centerton - Shipe Road 161 kV | Line | CSWS.CENTRTN5.SHIPE_CENTRTN.CSWS.SHIPE_RD.161.161 | 1 | CENTRTN5 161.00 | 506952 | SHIPERD5 161.00 | 506980 | 161
CSWS | TOPOLOGY%CSWS%CSWS%ECENTERT_CENTT%A | Centerton Tap - East Centerton 69 kV | Line | CSWS.ECENTERT.ECENTERT_CENTT.CSWS.CENTTAP2.69.69 | 1 | ECNTRTN2 69.000 | 506928 | CENTTAP2 69.000 | 506976 | 69
CSWS | TOPOLOGY%CSWS%CSWS%CTRLHEI4_SHADG%A | Central Heights - Shady Grove 138kV | Line | CSWS.CTRLHEI4.CTRLHEI4_SHADG.CSWS.SHADGRV4.138.138 | 1 | CTRLHEI4 138.00 | 509118 | SHADGRV4 138.00 | 509119 | 138
CSWS | TOPOLOGY%CSWS%CSWS%FITZE4_CTRLHEI%A | Central Heights - Tex-LA Fitze 138kV | Line | CSWS.FITZE4.FITZE4_CTRLHEI.CSWS.CTRLHEI4.138.138 | 1 | CTRLHEI4 138.00 | 509118 | FITZE 4 138.00 | 509123 | 138
CSWS | TOPOLOGY%CSWS%CSWS%CHAMB_FLCRK_1A%B | Chambers Spring - Bill Young Rd 161 kV | Line | CSWS.SILOPOD5.CHAMB_FLCRK_1A.CSWS.CHAMBERS.161.161 | 1 | SILOAMSP 5 161.00 | 504202 | CHAMSPR5 161.00 | 506944 | 161
CSWS | TOPOLOGY%CSWS%CSWS%CLRKSV_CHAMBE1%A | Chambers Spring - Clarksville 345 345 kV | Line | CSWS.CLRKSVLE.CLRKSV_CHAMBE1.CSWS.CHAMBERS.345.345 | 1 | CHAMSPR7 345.00 | 506945 | CLARKSV7 345.00 | 509745 | 345
CSWS | TOPOLOGY%CSWS%CSWS%CHAMB_SFAYE_1A%A | Chambers Spring - Farmington Co Op 161 kV | Line | CSWS.FARM_REA.CHAMB_SFAYE_1A.CSWS.CHAMBERS.161.161 | 1 | FARMNGTN 5 161.00 | 504020 | CHAMSPR5 161.00 | 506944 | 161
CSWS | TOPOLOGY%CSWS%CSWS%CHAMB_SILSPRNG%A | Chambers Spring - Siloam Springs 161 kV | Line | CSWS.CHAMBERS.CHAMB_SILSPRNG.CSWS.SILSPRNG.161.161 | 1 | CHAMSPR5 161.00 | 506944 | SILOAM 5 161.00 | 506948 | 161
CSWS | TOPOLOGY%CSWS%CSWS%CHAMB_DYESS_1A%B | Chambers Spring - Tontitown 161 kV | Line | CSWS.CHAMBERS.CHAMB_DYESS_1A.CSWS.TONTITN5.161.161 | 1 | CHAMSPR5 161.00 | 506944 | TONTITN5 161.00 | 506957 | 161
CSWS | TOPOLOGY%CSWS%CSWS%CHAMBERS_TONTI%A | Chambers Spring - Tontitown 345 kV | Line | CSWS.CHAMBERS.CHAMBERS_TONTI.CSWS.TONTITN5.345.345 | 1 | CHAMSPR7 345.00 | 506945 | TONTITN7 345.00 | 506959 | 345
CSWS | TOPOLOGY%CSWS%CSWS%960A%A | Chapel Hill Co Op - Petty 138 kV | Line | CSWS.PETTY.960A.CSWS.CHAPEL_H.138.138 | 1 | PETTY 4 138.00 | 508310 | CHAPELH4 138.00 | 508337 | 138
CSWS | TOPOLOGY%CSWS%CSWS%960B%T1 | Chapel Hill Co Op - Welsh Reserve Tap 138 kV | Line | CSWS.CHAPEL_H.960B.CSWS.WELSH.138.138 | 1 | CHAPELH4 138.00 | 508337 | WELSHRE4 138.00 | 508355 | 138
CSWS | TOPOLOGY%CSWS%CSWS%2099A%A | Chelsea - Hawthorne Pump 138 kV | Line | CSWS.HAWTHRNE.2099A.CSWS.CHELSEA.138.138 | 1 | CHELSA4 138.00 | 510410 | HAWTHRN4 138.00 | 510413 | 138
CSWS | TOPOLOGY%CSWS%CSWS%910A%A | Cherokee Connection Co Op - Knox Lee 138 kV | Line | CSWS.CHEROKE2.910A.CSWS.KNOXLEE.138.138 | 1 | KNOXLEE4 138.00 | 508548 | CHEROKE4 138.00 | 509059 | 138
CSWS | TOPOLOGY%CSWS%CSWS%910B%B | Cherokee Connection Co Op - Tatum 138 kV | Line | CSWS.CHEROKE2.910B.CSWS.TATUM.138.138 | 1 | CHEROKE4 138.00 | 509059 | TATUM 4 138.00 | 509087 | 138
CSWS | TOPOLOGY%CSWS%CSWS%2036A%A | Cherokee Data Center E Tp - Cherokee Industrial Park 138 kV | Line | CSWS.CID_TAP.2036A.CSWS.CHIPS.138.138 | [5 empty] | 138
CSWS | TOPOLOGY%CSWS%CSWS%CID_TAP_OWAS88%A | Cherokee Data Center East Tap - Owasso 88th & Mingo 138 kV | Line | CSWS.OWASSO88.CID_TAP_OWAS88.CSWS.CID_TAP.138.138 | 1 | CDC-ET 4 138.00 | 509839 | OWAS88_4 138.00 | 509887 | 138
CSWS | TOPOLOGY%CSWS%CSWS%2065%A | Cherokee Data Center East Tap - Tulsa North 138 138 kV | Line | CSWS.TULSA_NO.2065.CSWS.CID_TAP.138.138 | 1 | T.NO.--4 138.00 | 509817 | CDC-ET 4 138.00 | 509839 | 138
CSWS | TOPOLOGY%CSWS%CSWS%021B%A | Cherokee Data Center West Tap - Tulsa North 138 138 kV | Line | CSWS.TULSA_NO.021B.CSWS.WHIRL_TP.138.138 | 1 | T.NO.--4 138.00 | 509817 | CDC-WT 4 138.00 | 509842 | 138
CSWS | TOPOLOGY%CSWS%CSWS%2021A%T1 | Cherokee Data Center West Tap - Whirlpool 138 kV | Line | CSWS.WHIRL_TP.2021A.CSWS.WHIRL.138.138 | 1 | WHIRLPO4 138.00 | 509840 | CDC-WT 4 138.00 | 509842 | 138
CSWS | TOPOLOGY%CSWS%CSWS%2036B%A | Cherokee Industrial Park - Whirlpool 138 kV | Line | CSWS.CHIPS.2036B.CSWS.WHIRL.138.138 | 1 | CDC-WT 4 138.00 | 509842 | WHIRLPO4 138.00 | 509840 | 138
CSWS | TOPOLOGY%CSWS%CSWS%2206%A | Chickasha North 29th Street - Cornville 138 kV | Line | CSWS.CHICK_NO.2206.CSWS.CORNVILL.138.138 | 1 | CORNVIL4 138.00 | 511449 | N29CHIK4 138.00 | 511502 | 138
CSWS | TOPOLOGY%CSWS%CSWS%2248B%A | Chickasha North 29th Street - Verden Natural Gas 138 kV | Line | CSWS.CHICK_NO.2248B.CSWS.VERDEN4.138.138 | 1 | VERDEN 4 138.00 | 511421 | N29CHIK4 138.00 | 511502 | 138
CSWS | TOPOLOGY%CSWS%CSWS%2263A%A | Childress - Hollis Tap 138 kV | Line | CSWS.HOLT_CSW.2263A.CSWS.CHLD_SPP.138.138 | 1 | CHILD4WT 138.00 | 512101 | HOLTP4WT 138.00 | 512103 | 138
CSWS | TOPOLOGY%CSWS%CSWS%2263B%A | Childress - Lake Pauline 138 kV | Line | CSWS.PAUL_SPP.2263B.CSWS.CHLD_SPP.138.138 | 1 | CHILD4WT 138.00 | 512101 | LAKEP4WT 138.00 | 512110 | 138
CSWS | TOPOLOGY%CSWS%CSWS%CHIRENO4_ETOIL%A | Chireno - Etoil 138kV | Line | CSWS.CHIRENO4.CHIRENO4_ETOIL.CSWS.ETOIL.138.138 |  | CHIRENO4 138.00 | 509125 | 4ETOIL 138.00 | 334286 | 138
CSWS | TOPOLOGY%CSWS%CSWS%TL_HOLLY_CHIRE%A | Chireno-Holly 138kV | Line | CSWS.CHIRENO.TL_HOLLY_CHIRE.CSWS.TL_HOLLY.138.138 | 1 | HOLLY 4 138.00 | 509110 | CHIRENO4 138.00 | 509125 | 138
CSWS | TOPOLOGY%CSWS%CSWS%ELK-CITY_CHISH%A | Chisholm - Elk City 230 kV | Line | CSWS.ELK-CITY.ELK-CITY_CHISH.CSWS.CHISHOLM.230.230 | 1 | CHISHOLM6 230.00 | 511557 | ELKCITY6 230.00 | 511490 | 230
CSWS | TOPOLOGY%CSWS%CSWS%CHISHOLM_GRACE%A | Chisholm - Gracemont 345 kV | Line | CSWS.CHISHOLM.CHISHOLM_GRACE.OKGE.GRACMONT.345.345 | 1 | CHISHOLM7 345.00 | 511553 | GRACMNT7 345.00 | 515800 | 345
CSWS | TOPOLOGY%CSWS%CSWS%CHISHOLM_SWEET%A | Chisholm - Sweetwater 230 kV | Line | CSWS.CHISHOLM.CHISHOLM_SWEET.CSWS.SWEETWT6.230.230 | 1 | CHISHOLM6 230.00 | 511557 | SWEETWT6 230.00 | 511541 | 230
CSWS | TOPOLOGY%CSWS%CSWS%GRADY_CHOCBBAY%A | Chocotaw Box Bay - Grady 138 kV | Line | CSWS.CHOCBBAY.GRADY_CHOCBBAY.CSWS.GRADY.138.138 | 1 | GRADY 4 138.00 | 511560 | CHOCBAY4 138.00 |  | 138
CSWS | TOPOLOGY%CSWS%CSWS%1971B%A | Chouteau - Explorer Claremore Tap 138 kV | Line | CSWS.EXCLART4.1971B.CSWS.CHOUTEAU.138.138 | 1 | CHOUTEA4 138.00 | 510373 | EXCLART4 138.00 | 510401 | 138
CSWS | TOPOLOGY%CSWS%CSWS%2095%A | Chouteau - Hunt Tap 69 kV | Line | CSWS.HUNT_TP.2095.CSWS.CHOUTEAU.69.69 | 1 | CHOUTEA2 69.000 | 510393 | HUNTAP-2 69.000 | 510416 | 69
CSWS | TOPOLOGY%CSWS%CSWS%1971A%A | Chouteau - Inola Tap 138 kV | Line | CSWS.INOLA.1971A.CSWS.CHOUTEAU.138.138 | 1 | INOLATP4 138.00 | 509752 | CHOUTEA4 138.00 | 510373 | 138
CSWS | TOPOLOGY%CSWS%CSWS%2072A%A | Chouteau - Mazie Co Op 69 kV | Line | CSWS.MAZIE.2072A.CSWS.CHOUTEAU.69.69 | 1 | CHOUTEA2 69.000 | 510393 | MAZIE -2 69.000 | 510424 | 69
CSWS | TOPOLOGY%OKGE%OKGE%CIMARRON_138%A | Cimarron - Tuttle Conoco Tap 138 kV | Line | OKGE.CIMARRON.CIMARRON_138.CSWS.TUTL_CON.138.138 | 1 | TUTCONT4 138.00 | 511425 | CIMARON4 138.00 | 514898 | 138
CSWS | TOPOLOGY%CSWS%CSWS%2078%B | Claremore TransOK - Northeast Power Station 138 138 kV | Line | CSWS.NE_GAS.2078.CSWS.CLARTOK4.138.138 | 1 | CLARTOK4 138.00 | 509864 | N.E.S.-4 138.00 | 510396 | 138
CSWS | TOPOLOGY%CSWS%CSWS%2078%A | Claremore TransOK - Verdigris Tap 138 kV | Line | CSWS.VERD_TAP.2078.CSWS.CLARTOK4.138.138 | 1 | VERDIGS4 138.00 | 509854 | CLARTOK4 138.00 | 509864 | 138
CSWS | TOPOLOGY%CSWS%CSWS%CLARDO_CLARREA%A | Clarendon - Clarendon Co Op 69 kV | Line | CSWS.CLARREA.CLARDO_CLARREA.CSWS.CLARDON2.69.69 | 1 | CLARDON2 69.000 | 512089 | CLARREC2 69.000 | 512090 | 69
CSWS | TOPOLOGY%CSWS%CSWS%CLARREA_HEDLEY%A | Clarendon Co Op - Hedley 69 kV | Line | CSWS.HEDLEY.CLARREA_HEDLEY.CSWS.CLARREA.69.69 | 1 | CLARREC2 69.000 | 512090 | HEDLEY 2 69.000 | 512091 | 69
CSWS | TOPOLOGY%CSWS%CSWS%CLAR_GREGGT_1A%T1 | Clarksville - Nettleton Tap 69 kV | Line | CSWS.MIDV_LON.CLAR_GREGGT_1A.CSWS.CLARKSVI.69.69 | 1 | CLARKSV2 69.000 | 508540 | NETTLTP2 69.000 | 508559 | 69
CSWS | TOPOLOGY%CSWS%CSWS%888%A | Clarksville - Perdue 69 kV #1 | Line | CSWS.CLARKSVI.888.CSWS.PERDUE.69.69 | 1 | PERDUE 2 69.000 | 508350 | CLARKSV2 69.000 | 508540 | 69
CSWS | TOPOLOGY%CSWS%CSWS%889%A | Clarksville - Perdue 69 kV #2 | Line | CSWS.CLARKSVI.889.CSWS.PERDUE.69.69 | 2 | PERDUE 2 69.000 | 508350 | CLARKSV2 69.000 | 508540 | 69
CSWS | TOPOLOGY%CSWS%CSWS%CLAR_SABINE_1A%A | Clarksville - Service Pipeline Tap 69 kV | Line | CSWS.SERVICEP.CLAR_SABINE_1A.CSWS.CLARKSVI.69.69 | 1 | CLARKSV2 69.000 | 508540 | SPIPETP2 69.000 | 508573 | 69
CSWS | TOPOLOGY%OKGE%OKGE%MUSKOGEE%A | Clarksville 345 - Muskogee 345 kV | Line | CSWS.CLRKSVLE.MUSKOGEE.OKGE.MUSKOGEE.345.345 | 1 | CLARKSV7 345.00 | 509745 | MUSKOGE7 345.00 | 515224 | 345
CSWS | TOPOLOGY%CSWS%CSWS%CLRKSV_ONETA_1%A | Clarksville 345 - Oneta 345 345 kV | Line | CSWS.CLRKSVLE.CLRKSV_ONETA_1.CSWS.ONETA.345.345 | 1 | CLARKSV7 345.00 | 509745 | ONETA--7 345.00 | 509807 | 345
CSWS | TOPOLOGY%CSWS%CSWS%81_835B%A | Clayton - Nashoba (WFEC) 138 kV | Line | WFEC.NASHOBA.81_835B.CSWS.CLAYTON.138.138 | 1 | CLAYTON4 138.00 | 510919 | NASHOBA4 138.00 | 510927 | 138
CSWS | TOPOLOGY%CSWS%CSWS%81_835A%A | Clayton - Sardis (WFEC) 138 kV | Line | WFEC.SARDIS.81_835A.CSWS.CLAYTON.138.138 | 1 | CLAYTON4 138.00 | 510919 | SARDIS 4 138.00 | 510926 | 138
CSWS | TOPOLOGY%GRDA%GRDA%CLEVELAND%A | Cleveland - Tulsa North 345 kV | Line | CSWS.TULSA_NO.CLEVELAND.GRDA.CLEVLND7.345.345 | 1 | T.NO.--7 345.00 | 509852 | CLEVLND7 345.00 | 512694 | 345
CSWS | TOPOLOGY%CSWS%CSWS%2199%A | Clinton City - Foss Water Plant Tap 69 kV | Line | CSWS.FOSS_WTR.2199.CSWS.CLINT_CY.69.69 | 1 | CL-CITY2 69.000 | 511447 | FOSSTAP2 69.000 | 511522 | 69
CSWS | TOPOLOGY%CSWS%CSWS%2198%A | Clinton City - Thomas Tap 69 kV | Line | CSWS.THOMAS_T.2198.CSWS.CLINT_CY.69.69 | 1 | CL-CITY2 69.000 | 511447 | THOMAST2 69.000 | 511517 | 69
CSWS | TOPOLOGY%CSWS%CSWS%2256%A | Clinton Junction - Clinton Natural Gas Tap 138 kV | Line | CSWS.CLINT_J.2256.CSWS.CLINT_CO.138.138 | 1 | CLINTJC4 138.00 | 511485 | CL-NGTP4 138.00 | 511534 | 138
CSWS | TOPOLOGY%CSWS%CSWS%CLINTON_JCT%A | Clinton Junction - Clinton WFEC 138 kV | Line | WFEC.CLINTON4.CLINTON_JCT.CSWS.CLINT_J.138.138 | 1 | CLINTJC4 138.00 | 511485 | CLINTON4 138.00 | 520856 | 138
CSWS | TOPOLOGY%CSWS%CSWS%2221%A | Clinton Junction - Elk City AEP 138 kV | Line | CSWS.ELK-CITY.2221.CSWS.CLINT_J.138.138 | 1 | ELKCTY-4 138.00 | 511458 | CLINTJC4 138.00 | 511485 | 138
CSWS | TOPOLOGY%CSWS%CSWS%2199A%T1 | Clinton Junction - Foss Water Plant Tap 69 kV | Line | CSWS.CLINT_J.2199A.CSWS.FOSS_WTR.69.69 | 1 | CLINTJC2 69.000 | 511484 | FOSSTAP2 69.000 | 511522 | 69
CSWS | TOPOLOGY%CSWS%CSWS%2256%A | Clinton Natural Gas - Clinton Natural Gas Tap 138 kV | Line | LINE.NOT.IN.EMS.CANT.999.999 | 1 | CLIN-NG4 138.00 | 511533 | CL-NGTP4 138.00 | 511534 | 138
CSWS | TOPOLOGY%CSWS%CSWS%81-506C%A | Clinton Natural Gas Tap - Weatherford Wind Farm 138 kV | Line | CSWS.WFRDT.81-506C.CSWS.CLINT_CO.138.138 | 1 | WTH WF 4 138.00 | 511506 | CL-NGTP4 138.00 | 511534 | 138
CSWS | TOPOLOGY%CSWS%CSWS%CLIN_ELK-C13_1%A | Clinton Sherman Air Force Base - Elk City AEP 138 kV | Line | CSWS.CLIN_AFB.CLIN_ELK-C13_1.CSWS.ELK-CITY.138.138 | 1 | CL-AFTP4 138.00 | 511446 | ELKCTY-4 138.00 | 511458 | 138
CSWS | TOPOLOGY%CSWS%CSWS%2197%A | Clinton Sherman Air Force Base - Hobart Junction 138 kV | Line | CSWS.CLIN_AFB.2197.CSWS.HOBART_J.138.138 | 1 | CL-AFTP4 138.00 | 511446 | HOB-JCT4 138.00 | 511463 | 138
CSWS | TOPOLOGY%CSWS%CSWS%EXPCOL_EXPCO_1%A | Coalgate Explorer - Coalgate Explorer Tap 138 kV | Line | CSWS.EXPCOLG4.EXPCOL_EXPCO_1.CSWS.EXPCOLT4.138.138 | 1 | EXPCOLT4 138.00 | 510935 | EXPCOLG4 138.00 | 510936 | 138
CSWS | TOPOLOGY%CSWS%CSWS%ALLENN_EXPCO_1%A | Coalgate Explorer Tap - TransOK Allen 138 kV | Line | CSWS.EXPCOLT4.ALLENN_EXPCO_1.CSWS.ALLENNG4.138.138 | 1 | ALLENNG4 138.00 | 510863 | EXPCOLT4 138.00 | 510935 | 138
CSWS | TOPOLOGY%CSWS%CSWS%ALLENG_EXPCO_1%A | Coalgate Explorer Tap - TransOK Allen 138 kV T | Line | CSWS.EXPCOLT4.ALLENG_EXPCO_1.CSWS.ALLENGT4.138.138 | 1 | ALLENGT4 138.00 | 510881 | EXPCOLT4 138.00 | 510935 | 138
CSWS | TOPOLOGY%CSWS%CSWS%COALGATE%A | Coalgate Pump Station - Coalgate Tap 138 kV | Line | CSWS.COALGAT4.COALGATE.CSWS.COAL_TAP.138.138 | 1 | COALGAT4 138.00 | 510862 | COALGTP4 138.00 | 510880 | 138
CSWS | TOPOLOGY%CSWS%CSWS%2133A%A | Coalgate Tap - Lehigh 138 kV | Line | CSWS.COAL_TAP.2133A.CSWS.LEHIGH.138.138 | 1 | COALGTP4 138.00 | 510880 | LEHIGH-4 138.00 | 510895 | 138
CSWS | TOPOLOGY%CSWS%CSWS%COAL_T_ALLEN_1%A | Coalgate Tap - TransOK Allen 138 kV | Line | CSWS.COAL_TAP.COAL_T_ALLEN_1.CSWS.ALLENGT4.138.138 | 1 | COALGTP4 138.00 | 510880 | ALLENGT4 138.00 | 510881 | 138
CSWS | TOPOLOGY%CSWS%CSWS%JACKSV_COFFEE%A | Coffee Co Op - Jacksonville 138 kV | Line | CSWS.COFFEE.JACKSV_COFFEE.CSWS.JACKSONV.138.138 | 1 | JACKSNV4 138.00 | 509242 | COFFEE 4 138.00 | 509250 | 138
CSWS | TOPOLOGY%CSWS%CSWS%COFFEE_NEWYORK%A | Coffee Co Op - New York Co Op 138 kV | Line | CSWS.COFFEE.COFFEE_NEWYORK.CSWS.NEWYORK.138.138 | 1 | COFFEE 4 138.00 | 509250 | NEWYORK4 138.00 | 509255 | 138
CSWS | TOPOLOGY%GRDA%GRDA%81_564%A | Coffeyville Farmland - Delaware 345 138 kV | Line | CSWS.COFFEYVL.81_564.CSWS.DELAWARE.138.138 | 1 | DELWARE4 138.00 | 510379 | FARML 4 138.00 | 512734 | 138
CSWS | TOPOLOGY%GRDA%GRDA%81-826B%A | Coffeyville Farmland - South Coffeyville 138 kV | Line | GRDA.COFFEYGR.81-826B.CSWS.S_COFFEY.138.138 | 1 | SCOFCTY4 138.00 | 510378 | FARML 4 138.00 | 512734 | 138
CSWS | TOPOLOGY%CSWS%CSWS%10324%A | Coffeyville Tap - Dearing 138 kV | Line | WR.DEAR.10324.CSWS.COFFEYT4.138.138 | 1 | COFFEYT4 138.00 | 510422 | DEARING4 138.00 | 533002 | 138
CSWS | TOPOLOGY%CSWS%CSWS%81-826A%A | Coffeyville Tap - South Coffeyville 138 kV | Line | CSWS.COFFEYVL.81-826A.CSWS.S_COFFEY.138.138 | 1 | SCOFCTY4 138.00 | 510378 | COFFEYT4 138.00 | 510422 | 138
CSWS | TOPOLOGY%CSWS%CSWS%COGEN_RSPS_1%A | Cogentrix - Riverside Station 345 kV | Line | CSWS.JENKS.COGEN_RSPS_1.CSWS.RIVRSIDE.345.345 | 1 | R.S.S.-7 345.00 | 509782 | COGENT 7 345.00 | 509834 | 345
CSWS | TOPOLOGY%WFEC%WFEC%TRANS_SERVCE%A | Comanche - Comanche Tap (OMPA) 69 kV | Line | CSWS.WFEC_TS.TRANS_SERVCE.WFEC.COMANCH2.69.69 | 1 | COM-TAP2 69.000 | 511498 | COMANCH2 69.000 | 520863 | 69
CSWS | TOPOLOGY%CSWS%CSWS%TEXPUM_COMANCH%A | Comanche - Comanche Texas Pump Tap 69 kV | Line | CSWS.TEXPUMTP.TEXPUM_COMANCH.WFEC.COMANCH2.69.69 | 1 | TEXPUMT2 69.000 | 511478 | COMANCH2 69.000 | 520863 | 69
CSWS | TOPOLOGY%CSWS%CSWS%COMANLAW_E13_2%A | Comanche Station - Comanche Tap 138 kV | Line | CSWS.COMANCHE.COMANLAW_E13_2.CSWS.COMMTAP4.138.138 | 1 | COMANC-4 138.00 | 511437 | COMMTAP4 138.00 | 511494 | 138
CSWS | TOPOLOGY%CSWS%CSWS%81_585%A | Comanche Station - Lawton 112th street & West Gore 138 kV | Line | CSWS.COMANCHE.81_585.CSWS.112_WGOR.138.138 | 1 | COMANC-4 138.00 | 511437 | 112GORE4 138.00 | 511488 | 138
CSWS | TOPOLOGY%CSWS%CSWS%2170C%T1 | Comanche Station - Lawton Disposal Tap 69 kV | Line | CSWS.LAW_DSPL.2170C.CSWS.COMANCHE.69.69 | 1 | COMANC-2 69.000 | 511436 | L-DISTP2 69.000 | 511524 | 69
CSWS | TOPOLOGY%CSWS%CSWS%COMANLAW_E13_1%A | Comanche Station - Lawton Eastside 138 kV | Line | CSWS.LAW_ES.COMANLAW_E13_1.CSWS.COMANCHE.138.138 | 1 | COMANC-4 138.00 | 511437 | L.E.S.-4 138.00 | 511467 | 138
CSWS | TOPOLOGY%CSWS%CSWS%2176%A | Comanche Station - Lawton Eastside 69 kV | Line | CSWS.LAW_ES.2176.CSWS.COMANCHE.69.69 | 1 | COMANC-2 69.000 | 511436 | L.E.S.-2 69.000 | 511466 | 69
CSWS | TOPOLOGY%CSWS%CSWS%2240%A | Comanche Tap - Duncan Bois D`Arc (OMPA) 138 kV | Line | CSWS.COMMTAP4.2240.CSWS.BOIS_TAP.138.138 | 1 | COMMTAP4 138.00 | 511494 | OMDUNCN4 138.00 | 529304 | 138
CSWS | TOPOLOGY%CSWS%CSWS%81_840%A | Comanche Tap - Lawton Eastside 138 kV | Line | CSWS.LAW_ES.81_840.CSWS.COMMTAP4.138.138 | 1 | L.E.S.-4 138.00 | 511467 | COMMTAP4 138.00 | 511494 | 138
CSWS | TOPOLOGY%CSWS%CSWS%TOSCO_WFEC_TS%A | Comanche Tap (OMPA) - Duncan TOSCO 69 kV | Line | CSWS.DUNCTOST.TOSCO_WFEC_TS.CSWS.WFEC_TS.69.69 |  | COM-TAP2 69.000 | 511498 | TOSCO--2 69.000 | 511457 | 69
CSWS | TOPOLOGY%CSWS%CSWS%TEXPUM_TEXPTP%A | Comanche Texas Pump - Comanche Texas Pump Tap 69 kV | Line | CSWS.TEXPUMTP.TEXPUM_TEXPTP.CSWS.TEX-PUP2.69.69 | 1 | TEXPUMT2 69.000 | 511478 | TEX-PUP2 69.000 | 511528 | 69
CSWS | TOPOLOGY%CSWS%CSWS%TXPUM_LAWLIFT%A | Comanche Texas Pump Tap - Waurika Relift station Tap 69 kV | Line | CSWS.TEXPUMTP.TXPUM_LAWLIFT.CSWS.WLIFTP2.69.69 | 1 | TEXPUMT2 69.000 | 511478 | W-LIFTP2 69.000 | 511529 | 69
CSWS | TOPOLOGY%CSWS%CSWS%NBOST_MTPLE_1D%A | Cookville - Mt. Pleasant 69 kV | Line | CSWS.MTPLEAS.NBOST_MTPLE_1D.CSWS.COOKVILL.69.69 | 1 | MTPLEAS2 69.000 | 508305 | COOKVTP2 69.000 | 508338 | 69
CSWS | TOPOLOGY%CSWS%CSWS%2120B%A | Copan - Hulah Co Op 69 kV | Line | CSWS.HULAH_TP.2120B.CSWS.COPAN_S.69.69 | 1 | HULAH 2 69.000 | 510381 | OMCOPAN2 69.000 | 529303 | 69
CSWS | TOPOLOGY%CSWS%CSWS%CORNVILLE%A | Cornville - Cornville Tap 138 kV | Line | WFEC.CORNTP4.CORNVILLE.CSWS.CORNVILL.138.138 | 1 | CORNVIL4 138.00 | 511449 | CORN TP4 138.00 | 520867 | 138
CSWS | TOPOLOGY%CSWS%CSWS%2209%A | Cornville - Cyril 69 kV | Line | CSWS.CORNVILL.2209.CSWS.CYRIL.69.69 | 1 | CORNVIL2 69.000 | 511450 | CYRIL--2 69.000 | 511451 | 69
CSWS | TOPOLOGY%CSWS%CSWS%2205%A | Cornville - Leonard 138 kV | Line | CSWS.LEONARD.2205.CSWS.CORNVILL.138.138 | 1 | CORNVIL4 138.00 | 511449 | LEONARD 138.00 | 511563 | 138
CSWS | TOPOLOGY%CSWS%CSWS%2204%A | Cornville - Norge Road 138 kV | Line | CSWS.NORGE_RD.2204.CSWS.CORNVILL.138.138 | 1 | CORNVIL4 138.00 | 511449 | NORGE--4 138.00 | 511483 | 138
CSWS | TOPOLOGY%CSWS%CSWS%CORN_RUSHNG%A | Cornville - Santa Fe 138kV | Line | CSWS.SANTAFE4.CORN_RUSHNG.CSWS.CORNVILL.138.138 | 1 | CORNVIL4 138.00 | 511449 | RUSHNGT4 138.00 | 511492 | 138
CSWS | TOPOLOGY%CSWS%CSWS%2205%A | Cornville - Tuttle 138 kV | Line | CSWS.TUTL_CTY.2205.CSWS.CORNVILL.138.138 | 1 | CORNVIL4 138.00 | 511449 | TUTTLE4 138.00 | 511501 | 138
CSWS | TOPOLOGY%CSWS%CSWS%MENAREC2_COVE%A | Cove - Mena Co Op 69 kV | Line | CSWS.COVE.MENAREC2_COVE.CSWS.MENAREC2.69.69 | 1 | MENA 2 69.000 | 504380 | COVEREC2 69.000 | 507404 | 69
CSWS | TOPOLOGY%CSWS%CSWS%DEQ_MENA_1B%T1 | Cove - Wickes Co Op 69 kV | Line | CSWS.WICKS.DEQ_MENA_1B.CSWS.COVE.69.69 | 1 | COVEREC2 69.000 | 507404 | WICKES 2 69.000 | 507417 | 69
CSWS | TOPOLOGY%CSWS%CSWS%66-106A%A | Coweta Junction - Coweta Tap 69 kV | Line | CSWS.COWETA_J.1.CSWS.COWETA_J.69.69 | 1 | COWETA 2 69.000 | 509719 | COWETAP2 69.000 | 509781 | 69
CSWS | TOPOLOGY%CSWS%CSWS%2008%A | Coweta Tap - Wagoner 69 kV | Line | CSWS.COWETA_J.2008.CSWS.WAGONER.69.69 | 1 | COWETAP2 69.000 | 509781 | WAGONER2 69.000 | 509819 | 69
CSWS | TOPOLOGY%GRDA%GRDA%COWSKIN_GRDAB2%A | Cowskin - Grove 138 kV | Line | GRDA.GROVE_GR.A.AECI.COWSKIN.138.138 | 1 | COWSKIN 138.00 | 512719 | GROVE 4 138.00 | 510402 | 138
CSWS | TOPOLOGY%CSWS%CSWS%755%A | Craig Junction - Dequeen 138 kV | Line | CSWS.DEQUEEN.755.CSWS.CRAIG_J.138.138 | 1 | DEQUEEN4 138.00 | 507419 | CRAIGJT4 138.00 | 510890 | 138
CSWS | TOPOLOGY%CSWS%CSWS%CRAIG_WFEC%A | Craig Junction - Mountain River 138 kV | Line | WFEC.MTRIVER4.CRAIG_WFEC.CSWS.CRAIG_J.138.138 | 1 | CRAIGJT4 138.00 | 510890 | MTRIVER4 138.00 | 521004 | 138
CSWS | TOPOLOGY%EES%EES%CROC10_GRIMES7%A | Crockett - Grimes 345 kV | Line | CSWS.CROCKETT.CROC10_GRIMES7.EES.GRI.345.345 | 1 | 7GRIMES% 345.00 | 334028 | CROCKET7 345.00 | 509241 | 345
CSWS | TOPOLOGY%CSWS%CSWS%LATEXO_CROCKET%A | Crockett - Latexo Co Op 138 kV | Line | CSWS.LATEXO.LATEXO_CROCKET.CSWS.CROCKETT.138.138 | 1 | CROCKET4 138.00 | 509240 | LATEXO 4 138.00 | 509323 | 138
CSWS | TOPOLOGY%CSWS%CSWS%TENASK_CROCK_1%A | Crockett - Tenaska Switching Station 345 kV | Line | CSWS.TENASKA.TENASK_CROCK_1.CSWS.CROCKETT.345.345 | 1 | TENRUSK7 345.00 | 508585 | CROCKET7 345.00 | 509241 | 345
CSWS | TOPOLOGY%CSWS%CSWS%8189%A | Cromwell OKGE - Wetumka Tap 69 kV | Line | OKGE.CROMW.8189.CSWS.WETUMTP.69.69 | 1 | WETUMTP2 69.000 | 510883 | CRMWLTP2 69.000 | 515492 | 69
CSWS | TOPOLOGY%CSWS%CSWS%2210%A | Cyril - Elgin Junction 69 kV | Line | CSWS.CYRIL.2210.CSWS.ELGIN_J.69.69 | 1 | CYRIL--2 69.000 | 511451 | ELGINJT2 69.000 | 511487 | 69
CSWS | TOPOLOGY%CSWS%CSWS%HUGSP_DAING_1B%T1 | Daingerfield - Jenkins Tap 69 kV | Line | CSWS.DANGERFD.HUGSP_DAING_1B.CSWS.JENKINST.69.69 | 1 | DAINGER2 69.000 | 508288 | JENKNST2 69.000 | 508293 | 69
CSWS | TOPOLOGY%CSWS%CSWS%MTP_DAINGER_1A%A | Daingerfield - Mt. Pleasant 69 kV | Line | CSWS.MTPLEAS.MTP_DAINGER_1A.CSWS.DANGERFD.69.69 | 1 | DAINGER2 69.000 | 508288 | MTPLEAS2 69.000 | 508305 | 69
CSWS | TOPOLOGY%CSWS%CSWS%MENA_DIERKS_1C%A | Dallas Co Op - Umpire Co Op 69 kV | Line | CSWS.DALLAS.MENA_DIERKS_1C.CSWS.UMPIRE_R.69.69 | 1 | DALLAS 2 69.000 | 504381 | UMPIRER2 69.000 | 507416 | 69
CSWS | TOPOLOGY%CSWS%CSWS%MENA_DIERKS_1B%A | Dallas Co Op - US Motors Tap 69 kV | Line | CSWS.DALLAS.MENA_DIERKS_1B.CSWS.USMOTORS.69.69 | 1 | DALLAS 2 69.000 | 504381 | USMOTAP2 69.000 | 507435 | 69
CSWS | TOPOLOGY%CSWS%CSWS%DARLNTN_GEARY%A | Darlington Rd - Geary Tap 138 kV | Line | CSWS.DARLTNRD.DARLNTN_GEARY.WFEC.GEARYTP.138.138 | 1 | DARLINGTNRD4138.00 | 511559 | GEARY TP 138.00 | 521108 | 138
CSWS | TOPOLOGY%CSWS%CSWS%2225D%A | Davidson - Davidson Tap 69 kV | Line | CSWS.DAVID_TP.2225D.CSWS.DAVIDSO2.69.69 | 1 | DAV TAP2 69.000 | 511520 | DAVDSON2 69.000 | 511521 | 69
CSWS | TOPOLOGY%CSWS%CSWS%2225C%A | Davidson Tap - Frederick Junction 69 kV | Line | CSWS.DAVID_TP.2225C.CSWS.FRED_J.69.69 | 1 | FREDJC-2 69.000 | 511460 | DAV TAP2 69.000 | 511520 | 69
CSWS | TOPOLOGY%CSWS%CSWS%2225E%A | Davidson Tap - Vernon 69 kV | Line | CSWS.VERNON.2225E.CSWS.DAVID_TP.69.69 | 1 | DAV TAP2 69.000 | 511520 | VRNMTAP2 69.000 | 512113 | 69
CSWS | TOPOLOGY%CSWS%CSWS%81_838C%T1 | Dawson - Dawson Tap 138 kV | Line | CSWS.DAWSON_T.81_838C.CSWS.DAWSON.138.138 | 1 | DAWSON-4 138.00 | 509792 | DAWSONT4 138.00 | 509803 | 138
CSWS | TOPOLOGY%CSWS%CSWS%N_MINGO_DAWULC%A | Dawson - Mingo Road Airport 138 kV | Line | CSWS.N_MINGO.N_MINGO_DAWULC.CSWS.DAW_ULC.138.138 | 1 | DAWSN-N4 138.00 | 509787 | MINGORD4 138.00 | 509802 | 138
CSWS | TOPOLOGY%AECI%AECI%8470%A | Dawson - Owasso AECI 69 kV | Line | GRDA.DAWSNGR2.8470.AECI.OWASSO2.69.69 | 1 | 2OWASSO 69.000 | 300998 | DAWSON-2 69.000 | 509791 | 69
CSWS | TOPOLOGY%CSWS%CSWS%1999%A | Dawson Tap - Lynn Lane Tap 138 kV | Line | CSWS.DAWSON_T.1999.CSWS.LYNN_LAN.138.138 | 1 | LLAN WT4 138.00 | 509770 | DAWSONT4 138.00 | 509803 | 138
CSWS | TOPOLOGY%CSWS%CSWS%860C%A | Deen Point - Linton Road 138 kV | Line | CSWS.LINTONRD.860C.CSWS.DEENPNT4.138.138 | 1 | DEENPNT4 138.00 | 507772 | LINTNRD4 138.00 | 508807 | 138
CSWS | TOPOLOGY%CSWS%CSWS%860B%A | Deen Point - Red Point 138 kV | Line | CSWS.REDPOINT.860B.CSWS.DEENPNT4.138.138 | 1 | RDPOINT4 138.00 | 507751 | DEENPNT4 138.00 | 507772 | 138
CSWS | TOPOLOGY%CSWS%CSWS%NBOST_MTPLE_1A%T1 | Dekalb - New Boston 69 kV | Line | CSWS.DEKALB2.NBOST_MTPLE_1A.CSWS.NEWBOST.69.69 | 1 | NEWBOST2 69.000 | 508067 | DEKALB 2 69.000 | 508289 | 69
CSWS | TOPOLOGY%WR%WR%NEOSHO_DELAWAR%A | Delaware 346 - Neosho 345 kV | Line | CSWS.DELAWARE.NEOSHO_DELAWAR.WR.N345.345.345 | 1 | DELWARE7 345.00 | 510380 | NEOSHO 7 345.00 | 532793 | 345
CSWS | TOPOLOGY%CSWS%CSWS%90_908%A | Delaware 346 - Northeast Power Station 345 345 kV | Line | CSWS.DELAWARE.90_908.CSWS.NE_COAL.345.345 | 1 | DELWARE7 345.00 | 510380 | N.E.S.-7 345.00 | 510406 | 345
CSWS | TOPOLOGY%CSWS%CSWS%52DELTP_36LEW%A | Dell Tap - 36th Street & Lewis 138 kV | Line | CSWS.52DELTP4.52DELTP_36LEW.CSWS.36_LEWIS.138.138 | 1 | 52DELTP4 138.00 | 509776 | 36LEWIS4 138.00 | 509800 | 138
CSWS | TOPOLOGY%CSWS%CSWS%52DELTP_S52DEL%A | Dell Tap - 52nd Street & Delaware 138 kV | Line | CSWS.52DELTP4.52DELTP_S52DEL.CSWS.S52_DEL.138.138 | 1 | S52DEL 4 138.00 | 509716 | 52DELTP4 138.00 | 509776 | 138
CSWS | TOPOLOGY%CSWS%CSWS%52DELTP_TSE%A | Dell Tap - Tulsa Southeast 138 kV | Line | CSWS.52DELTP4.52DELTP_TSE.CSWS.TSE_NEW.138.138 | 1 | 52DELTP4 138.00 | 509776 | T.S.E.-4 138.00 | 509811 | 138
CSWS | TOPOLOGY%CSWS%CSWS%52DELTP4_ZUNIS%A | Dell Tap - Zunis 138 kV | Line | CSWS.52DELTP4.52DELTP4_ZUNIS.CSWS.ZUNIS.138.138 | 1 | 52DELTP4 138.00 | 509776 | ZUNIS-S4 138.00 | 509826 | 138
CSWS | TOPOLOGY%CSWS%CSWS%363_MAGIC_CI%1 | Demarc Bus - Shamrock 69 kV | Line | LINE.NOT.IN.EMS.CANT.999.999 | 1 | SHAM 2WT 69.000 | 512106 | DEMARC1 269.000 | 523800 | 69
CSWS | TOPOLOGY%CSWS%CSWS%SWEETW_DEMPSEY%A | Dempsey Ridge - Sweetwater 230 kV | Line | CSWS.DEMPSRDG.SWEETW_DEMPSEY.CSWS.SWEETWT6.230.230 | 1 | SWEETWT6 230.00 | 511541 | DEMPSEY6 230.00 | 511544 | 230
CSWS | TOPOLOGY%CSWS%CSWS%1954%A | Denver - Denver Tap 138 kV | Line | CSWS.DENVER.1954.CSWS.DENVER_T.138.138 | 1 | DENVR-E4 138.00 | 509743 | DENVTAP4 138.00 | 509746 | 138
CSWS | TOPOLOGY%CSWS%CSWS%1960%A | Denver - Kenosha 138 kV | Line | CSWS.DENVER.1960.CSWS.KENOSHA2.138.138 | 1 | DENVR-C4 138.00 | 509742 | KENSH-W4 138.00 | 509777 | 138
CSWS | TOPOLOGY%CSWS%CSWS%1956%A | Denver Tap - Wedis Tap 138kV | Line | CSWS.DENVER_T.1956.CSWS.WEDIS_TP.138.138 | 1 | DENVTAP4 138.00 | 509746 | WEDIS_TP 138.00 | 509883 | 138
CSWS | TOPOLOGY%CSWS%CSWS%1963%A | Denver Tap - West Edison 138 kV | Line | CSWS.W_EDISON.1963.CSWS.DENVER_T.138.138 | 1 | DENVTAP4 138.00 | 509746 | W.ED.-E4 138.00 | 509822 | 138
CSWS | TOPOLOGY%CSWS%CSWS%PATT_DEQ_1D%T1 | Dequeen - Dequeen Co Op 69 kV | Line | CSWS.DEQUEEN.PATT_DEQ_1D.CSWS.DEQ_REA.69.69 | 1 | DEQUEEN 2 69.000 | 504120 | DEQUEEN2 69.000 | 507418 | 69
CSWS | TOPOLOGY%CSWS%CSWS%DEQ_MENA_1A%A | Dequeen - Grannis Co Op 69 kV | Line | CSWS.DEQUEEN.DEQ_MENA_1A.CSWS.GRANIS2.69.69 | 1 | GRANNIS 2 69.000 | 504129 | DEQUEEN2 69.000 | 507418 | 69
CSWS | TOPOLOGY%CSWS%CSWS%DEQ_NASHVIL_1A%A | Dequeen - Lockesburg 69 kV | Line | CSWS.DEQUEEN.DEQ_NASHVIL_1A.CSWS.LOCKESBG.69.69 | 1 | DEQUEEN2 69.000 | 507418 | LOCKESB2 69.000 | 507422 | 69
CSWS | TOPOLOGY%CSWS%CSWS%PATT_DEQ_1C%A | Dequeen Co Op - Foreman Co Op 69 kV | Line | CSWS.DEQ_REA.PATT_DEQ_1C.CSWS.FORE_REA.69.69 | 1 | DEQUEEN 2 69.000 | 504120 | FORMANR2 69.000 | 507407 | 69
CSWS | TOPOLOGY%CSWS%CSWS%892%A | Diana - Lone Star South 138 kV | Line | CSWS.DIANA.892.CSWS.LONSTR_S.138.138 | 1 | LSSOUTH4 138.00 | 508297 | DIANA 4 138.00 | 508831 | 138
CSWS | TOPOLOGY%CSWS%CSWS%894%A | Diana - NGPL Tap 138 kV | Line | CSWS.DIANA.894.CSWS.NGPL.138.138 | 1 | DIANA 4 138.00 | 508831 | NGPLTAP4 138.00 | 508837 | 138
CSWS | TOPOLOGY%CSWS%CSWS%893%A | Diana - Perdue 138 kV | Line | CSWS.PERDUE.893.CSWS.DIANA.138.138 | 1 | PERDUE 4 138.00 | 508351 | DIANA 4 138.00 | 508831 | 138
CSWS | TOPOLOGY%CSWS%CSWS%895%A | Diana - Pirkey 345 kV | Line | CSWS.DIANA.895.CSWS.PIRKEY.345.345 | 1 | PIRKEY 7 345.00 | 508563 | DIANA 7 345.00 | 508832 | 345
CSWS | TOPOLOGY%CSWS%CSWS%SWSHRDIANA11_1%A | Diana - Southwest Shreveport 345 kV | Line | CSWS.DIANA.SWSHRDIANA11_1.CSWS.SWSHREV.345.345 | 1 | SW SHV 7 345.00 | 507760 | DIANA 7 345.00 | 508832 | 345
CSWS | TOPOLOGY%CSWS%CSWS%DIANA_SPRINGHL%1 | Diana - Spring Hill AEP 138 kV | Line | CSWS.DIANA.DIANA_SPRINGHL.CSWS.SPRINGHI.138.138 | 1 | SPRHILL4 138.00 | 508571 | DIANA 4 138.00 | 508831 | 138
CSWS | TOPOLOGY%CSWS%CSWS%897%B | Diana - Welsh 345 kV East | Line | CSWS.WELSH.897.CSWS.DIANA.345.345 | 2 | WELSH 7 345.00 | 508359 | DIANA 7 345.00 | 508832 | 345
CSWS | TOPOLOGY%CSWS%CSWS%896%A | Diana - Welsh 345 kV West | Line | CSWS.WELSH.896.CSWS.DIANA.345.345 | 1 | WELSH 7 345.00 | 508359 | DIANA 7 345.00 | 508832 | 345
CSWS | TOPOLOGY%CSWS%CSWS%DIER_SDIERK_1A%A | Dierks - Dierks Co Op 69 kV | Line | CSWS.DIERK_RE.DIER_SDIERK_1A.CSWS.DIERKS.69.69 | 1 | DIERKS 2 69.000 | 507420 | DIERKSR2 69.000 | 507437 | 69
CSWS | TOPOLOGY%CSWS%CSWS%757%A | Dierks - Nathans West Co Op 69 kV | Line | CSWS.DIERKS.757.CSWS.NATHWR2.69.69 | 1 | DIERKS 2 69.000 | 507420 | NATHNWR2 69.000 | 507424 | 69
CSWS | TOPOLOGY%CSWS%CSWS%MENA_DIERKS_1D%T1 | Dierks - Umpire Co Op 69 kV | Line | CSWS.DIERKS.MENA_DIERKS_1D.CSWS.UMPIRE_R.69.69 | 1 | UMPIRER2 69.000 | 507416 | DIERKS 2 69.000 | 507420 | 69
CSWS | TOPOLOGY%CSWS%CSWS%DIER_SDIERK_1B%A | Dierks Co Op - South Dierks 69 kV | Line | CSWS.DIERK_RE.DIER_SDIERK_1B.CSWS.S_DIERKS.69.69 | 1 | SDIERKS2 69.000 | 507432 | DIERKSR2 69.000 | 507437 | 69
CSWS | TOPOLOGY%CSWS%CSWS%NROGER_ECEN_1A%A | Dixieland - North Rogers 69 kV | Line | CSWS.DIXIE3.NROGER_ECEN_1A.CSWS.N_ROGERS.69.69 | 1 | DIXLAND2 69.000 | 506925 | NROGERS2 69.000 | 506940 | 69
CSWS | TOPOLOGY%CO%CO%LINE%LN | Dogwood - Dogwood Tap 69 kV | Line | LINE.NOT.IN.EMS.CANT.999.999 | 1 | DOGWODT2 69.000 | 507720 | DOGWOOD2 69.000 | 507721 | 69
CSWS | TOPOLOGY%CSWS%CSWS%REDP_BELLV_1A%A | Dogwood Tap - Red Point 69 kV | Line | CSWS.REDPOINT.REDP_BELLV_1A.CSWS.DOGWOOD9.69.69 | 1 | DOGWODT2 69.000 | 507720 | RDPOINT2 69.000 | 507750 | 69
CSWS | TOPOLOGY%CLEC%CLEC%DH345_CLECO_1A%A | Dolet Hills CLECO - Southwest Shreveport 345 kV | Line | CSWS.SWSHREV.DH345_CLECO_1A.CLEC.DOLET.345.345 | 1 | DOLHILL7 345.00 | 500250 | SW SHV 7 345.00 | 507760 | 345
CSWS | TOPOLOGY%CSWS%CSWS%ELIZA_CK_DOME%A | Dome - Eliza Creek 138 kV | Line | CSWS.ELIZA_CK.ELIZA_CK_DOME.CS | 1 | DOMES 4 138.00 | 510383 | ELIZA_CREEK 138.00 | 510435 | 138
CSWS | TOPOLOGY%CSWS%CSWS%WWALL_DOMETP%A | Dome Co Op - Western Wall 138 kV | Line | CSWS.DOME_TP.WWALL_DOMETP.CSWS.WESTWALL.138.138 | 1 | DOMES 4 138.00 | 510383 | PAWH-TP4 138.00 | 510412 | 138
CSWS | TOPOLOGY%CSWS%CSWS%NEKOOSA_HOLOX%A | Domtar - Holox 69 kV | Line | CSWS.NEKOOSA.NEKOOSA_HOLOX.CSWS.HOLOX2.69.69 | 1 | NEKOOSA2 69.000 | 508065 | HOLOX 2 69.000 | 508094 | 69
CSWS | TOPOLOGY%CSWS%CSWS%PATT_NEKOOS_1A%A | Domtar - Patterson 69 kV | Line | CSWS.PATTERS.PATT_NEKOOS_1A.CSWS.NEKOOSA.69.69 | 1 | PATTERS2 69.000 | 507429 | NEKOOSA2 69.000 | 508065 | 69
CSWS | TOPOLOGY%CSWS%CSWS%DRIFTSAND_LINE%A | Drift Sands - Sante Fe 138 kV | Line | CSWS.DRFTSND4.DRIFTSAND_LINE.CSWS.SANTAFE4.138.138 | 1 | DRFTSND4 138.00 | 511448 | SANTAFE4 138.00 | 511492 | 138
CSWS | TOPOLOGY%WFEC%WFEC%RUSSELL%A | Duke - Russell WFEC 69 kV | Line | WFEC.RUSSELL.RUSSELL.CSWS.DUKE.69.69 | 1 | DUKE---2 69.000 | 511438 | RUSSELL2 69.000 | 521042 | 69
CSWS | TOPOLOGY%CSWS%CSWS%DUNC_DUNCTP%A | Duncan - Duncan Tap 138 kV | Line | CSWS.DUNCAN.DUNC_DUNCTP.CSWS.DUNCTP4.138.138 | 1 | DUNCAN-4 138.00 | 511453 | DUNCHERTP4 138.00 | 511552 | 138
CSWS | TOPOLOGY%CSWS%CSWS%2214%A | Duncan 138 - Duncan Bois D`Arc (OMPA) 138 kV | Line | CSWS.DUNCAN.2214.CSWS.BOIS_TAP.138.138 | 1 | DUNCAN-4 138.00 | 511453 | OMDUNCN4 138.00 | 529304 | 138
CSWS | TOPOLOGY%CSWS%CSWS%DUNCES_DUNCTP%A | Duncan 138 - Duncan Eastside 138 kV | Line | CSWS.DUNCTP4.DUNCES_DUNCTP.CSWS.DUNCN_ES.138.138 | 1 | DUNCAN-4 138.00 | 511453 | DUNCHERTP4 138.00 | 511552 | 138
CSWS | TOPOLOGY%CSWS%CSWS%2212%A | Duncan 138 - Duncan TOSCO 69 kV | Line | CSWS.DUNCAN.2212.CSWS.DUNCTOST.69.69 | 1 | DUNCAN-2 69.000 | 511452 | TOSCO--2 69.000 | 511457 | 69
CSWS | TOPOLOGY%CSWS%CSWS%2215%A | Duncan Eastside - Duncan Elder Street OMPA 138 kV | Line | CSWS.DUNCN_ES.2215.CSWS.OMDUNE-4.138.138 | 1 | D.E.S.-4 138.00 | 511455 | OMDUNE-4 138.00 | 529344 | 138
CSWS | TOPOLOGY%CSWS%CSWS%OMMARLO_OMDUNE%A | Duncan Elder Street OMPA - Marlow (OMPA) 138 kV | Line | CSWS.OMDUNE-4.OMMARLO_OMDUNE.CSWS.OMMARLO4.138.138 | 1 | OMMARLO4 138.00 | 529307 | OMDUNE-4 138.00 | 529344 | 138
CSWS | TOPOLOGY%CSWS%CSWS%MCALESTR_DUSTI%A | Dustin - McAlester City Tap 138 kV | Line | CSWS.MCALESTR.MCALESTR_DUSTI.CSWS.DUSTIN.138.138 | 1 | MCALEST4 138.00 | 510908 | DUSTIN-4 138.00 | 510921 | 138
CSWS | TOPOLOGY%CSWS%CSWS%2157%A | Dustin - Weleetka Power Station 138 kV | Line | CSWS.DUSTIN.2157.CSWS.WELEETKA.138.138 | 1 | WELETK4 138.00 | 510902 | DUSTIN-4 138.00 | 510921 | 138
CSWS | TOPOLOGY%CSWS%CSWS%766%A | Dyess - Elm Springs Co Op 161 kV | Line | CSWS.ELM_SPRG.766.CSWS.DYESS.161.161 | 1 | ELMSPRGS 5 161.00 | 504010 | DYESS 5 161.00 | 506927 | 161
CSWS | TOPOLOGY%CSWS%CSWS%DYESS_REXTONTP%A | Dyess - Rexton Tap 161 kV | Line | CSWS.DYESS.DYESS_REXTONTP.CSWS.REXTONTP.161.161 | 1 | DYESS 5 161.00 | 506927 | REXTON TAP 5161.00 | 506986 | 161
CSWS | TOPOLOGY%CSWS%CSWS%DYES_HYLAND_1A%A | Dyess - South Springdale 161 kV | Line | CSWS.SSPRINGD.DYES_HYLAND_1A.CSWS.DYESS.161.161 | 1 | DYESS 5 161.00 | 506927 | SOSPRDL5 161.00 | 506949 | 161
CSWS | TOPOLOGY%CSWS%CSWS%DYES_SPRING_1A%A | Dyess - Springdale AEP 69 kV | Line | CSWS.DYESS.DYES_SPRING_1A.CSWS.SPRINGDA.69.69 | 1 | DYESS 2 69.000 | 506926 | SPRDALE2 69.000 | 506950 | 69
CSWS | TOPOLOGY%CSWS%CSWS%LOWEL_DYESS_1C%A | Dyess - Springdale Tap 69 kV | Line | CSWS.DYESS.LOWEL_DYESS_1C.CSWS.SPRING_T.69.69 | 1 | DYESS 2 69.000 | 506926 | SPRDALT2 69.000 | 506951 | 69
CSWS | TOPOLOGY%CSWS%CSWS%CHAMB_DYESS_1A%A | Dyess - Tontitown 161 kV | Line | CSWS.DYESS.CHAMB_DYESS_1A.CSWS.TONTITN5.161.161 | 1 | DYESS 5 161.00 | 506927 | TONTITN5 161.00 | 506957 | 161
CSWS | TOPOLOGY%CSWS%CSWS%765_DYESS%A | Dyess-East Rogers 161kV | Line | CSWS.DYESS.765_DYESS.CSWS.EROGERS.161.161 | 1 | DYESS 5 161.00 | 506927 | EROGERS5 161.00 | 506931 | 161
CSWS | TOPOLOGY%CSWS%CSWS%81_842%A | Earlsboro - Fixico Tap 138 kV | Line | CSWS.EARLSBRH.81_842.CSWS.FIXICO_T.138.138 | 1 | FIXCT4 138.00 | 510877 | EARLSBORO 4138.00 | 510948 | 138
CSWS | TOPOLOGY%OKGE%OKGE%1705%A | Earlsboro - Maud Tap 138 kV | Line | CSWS.EARLSBRH.1705.OKGE.MAUD_TAP.138.138 | 1 | EARLSBORO 4138.00 | 510948 | MAUD 4 138.00 | 515055 | 138
CSWS | TOPOLOGY%CSWS%CSWS%2034%A | East 21st Street - Lynn Lane Tap 138 kV | Line | CSWS.E_21_TP.2034.CSWS.LYNN_LAN.138.138 | 1 | LLANETP4 138.00 | 509804 | LLAN WT4 138.00 | 509770 | 138
CSWS | TOPOLOGY%CSWS%CSWS%2000%A | East 41st Street - Lynn Lane Tap 138 kV | Line | CSWS.E_41_ST.2000.CSWS.LYNN_LAN.138.138 | 1 | LLAN ET4 138.00 | 509771 | E41ST_W4 138.00 | 509886 | 138
CSWS | TOPOLOGY%CSWS%CSWS%81_807A%A | East 41st Street - Mayo Road 138 kV | Line | CSWS.MAYO_RD.81_807A.CSWS.E_41_ST.138.138 | 1 | MAYO--N4 138.00 | 509779 | E41ST_W4 138.00 | 509886 | 138
CSWS | TOPOLOGY%CSWS%CSWS%81_810%A | East 41st Street - Mayo Road 138 kV Ckt 2 | Line | CSWS.E_41_ST.81_810.CSWS.MAYO_RD.138.138 | [5 empty] | 138
CSWS | TOPOLOGY%CSWS%CSWS%2056%A | East 61st Street - Tulsa Southeast 138 kV | Line | CSWS.E_61_ST.2056.CSWS.TSE_NEW.138.138 | 1 | T.S.E.-4 138.00 | 509811 | E.61ST-4 138.00 | 509831 | 138
CSWS | TOPOLOGY%CSWS%CSWS%ECENTERT_HIGHF%A | East Centerton - High Fill 69 kV | Line | CSWS.ECENTERT.ECENTERT_HIGHF.CSWS.HIGHFIL2.69.69 | 1 | ECENT_1 2 69.000 | 504006 | HIGHFIL2 69.000 | 504003 | 69
CSWS | TOPOLOGY%CSWS%CSWS%ECENTERT_STONY%A | East Centerton - Stony Brooke 69 kV | Line | CSWS.ECENTERT.ECENTERT_STONY.CSWS.STONYBR.69.69 | 1 | ECENT_1 2 69.000 | 504006 | STONYBR 69.000 | 504004 | 69
CSWS | TOPOLOGY%CSWS%CSWS%WELSH_HVDC_1A%A | East DC Tie - Welsh 345 kV | Line | CSWS.WELSH.WELSH_HVDC_1A.ERCOTE.EASTDC.345.345 | 1 | EASTDC 7 345.00 | 599892 | WELSH 7 345.00 | 508359 | 345
CSWS | TOPOLOGY%CSWS%CSWS%E_FAYETV_GULLY%A | East Fayetteville - Gulley 161 kV | Line | CSWS.E_FAYETV.E_FAYETV_GULLY.CSWS.GULLEY.161.161 | 1 | Fayetteville |  | gulley |  | 161
CSWS | TOPOLOGY%CSWS%CSWS%E_FAYETV_PARAD%A | East Fayetteville - Paradise 69 kVQ | Line | CSWS.E_FAYETV.E_FAYETV_PARAD.CSWS.PARADIS.69.69 | [5 empty] | 69
CSWS | TOPOLOGY%CSWS%CSWS%E_FAYETV_ZION3%A | East Fayetteville - Zion 69 kV | Line | CSWS.E_FAYETV.E_FAYETV_ZION3.CSWS.ZION3.69.69 | [5 empty] | 69
CSWS | TOPOLOGY%CSWS%CSWS%EFAY_HYLA%1A | East Fayetteville Co Op - Hyland 161 kV | Line | CSWS.E_FAYETV.EFAY_HYLA.CSWS.HYLAND.161.161 | 1 | EFAYETVL 5 161.00 | 504015 | HYLAND 5 161.00 | 506937 | 161
CSWS | TOPOLOGY%CSWS%CSWS%OSBURN_EFAYET%A | East Fayetteville Co Op - Osborne 161 kV | Line | CSWS.OSBURN.OSBURN_EFAYET.CSWS.E_FAYETV.161.161 | 1 | EFAYETVL 5 161.00 | 504015 | OSBURN 161.00 | 506985 | 161
CSWS | TOPOLOGY%CSWS%CSWS%EHOPE3_WHOPE3%A | East Hope - West Hope 115 kV | Line | CSWS.WHOPE3.EHOPE3_WHOPE3.CSWS.EHOPE3.115.115 | 1 | EHOPE 3 115.00 | 507450 | WHOPE 3 115.00 | 507451 | 115
CSWS | TOPOLOGY%CSWS%CSWS%EROGEN_ROG69_1%A | East Rogers - North Rogers 69 kV | Line | CSWS.N_ROGERS.EROGEN_ROG69_1.CSWS.EROGERS.69.69 | 1 | EROGERS2 69.000 | 506930 | NROGERS2 69.000 | 506940 | 69
CSWS | TOPOLOGY%CSWS%CSWS%765_DYESS%A | East Rogers - Rexton Tap 161 kV | Line | CSWS.EROGERS.765_DYESS.CSWS.REXTONTP.161.161 | 1 | DYESS 5 161.00 | 506927 | EROGERS5 161.00 | 506931 | 161
CSWS | TOPOLOGY%CSWS%CSWS%ROGERS_EROGERS%A | East Rogers - Rogers 161 kV | Line | CSWS.EROGERS.ROGERS_EROGERS.CSWS.ROGERS.161.161 | 1 | EROGERS5 161.00 | 506931 | ROGERS 5 161.00 | 506942 | 161
CSWS | TOPOLOGY%CSWS%CSWS%749A%A | East Rogers - Rogers West Co Op 161 kV | Line | CSWS.ROGERS_W.749A.CSWS.EROGERS.161.161 | 1 | WROGERS 5 161.00 | 504200 | EROGERS5 161.00 | 506931 | 161
CSWS | TOPOLOGY%CSWS%CSWS%VINITA%A | Eastern State Hospital Tap - Vinita 69 kV | Line | CSWS.VINITA.VINITA.GRDA.ESHTP2.69.69 | 1 | VINITA-2 69.000 | 510404 | ESH TP 2 69.000 | 512680 | 69
CSWS | TOPOLOGY%CSWS%CSWS%EASTM_NTXEAS_1%A | Eastex CoGEN - North Texas Eastman 138 kV #1 | Line | CSWS.NTXEAST.EASTM_NTXEAS_1.CSWS.EASTMAN.138.138 | 1 | NTXEAST4 138.00 | 508561 | ESTGEN4 138.00 | 508583 | 138
CSWS | TOPOLOGY%CSWS%CSWS%EASTM_NTXEAS_2%A | Eastex CoGEN - North Texas Eastman 138 kV #2 | Line | CSWS.EASTMAN.EASTM_NTXEAS_2.CSWS.NTXEAST.138.138 | 2 | NTXEAST4 138.00 | 508561 | ESTGEN4 138.00 | 508583 | 138
CSWS | TOPOLOGY%CSWS%CSWS%HARRIS_NTEXEAS%A | Eastex Switching Station - Harrison Road 138 kV | Line | CSWS.HARRISON.HARRIS_NTEXEAS.CSWS.NTEXEAS.138.138 | 1 | HARRISN4 138.00 | 508544 | EASTEX 4 138.00 | 508582 | 138
CSWS | TOPOLOGY%CSWS%CSWS%NTEAS_NTEX_1%A | Eastex Switching Station - North Texas Eastman 138 kV #1 | Line | CSWS.NTXEAST.NTEAS_NTEX_1.CSWS.EASTX_SW.138.138 | 1 | NTXEAST4 138.00 | 508561 | EASTEX 4 138.00 | 508582 | 138
CSWS | TOPOLOGY%CSWS%CSWS%NTEAS_NTEX_2%A | Eastex Switching Station - North Texas Eastman 138 kV #2 | Line | CSWS.NTXEAST.NTEAS_NTEX_2.CSWS.EASTX_SW.138.138 | 2 | NTXEAST4 138.00 | 508561 | EASTEX 4 138.00 | 508582 | 138
CSWS | TOPOLOGY%CSWS%CSWS%906A%A | Eastex Switching Station - South Texas Eastman 138 kV | Line | CSWS.STEXEAS.906A.CSWS.EASTX_SW.138.138 | 1 | SOTXEST4 138.00 | 508570 | EASTEX 4 138.00 | 508582 | 138
CSWS | TOPOLOGY%CSWS%CSWS%946%A | Eastex Switching Station - Whitney 138 kV | Line | CSWS.WHITNEY.946.CSWS.NTEXEAS.138.138 | 1 | WHITNEY4 138.00 | 508575 | EASTEX 4 138.00 | 508582 | 138
CSWS | TOPOLOGY%CSWS%CSWS%KNOX_EAST%A | Easton Co Op - Knox Lee 138 kV | Line | CSWS.KNOXLEE.KNOX_EAST.CSWS.EASTON.138.138 | 1 | KNOXLEE4 138.00 | 508548 | EASTON 4 138.00 | 509092 | 138
CSWS | TOPOLOGY%CSWS%CSWS%PIRK_EAST%A | Easton Co Op - Pirkey 138 kV | Line | CSWS.EASTON.PIRK_EAST.CSWS.PIRKEY.138.138 | 1 | PIRKEY 4 138.00 | 508562 | EASTON 4 138.00 | 509092 | 138
CSWS | TOPOLOGY%CSWS%CSWS%821%A | Edwards AEP - Fort Humbug 69 kV | Line | CSWS.EDWARDS.821.CSWS.FORTHUM.69.69 | 1 | EDWARDS2 69.000 | 507722 | FTHUMBG2 69.000 | 507730 | 69
CSWS | TOPOLOGY%EES%EES%SAREPT_ELEHV%A | El Dorado EHV - SAREPT 345 kV | Line | EES.EL_EHV.EL_EHV_LONGWD7.EES.SAREPT.345.345 | 1 | LONGWD 7 345.00 | 508809 | 7SAREPT 345.00 | 337376 | 345
CSWS | TOPOLOGY%CSWS%CSWS%ELDORADO%A | Eldorado - Lake Pauline 69 kV | Line | WFEC.ELDORADX.ELDORADO.CSWS.PAUL_SPP.69.69 | 1 | LAKEP2WT 69.000 | 512111 | ELDORDO2 69.000 | 520896 | 69
CSWS | TOPOLOGY%CSWS%CSWS%ELSWORTH_ELGIN%A | Elgin Junction - Elsworth 138 kV | Line | CSWS.ELGIN_J.ELSWORTH_ELGIN.CSWS.ELSWORTH.138.138 | 1 | ELSWORTH 138.00 | 511495 | ELGINJT4 138.00 | 511486 | 138
CSWS | TOPOLOGY%CSWS%CSWS%2239%A | Elgin Junction - Lawton Eastside 138 kV | Line | CSWS.LAW_ES.2239.CSWS.ELGIN_J.138.138 | 1 | L.E.S.-4 138.00 | 511467 | ELGINJT4 138.00 | 511486 | 138
CSWS | TOPOLOGY%CSWS%CSWS%2244%A | Elgin Junction - Porter Hill 69 kV | Line | CSWS.PORTER_H.2244.CSWS.ELGIN_J.69.69 | 1 | PO.HILL2 69.000 | 511473 | ELGINJT2 69.000 | 511487 | 69
CSWS | TOPOLOGY%CSWS%CSWS%ELIZA_CK_MOUND%A | Eliza Creek - Mound Road 138 kV | Line | CSWS.ELIZA_CK.ELIZA_CK_MOUND.CSWS.MOUND_RD.138.138 |  | ELIZA_CREEK 138.00 | 510435 | MOUNDRD4 138.00 | 510395 | 138
CSWS | TOPOLOGY%CSWS%CSWS%ELK_CITY_69%A | Elk City AEP - Elk City WFEC 69 kV | Line | CSWS.ELK-CITY.ELK_CITY_69.WFEC.ELKCITY2.69.69 | 1 | ELKCTY-2 69.000 | 511459 | ELKCITY2 69.000 | 520897 | 69
CSWS | TOPOLOGY%CSWS%CSWS%81_537%T1 | Elk City AEP - Falcon Road 138 kV | Line | CSWS.ELK-CITY.81_537.CSWS.FALCN_RD.138.138 | 1 | ELKCTY-4 138.00 | 511458 | FALCNRD4 138.00 | 511511 | 138
CSWS | TOPOLOGY%CSWS%CSWS%2221A%A | Elk City AEP - Hammon Junction 69 kV | Line | CSWS.ELK-CITY.2221A.CSWS.HAMN_JCT.69.69 | 1 | ELKCTY-2 69.000 | 511459 | HAMJCT 2 69.000 | 511531 | 69
CSWS | TOPOLOGY%WFEC%WFEC%ELK_CUSTER%A | Elk City AEP - Red Hills 138 kV | Line | CSWS.ELK-CITY.ELK_CUSTER.WFEC.REDHILLS.138.138 | 1 | ELKCTY-4 138.00 | 511458 | RHWIND4 138.00 | 521116 | 138
CSWS | TOPOLOGY%CSWS%CSWS%ELKCTY_SWEETW%A | Elk City AEP - Sweetwater 230 kV | Line | CSWS.ELK-CITY.ELKCTY_SWEETW.CSWS.SWEETWT6.230.230 | 1 | ELKCITY6 230.00 | 511490 | SWEETWT6 230.00 | 511541 | 230
CSWS | TOPOLOGY%CSWS%CSWS%ELKINS_EFAYETV%A | Elkins - East Fayetteville Co- Op 69 kV | Line | CSWS.ELKINS.ELKINS_EFAYETV.CSWS.E_FAYETV.69.69 | [5 empty] | 69
CSWS | TOPOLOGY%CSWS%CSWS%ELKINS_FARMING%A | Elkins - Farmington Co-op 69 kV | Line | CSWS.ELKINS.ELKINS_FARMING.CSWS.FARM_REA.69.69 | 1 | ELKIN_GN 1 13.800 | 503916 | FARM_1 2 69.000 | 504021 | 69
CSWS | TOPOLOGY%CSWS%CSWS%WESLEY_ELKINS%A | Elkins - Wesley 69 kV | Line | CSWS.WESLEY2.WESLEY_ELKINS.CSWS.ELKINS.69.69 | [5 empty] | 69
CSWS | TOPOLOGY%CSWS%CSWS%ELLERFERN69_1%A | Ellerbe Road - Fern Street 69 kV | Line | CSWS.ELLERBE.ELLERFERN69_1.CSWS.FERN.69.69 | 1 | ELLERBE2 69.000 | 507723 | FERN 2 69.000 | 507724 | 69
CSWS | TOPOLOGY%CSWS%CSWS%829%A | Ellerbe Road - Forbing Tap 69 kV | Line | CSWS.ELLERBE.829.CSWS.FORBING.69.69 | 1 | ELLERBE2 69.000 | 507723 | FORBNGT2 69.000 | 507728 | 69
CSWS | TOPOLOGY%CSWS%CSWS%LUCAS_ELLER_1A%A | Ellerbe Road - Lucas 69 kV | Line | CSWS.ELLERBE.LUCAS_ELLER_1A.CSWS.LUCAS3.69.69 | 1 | ELLERBE2 69.000 | 507723 | LUCAS 2 69.000 | 507739 | 69
CSWS | TOPOLOGY%CSWS%CSWS%766B%A | Elm Springs Co Op - Tontitown 161 kV | Line | CSWS.ELM_SPRG.766B.CSWS.TONTITN5.161.161 | 1 | ELMSPRGS 5 161.00 | 504010 | TONTITN5 161.00 | 506957 | 161
CSWS | TOPOLOGY%CSWS%CSWS%2247%A | Elsworth - Southwestern Power Station 138 kV | Line | CSWS.SW_STA.2247.CSWS.ELSWORTH.138.138 | 1 | S.W.S.-4 138.00 | 511477 | ELSWORTH 138.00 | 511495 | 138
CSWS | TOPOLOGY%CSWS%CSWS%ENOGEX_ENOGEXT%A | Enogex - Enogex Tap 138 kV | Line | CSWS.ENOGEXT4.ENOGEX_ENOGEXT.CSWS.ENOGEX4.138.138 | 1 | ENOGEXT4 138.00 | 510932 | ENOGEX 4 138.00 | 510933 | 138
CSWS | TOPOLOGY%CSWS%CSWS%2167A%A | Enogex Tap - Lequire 138 kV | Line | CSWS.LEQUIRE.2167A.CSWS.ENOGEXT4.138.138 | 1 | LEQUIRE4 138.00 | 510922 | ENOGEXT4 138.00 | 510932 | 138
CSWS | TOPOLOGY%CSWS%CSWS%2167%A | Enogex Tap - Red Oak Pump 138 kV | Line | LINE.NOT.IN.EMS.CANT.999.999 | 1 | ENOGEXT4 138.00 | 510932 | ROAKTAP4 138.00 | 510942 | 138
CSWS | TOPOLOGY%CSWS%CSWS%2142A%B | Enogex Wilburton - Wilburton 69 kV | Line | CSWS.REA_KMCH.2142A.CSWS.WLBRTON.69.69 | [5 empty] | 69
CSWS | TOPOLOGY%WFEC%WFEC%ERICK_SAYRE%A | Erick - Sayre 138 kV | Line | CSWS.SAYRE.ERICK_SAYRE.WFEC.ERICK.138.138 | 1 | SAYRE--4 138.00 | 511504 | ERICK 4 138.00 | 520903 | 138
CSWS | TOPOLOGY%WFEC%WFEC%9338%A | Esquandale Jct - Walters Junction 69 kV | Line | WFEC.ESQNDLJ.9338.CSWS.WALT_J.69.69 | 1 | WALTRS-2 69.000 | 511434 | ESQNDLJ2 69.000 | 520905 | 69
CSWS | TOPOLOGY%CSWS%CSWS%REDRIVR_ESTELN%A | Estelline - Red River 69 kV | Line | CSWS.ESTELNE.REDRIVR_ESTELN.CSWS.REDR_CSW.69.69 | 1 | REDRIVR2 69.000 | 512094 | ESTELNE2 69.000 | 512095 | 69
CSWS | TOPOLOGY%SPA%SPA%STIGLER%A | Eufaula - Stigler Tap 138 kV | Line | SPA.EUFALA_D.STIGLER.CSWS.STIGLER.138.138 | 1 | EUFAULA4 138.00 | 505574 | STIGLRT4 138.00 | 510924 | 138
CSWS | TOPOLOGY%SPA%SPA%GRANDVW_EUREK%A | Eureka Springs - Grandview 161 kV | Line | SPA.EURK_SPA.GRANDVW_EUREK.SPA.GRANDVW.161.161 | 1 | 5GRANDVIEW% 161.00 | 338099 | EUREKA 5 161.00 | 506932 | 161
CSWS | TOPOLOGY%CSWS%CSWS%EUREKA_OSAGE_5%A | Eureka Springs - Osage EES 161 kV | Line | EES.OSAGE_1.EUREKA_OSAGE_5.CSWS.EUREKASP.161.161 | 1 | 5OSAGE CRK#!161.00 | 338682 | EUREKA 5 161.00 | 506932 | 161
CSWS | TOPOLOGY%CSWS%CSWS%EVENS_LANEV_1A%T1 | Evenside - Fears Corner Co Op 69 kV | Line | CSWS.FEARS.EVENS_LANEV_1A.CSWS.EVENSIDE.69.69 | 1 | EVENSID2 69.000 | 509061 | FEARSCO2 69.000 | 509086 | 69
CSWS | TOPOLOGY%CSWS%CSWS%NWHEN_EVEN_1A%T1 | Evenside - Northwest Henderson 69 kV | Line | CSWS.NWHENDE.NWHEN_EVEN_1A.CSWS.EVENSIDE.69.69 | 1 | EVENSID2 69.000 | 509061 | NWHENDR2 69.000 | 509075 | 69
CSWS | TOPOLOGY%CSWS%CSWS%POYN_EVENSI_1A%T1 | Evenside - Poynter 69 kV | Line | CSWS.POYNTER.POYN_EVENSI_1A.CSWS.EVENSIDE.69.69 | 1 | EVENSID2 69.000 | 509061 | POYNTER2 69.000 | 509081 | 69
CSWS | TOPOLOGY%CSWS%CSWS%REEVES_HACKET%A | Excelsior - Hackett Co Op 161 kV | Line | CSWS.HACKETT.REEVES_HACKET.CSWS.REEVES_R.161.161 | 1 | HACKETT 5 161.00 | 504181 | REVESRD5 161.00 | 507185 | 161
CSWS | TOPOLOGY%CSWS%CSWS%REEVES_NHUNT%A | Excelsior - North Huntington 161 kV | Line | CSWS.NHUNTING.REEVES_NHUNT.CSWS.REEVES_R.161.161 | 1 | REVESRD5 161.00 | 507185 | NHUNTNT5 161.00 | 507189 | 161
CSWS | TOPOLOGY%CSWS%CSWS%81-526%B | Explorer Claremore - Pryor Creek 138 kV | Line | CSWS.PRYORCRK.81-526.CSWS.EXPCLAR4.138.138 | 1 | EXCLART4 138.00 | 510401 | PRY_CRK4 138.00 | 510431 | 138
CSWS | TOPOLOGY%CSWS%CSWS%EXPL_CLAREMORE%A | Explorer Claremore - Explorer Claremore Tap 138 kV | Line | CSWS.EXCLART4.EXPL_CLAREMORE.CSWS.EXPCLAR4.138.138 | 1 | EXCLART4 138.00 | 510401 | EXPCLAR4 138.00 | 510405 | 138
CSWS | TOPOLOGY%CSWS%CSWS%EXPLORE_GLENP%A | Explorer Co Op - Glen Pine Co Op 138 kV | Line | CSWS.GLENPINE.EXPLORE_GLENP.CSWS.EXPLORE4.138.138 | 1 | EXPLORE4 138.00 | 509251 | GLENPIN4 138.00 | 509252 | 138
CSWS | TOPOLOGY%CSWS%CSWS%EXPLOR_JACKSON%A | Explorer Co Op - Jackson (Rayburn) 138 kV | Line | CSWS.JACKSON4.EXPLOR_JACKSON.CSWS.EXPLORE4.138.138 | 1 | EXPLORE4 138.00 | 509251 | JACKSON4 138.00 | 509253 | 138
CSWS | TOPOLOGY%CSWS%CSWS%EXPLORE_MABANK%A | Explorer Co Op - Mabank (Rayburn) 138 kV | Line | CSWS.EXPLORE4.EXPLORE_MABANK.CSWS.MABANK4.138.138 | 1 | EXPLORE4 138.00 | 509251 | MABANK 4 138.00 | 509254 | 138
CSWS | TOPOLOGY%OKGE%OKGE%RSPS_138%A | Explorer Glenpool - Riverside Station 138 kV | Line | CSWS.RIVRSIDE.RSPS_138.OKGE.EXGLN4.138.138 | 1 | R.S.S.-4 138.00 | 509783 | EXPGLNT4 138.00 | 515473 | 138
CSWS | TOPOLOGY%CSWS%CSWS%81_802B%A | Explorer Okmulgee - Okmulgee City 138 kV | Line | CSWS.EXP_OKM4.81_802B.CSWS.OKMULGEE.138.138 | 1 | OKMULGE4 138.00 | 510898 | EXP_OKM4 138.00 | 510904 | 138
CSWS | TOPOLOGY%CSWS%CSWS%81_802A%A | Explorer Okmulgee - Riverside Station 138 kV | Line | CSWS.RIVRSIDE.81_802A.CSWS.EXP_OKM4.138.138 | 1 | R.S.S.-4 138.00 | 509783 | EXP_OKM4 138.00 | 510904 | 138
CSWS | TOPOLOGY%SPA%SPA%7441%A | Explorer Tap - Holdenville Explorer 138 kV | Line | SPA.EXPLOR2.7441.SPA.HOLDEXP.138.138 | 1 | EXPLOR 4 138.00 | 505596 | HOLDEXP4 138.00 | 510884 | 138
CSWS | TOPOLOGY%AECI%AECI%FAIRFAX%A | Fairfax AECI - Fairfax Tap 138 kV | Line | CSWS.FAIR_TAP.FAIRFAX.AECI.FAIRFAX.138.138 | 1 | 4FAIRFAX 138.00 | 300139 | FAIRFXT4 138.00 | 510377 | 138
CSWS | TOPOLOGY%CSWS%CSWS%SHIDLER_FAIRTP%A | Fairfax Tap - Shidler 138 kV | Line | CSWS.SHIDLER.SHIDLER_FAIRTP.CSWS.FAIR_TAP.138.138 | 1 | FAIRFXT4 138.00 | 510377 | SHIDLER4 138.00 | 510403 | 138
CSWS | TOPOLOGY%CSWS%CSWS%FAIRTP_WEBBTP%A | Fairfax Tap - Webb City Tap 138 kV | Line | CSWS.WEBBTAP4.FAIRTP_WEBBTP.CSWS.FAIR_TAP.138.138 | 1 | WEBBTAP4 138.00 | 510376 | FAIRFXT4 138.00 | 510377 | 138
CSWS | TOPOLOGY%CSWS%CSWS%LCH_FAIRMN%A | Fairmount - Leach 138 kV | Line | CSWS.FAIRMOUN.LCH_FAIRMN.EES.LCH.138.138 | 1 | 4LEACH! 138.00 | 334334 | FAIRMNT4_ 138.00 | 509128 | 138
CSWS | TOPOLOGY%CSWS%CSWS%FAIRMN_SIX%A | Fairmount - Six Mile 138 kV | Line | CSWS.FAIRMOUN.FAIRMN_SIX.CSWS.TL_SIXMI.138.138 | 1 | SIXMILE4 138.00 | 509107 | FAIRMNT4_ 138.00 | 509128 | 138
CSWS | TOPOLOGY%CSWS%CSWS%81_537A%X1 | Falcon Road - Sayre 138 kV | Line | CSWS.FALCN_RD.CSWS.SAYRE.81_537A.138.138 | 1 | FALCNRD4 138.00 | 511511 | SAYRE--4 138.00 | 511504 | 138
CSWS | TOPOLOGY%CSWS%CSWS%774B%A | Farmington - Farmington Co Op 161 kV | Line | CSWS.FARM_REA.774B.CSWS.FARMINGT.161.161 | 1 | FARMNGTN 5 161.00 | 504020 | FARMING5 161.00 | 506956 | 161
CSWS | TOPOLOGY%CSWS%CSWS%774A%A | Farmington - South Fayetteville 161 kV | Line | CSWS.SFAYETTE.774A.CSWS.FARMING5.161.161 | 1 | SFAYTVL5 161.00 | 506947 | FARMING5 161.00 | 506956 | 161
CSWS | TOPOLOGY%CSWS%CSWS%FAYETTEV_GREGG%A | Fayetteville - Gregg Street 161 kV | Line | CSWS.FAYETTEV.FAYETTEV_GREGG.CSWS.GREGGST.161.161 | 1 | FAYETVL5 161.00 | 506933 | GREGGST5 161.00 | 506983 | 161
CSWS | TOPOLOGY%CSWS%CSWS%FAYETTEV_SFAYE%3 | Fayetteville - South Fayetteville 161 kV | Line | CSWS.SFAYETTE.FAYETTEV_SFAYE.CSWS.FAYETTEV.161.161 | 1 | FAYETVL5 161.00 | 506933 | SFAYTVL5 161.00 | 506947 | 161
CSWS | TOPOLOGY%CSWS%CSWS%EVENS_LANEV_1C%A | Fears Corner Co Op - North Laneville 69 kV | Line | CSWS.FEARS.EVENS_LANEV_1C.CSWS.N_LANVIL.69.69 | 1 | NLANVIL2 69.000 | 509074 | FEARSCO2 69.000 | 509086 | 69
CSWS | TOPOLOGY%CSWS%CSWS%WINN_PITTSB_1C%A | Ferndale Lake - Ferndale Lake Tap 69 kV | Line | LINE.NOT.IN.EMS.CANT.999.999 | 1 | FERNDAL2 69.000 | 508330 | FERNDTP2 69.000 | 508339 | 69
CSWS | TOPOLOGY%CSWS%CSWS%WINN_PITTSB_1C%A | Ferndale Lake Tap - Pittsburg (SEP) 69 kV | Line | CSWS.PITTSBU.WINN_PITTSB_1C.CSWS.FERNDALE.69.69 | 1 | PITTSB_2 69.000 | 508312 | FERNDTP2 69.000 | 508339 | 69
CSWS | TOPOLOGY%CSWS%CSWS%SCROGTP_FERND%1 | Ferndale Lake Tap - Scroggins Co Op 69 kV | Line | CSWS.FERNDALE.SCROGTP_FERND.CSWS.SCROGTP.69.69 | 1 | SCROGNS2 69.000 | 508314 | FERNDTP2 69.000 | 508339 | 69
CSWS | TOPOLOGY%CSWS%CSWS%N_VBI_FIG_5%A | Figure Five Co Op - North VBI (AECC) 69 kV | Line | CSWS.N_VBI.N_VBI_FIG_5.CSWS.FIGURE_5.69.69 | 1 | VBI_N 2 69.000 | 504032 | FIG_FIVE 2 69.000 | 504185 | 69
CSWS | TOPOLOGY%CO%CO%LINE%LN | Finney Station - Finney Tap 69 kV | Line | LINE.NOT.IN.EMS.CANT.999.999 | 1 | FINNEYT2 69.000 | 507725 | FINNEY 2 69.000 | 507786 | 69
CSWS | TOPOLOGY%CSWS%CSWS%LUCAS_WLAKE_1A%T1 | Finney Tap - Lucas 69 kV | Line | CSWS.FINNEY.LUCAS_WLAKE_1A.CSWS.LUCAS3.69.69 | 1 | FINNEYT2 69.000 | 507725 | LUCAS 2 69.000 | 507739 | 69
CSWS | TOPOLOGY%CSWS%CSWS%LUCAS_WLAKE_1B%T1 | Finney Tap - Robson Road 69 kV | Line | CSWS.ROBSONRD.LUCAS_WLAKE_1B.CSWS.FINNEY.69.69 | 1 | FINNEYT2 69.000 | 507725 | ROBSON 2 69.000 | 507752 | 69
CSWS | TOPOLOGY%OKGE%OKGE%HELBG_FITZHUGH%1 | Fitzhugh Co Op - Helberg 161 kV | Line | CSWS.FITZHUGH.HELBG_FITZHUGH.OKGE.HELBG2.161.161 | 1 | FITZHUGH 5 161.00 | 503902 | HELBERG5 161.00 | 515327 | 161
CSWS | TOPOLOGY%CSWS%CSWS%9181%A | Fitzhugh Co Op - Helberg 69 kV | Line | OKGE.HELBG2.9181.CSWS.FITZHUGH.69.69 | 1 | FITZ_2 2 69.000 | 503903 | HELBERG2 69.000 | 515325 | 69
CSWS | TOPOLOGY%SPA%SPA%FITZHU_SPA_1A%A | Fitzhugh Co Op - Ozark 161 kV | Line | SPA.OZARKH5.FITZHU_SPA_1A.CSWS.FITZHUGH.161.161 | 1 | FITZHUGH 5 161.00 | 503902 | OZARK H5 161.00 | 505516 | 161
CSWS | TOPOLOGY%CSWS%CSWS%FIXICO%A | Fixico - Fixico Tap 138 kV | Line | OKGE.FIXICO.FIXICO.CSWS.FIXICO_T.138.138 | 1 | FIXCT4 138.00 | 510877 | FIXICO 4 138.00 | 515078 | 138
CSWS | TOPOLOGY%CSWS%CSWS%FIXICO1%A | Fixico Tap - Weleetka Power Station 138 kV | Line | CSWS.WELEETKA.FIXICO1.CSWS.FIXICO_T.138.138 | 1 | FIXCT4 138.00 | 510877 | WELETK4 138.00 | 510902 | 138
CSWS | TOPOLOGY%CO%CO%LINE%LN | Fletcher Temple - Fletcher Temple Tap 138 kV | Line | LINE.NOT.IN.EMS.CANT.999.999 | 1 | FLETCHR4 138.00 | 511422 | FLE TAP4 138.00 | 511423 | 138
CSWS | TOPOLOGY%CSWS%CSWS%2238%A | Fletcher Temple Tap - Lawton Eastside 138 kV | Line | CSWS.LAW_ES.2238.CSWS.FLCH_TMP.138.138 | 1 | FLE TAP4 138.00 | 511423 | L.E.S.-4 138.00 | 511467 | 138
CSWS | TOPOLOGY%CSWS%CSWS%2238A%T1 | Fletcher Temple Tap - Southwestern Power Station 138 kV | Line | CSWS.SW_STA.2238A.CSWS.FLCH_TMP.138.138 | 1 | FLE TAP4 138.00 | 511423 | S.W.S.-4 138.00 | 511477 | 138
CSWS | TOPOLOGY%AECI%AECI%FLNTCK-BROOK1%A | Flint Creek - Brookline 345kV | Line | CSWS.FLINTCRK.FLNTCK-BROOK1.AECI.FLINTCRK.345.345 | 1 | FLINTCR7 345.00 | 506935 | BROOKLINE 7345.00 | 549984 | 345
CSWS | TOPOLOGY%CSWS%CSWS%750_FLINTCRK%B | Flint Creek - Gentry Co_Op 161 kV | Line | CSWS.GENTRYR5.750_FLINTCRK.CSWS.FLINTCRK.161.161 | 1 | GENTRY 5 161.00 | 504201 | FLINTCR5 161.00 | 506934 | 161
CSWS | TOPOLOGY%CSWS%CSWS%SHIPE_FLINTCRK%A | Flint Creek - Shipe Road 345 kV | Line | CSWS.SHIPE_RD.SHIPE_FLINTCRK.CSWS.FLINTCRK.345.345 | 1 | FLINTCR7 345.00 | 506935 | SHIPERD7 345.00 | 506979 | 345
CSWS | TOPOLOGY%CSWS%CSWS%FLCK_SSPRIN_1A%T1 | Flint Creek - Siloam Springs 161 kV | Line | CSWS.FLINTCRK.FLCK_SSPRIN_1A.CSWS.SILSPRNG.161.161 | 1 | FLINTCR5 161.00 | 506934 | SILOAM 5 161.00 | 506948 | 161
CSWS | TOPOLOGY%EDE%EDE%FLNCRK_EDE_1A%A | Flint Creek - Sub 392 Decatur South 161 kV | Line | EDE.DECAS5.FLNCRK_EDE_1A.CSWS.FLINTCRK.161.161 | 1 | FLINTCR5 161.00 | 506934 | DEC392 5 161.00 | 547484 | 161
CSWS | TOPOLOGY%GRDA%GRDA%TONN_FLIN%A | Flint Creek - Tonnece 345 kV | Line | CSWS.FLINTCRK.TONN_FLIN.GRDA.TONNECE.345.345 | 1 | FLINTCR7 345.00 | 506935 | TONECE7 345.00 | 512750 | 345
CSWS | TOPOLOGY%CSWS%CSWS%766A%A | Flint Creek - Tontitown 161 kV | Line | CSWS.FLINTCRK.766A.CSWS.TONTITN5.161.161 | 1 | FLINTCR5 161.00 | 506934 | TONTITN5 161.00 | 506957 | 161
CSWS | TOPOLOGY%CSWS%CSWS%CHAMB_FLCRK_1A%A | Flint Creek -Siloam 161 kV | Line | CSWS.FLINTCRK.CHAMB_FLCRK_1A.CSWS.SILOPOD5.161.161 | 1 | SILOAMSP 5 161.00 | 504202 | FLINTCR5 161.00 | 506934 | 161
CSWS | TOPOLOGY%CSWS%CSWS%836%A | Flournoy - General Motors 138 kV | Line | CSWS.GENERAL.836.CSWS.FLOURNOY.138.138 | 1 | FLOURNY4 138.00 | 507727 | GENMOTR4 138.00 | 507732 | 138
CSWS | TOPOLOGY%CSWS%CSWS%835%A | Flournoy - Oak Co Op 138 kV | Line | CSWS.OAK_PHEC.835.CSWS.FLOURNOY.138.138 | 1 | FLOURNY4 138.00 | 507727 | OAKPH 4 138.00 | 508816 | 138
CSWS | TOPOLOGY%CSWS%CSWS%832%A | Flournoy - Pines Road 69 kV | Line | CSWS.PINESRO.832.CSWS.FLOURNOY.69.69 | 1 | FLOURNY2 69.000 | 507726 | PINESRD2 69.000 | 507747 | 69
CSWS | TOPOLOGY%CSWS%CSWS%FLO_WASKOM_1A%T1 | Flournoy - Waskom 69 kV | Line | CSWS.WASKOM.FLO_WASKOM_1A.CSWS.FLOURNOY.69.69 | 1 | FLOURNY2 69.000 | 507726 | WASKOM 2 69.000 | 508839 | 69
CSWS | TOPOLOGY%CSWS%CSWS%833%A | Flournoy - Woolworth Road Tap 69 kV | Line | CSWS.WOOLWORT.833.CSWS.FLOURNOY.69.69 | 1 | FLOURNY2 69.000 | 507726 | WOOLWTP2 69.000 | 507770 | 69
CSWS | TOPOLOGY%CO%CO%LINE%LN | Forbing Road - Forbing Tap 69 kV | Line | LINE.NOT.IN.EMS.CANT.999.999 | 1 | FORBNGT2 69.000 | 507728 | FORBING2 69.000 | 507785 | 69
CSWS | TOPOLOGY%CSWS%CSWS%SS_ELLERBE_1A%A | Forbing Tap - South Shreveport 69 kV | Line | CSWS.SSHREVE.SS_ELLERBE_1A.CSWS.FORBING.69.69 | 1 | FORBNGT2 69.000 | 507728 | S SHV 2 69.000 | 507754 | 69
CSWS | TOPOLOGY%CSWS%CSWS%833D%T1 | Ford - Summer Grove 69 kV | Line | CSWS.FORD2.833D.CSWS.SUMMERG.69.69 | 1 | FORD 2 69.000 | 507729 | SUMMERG2 69.000 | 507758 | 69
CSWS | TOPOLOGY%CSWS%CSWS%833F%T1 | Ford - Woolworth Road Tap 69 kV | Line | CSWS.FORD2.833F.CSWS.WOOLWORT.69.69 | 1 | FORD 2 69.000 | 507729 | WOOLWTP2 69.000 | 507770 | 69
CSWS | TOPOLOGY%CSWS%CSWS%PATT_DEQ_1E%T1 | Foreman - Foreman Co Op 69 kV | Line | CSWS.MAGN_PM.PATT_DEQ_1E.CSWS.FOREMAN.69.69 | 1 | FORMANR2 69.000 | 507407 | FOREMAN2 69.000 | 507421 | 69
CSWS | TOPOLOGY%CSWS%CSWS%PATT_DEQ_1B%A | Foreman - Foreman Magnolia 69 kV | Line | CSWS.FORE_REA.PATT_DEQ_1B.CSWS.FOREMAN.69.69 | 1 | FOREMAN2 69.000 | 507421 | FOREMAG2 69.000 | 507440 | 69
CSWS | TOPOLOGY%CSWS%CSWS%PATT_DEQ_1A%A | Foreman - Patterson 69 kV | Line | CSWS.PATTERS.PATT_DEQ_1A.CSWS.FOREMAN.69.69 | 1 | FOREMAN2 69.000 | 507421 | PATTERS2 69.000 | 507429 | 69
CSWS | TOPOLOGY%CSWS%CSWS%WINN_QUITMN_1B%T1 | Forest Hills Co Op - Magnolia Tap 69 kV | Line | CSWS.MAGNOL_T.WINN_QUITMN_1B.CSWS.FOREST_H.69.69 | 1 | MAGNOLA2 69.000 | 508299 | FORSTHL2 69.000 | 508340 | 69
CSWS | TOPOLOGY%CSWS%CSWS%WINN_QUITMN_1C%A | Forest Hills Co Op - Quitman 69 kV | Line | CSWS.QUITMAN9.WINN_QUITMN_1C.CSWS.FOREST_H.69.69 | 1 | FORSTHL2 69.000 | 508340 | QUITMAN2 69.000 | 508353 | 69
CSWS | TOPOLOGY%CSWS%CSWS%839%B | Fort Humbug - Pierremont 138 kV | Line | CSWS.PIERMNT2.839.CSWS.FORTHUM.138.138 | 1 | FTHUMBG4 138.00 | 507731 | PIERMNT4 138.00 | 507746 | 138
CSWS | TOPOLOGY%CSWS%CSWS%838%A | Fort Humbug - Trichel 138 kV | Line | CSWS.FORTHUM.838.CSWS.TRICHEL.138.138 | 1 | FTHUMBG4 138.00 | 507731 | TRICHEL4 138.00 | 507763 | 138
CSWS | TOPOLOGY%CSWS%CSWS%2227%A | Fort Sill (SWPA) - Lawton Gore 69 kV | Line | CSWS.LAW_GORE.2227.CSWS.FT_SILL.69.69 | 1 | FT.SILL2 69.000 | 511461 | LGORE-N2 69.000 | 511469 | 69
CSWS | TOPOLOGY%CSWS%CSWS%2228%A | Fort Sill (SWPA) - Porter Hill 69 kV | Line | CSWS.PORTER_H.2228.CSWS.FT_SILL.69.69 | 1 | FT.SILL2 69.000 | 511461 | PO.HILL2 69.000 | 511473 | 69
CSWS | TOPOLOGY%CSWS%CSWS%KIAMICHI_FTTOW%A | Fort Towson - Kiamichi Pump Station Tap 69 kV | Line | CSWS.KIAMICHI.KIAMICHI_FTTOW.CSWS.FTTOWSON.69.69 | 1 | KIPUMPT2 69.000 | 510876 | FTOWSON2 69.000 | 510917 | 69
CSWS | TOPOLOGY%CSWS%CSWS%2140A%A | Fort Towson - Sawyer 69 kV | Line | CSWS.FTTOWSON.2140A.CSWS.SAWYER1.69.69 | 1 | FTOWSON2 69.000 | 510917 | SAWYER 2 69.000 | 510920 | 69
CSWS | TOPOLOGY%CSWS%CSWS%2225%A | Frederick Junction - Snyder 69 kV | Line | CSWS.TIPTON_T.2225.CSWS.SNYDER.69.69 | 1 | FREDJC-2 69.000 | 511460 | SNYDER-2 69.000 | 511475 | 69
CSWS | TOPOLOGY%CSWS%CSWS%949C%1C | Friars Switch - Friars Switch Co Op 138 kV | Line | CSWS.FRIAR_RE.949C.CSWS.FRIAR_SW.138.138 | 1 | FRIARSW4 138.00 | 509062 | FRIRSWR4 138.00 | 509063 | 138
CSWS | TOPOLOGY%CSWS%CSWS%949B%1B | Friars Switch - London 138 kV | Line | CSWS.LONDON2.949B.CSWS.FRIAR_SW.138.138 | 1 | FRIARSW4 138.00 | 509062 | LONDON 4 138.00 | 509072 | 138
CSWS | TOPOLOGY%CSWS%CSWS%949%1D | Friars Switch Co Op - Northwest Henderson 138 kV | Line | CSWS.FRIAR_RE.949.CSWS.NWHENDE.138.138 | 1 | FRIRSWR4 138.00 | 509063 | NWHENDR4 138.00 | 509076 | 138
CSWS | TOPOLOGY%CSWS%CSWS%FULTON_HOPES%A | Fulton - Hope Switch 115 kV | Line | CSWS.HOPESWTC.FULTON_HOPES.CSWS.FULTON_C.115.115 | 1 | FULTON 3 115.00 | 503912 | HOPE 3 115.00 | 507453 | 115
CSWS | TOPOLOGY%EES%EES%FULTON_PATMO%A | Fulton - Patmos West 115 kV | Line | CSWS.FULTON_C.FULTON_PATMO.EES.PAT_WX.115.115 | 1 | 3PATMOS.W# 115.00 | 338875 | FULTON 3 115.00 | 503912 | 115
CSWS | TOPOLOGY%CSWS%CSWS%GARDVAL_KENSUL%A | Garden Valley Co Op - Kennedy Sullivan Co Op 138 kV | Line | CSWS.KENSULIV.GARDVAL_KENSUL.CSWS.GARDVALY.138.138 | 1 | KENSULI4 138.00 | 508363 | GARDVAL4 138.00 | 508364 | 138
CSWS | TOPOLOGY%CSWS%CSWS%GARDVALY_PECAN%A | Garden Valley Co Op - Pecan Hill Co Op 138 kV | Line | CSWS.GARDVALY.GARDVALY_PECAN.CSWS.PECAN_HL.138.138 | 1 | GARDVAL4 138.00 | 508364 | PECANHL4 138.00 | 508365 | 138
CSWS | TOPOLOGY%CSWS%CSWS%LAKE_LONGV_1A%A | Gates Street - Lake Lamond 69 kV | Line | CSWS.LAKELAM.LAKE_LONGV_1A.CSWS.GATES_ST.69.69 | 1 | GATES 2 69.000 | 508541 | LLAMOND2 69.000 | 508551 | 69
CSWS | TOPOLOGY%CSWS%CSWS%LAKE_LONGV_1B%A | Gates Street - Longview 69 kV | Line | CSWS.LONGVIEW.LAKE_LONGV_1B.CSWS.GATES_ST.69.69 | 1 | GATES 2 69.000 | 508541 | LONGVUE2 69.000 | 508555 | 69
CSWS | TOPOLOGY%CSWS%CSWS%836B%A | General Motors - Southwest Shreveport 138 kV | Line | CSWS.GENERAL.836B.CSWS.SWSHREV.138.138 | 1 | GENMOTR4 138.00 | 507732 | SW SHV 4 138.00 | 507759 | 138
CSWS | TOPOLOGY%CSWS%CSWS%STON_LOGANS_1B%T1 | Georgia Pacific - Keatchie Co Op 138 kV | Line | CSWS.KEATCHIE.STON_LOGANS_1B.CSWS.GEORGIAP.138.138 | 1 | KEATCHI4 138.00 | 509050 | GEORPAC4 138.00 | 509064 | 138
CSWS | TOPOLOGY%CSWS%CSWS%STON_LOGANS_1C%T1 | Georgia Pacific - Logansport 138 kV | Line | CSWS.LOGANSP.STON_LOGANS_1C.CSWS.GEORGIAP.138.138 | 1 | GEORPAC4 138.00 | 509064 | LOGANSP4 138.00 | 509071 | 138
CSWS | TOPOLOGY%CSWS%CSWS%66_145C%T1 | Georgia Pacific - Wright City Tap 69 kV | Line | CSWS.WC_TAP.66_145C.CSWS.GEO_PAC.69.69 | 1 | GA PAC 2 69.000 | 510868 | WCITYTP2 69.000 | 510870 | 69
CSWS | TOPOLOGY%CSWS%CSWS%NEKOSAT_HOLOX%A | Georgia Pacific Tap - Holox 69 kV | Line | CSWS.NEKOSAT2.NEKOSAT_HOLOX.CSWS.HOLOX2.69.69 | 1 | NEKOSAT2 69.000 | 508066 | HOLOX 2 69.000 | 508094 | 69
CSWS | TOPOLOGY%CSWS%CSWS%ASHDWN_12TH_1A%B | Georgia Pacific Tap - Sugar Hill Tap 69 kV | Line | CSWS.SUGHLET.ASHDWN_12TH_1A.CSWS.NEKOSAT2.69.69 | 1 | NEKOSAT2 69.000 | 508066 | SUGHLET2 69.000 | 508081 | 69
CSWS | TOPOLOGY%CSWS%CSWS%843%B | Gilliam - Hosston 69 kV | Line | CSWS.GILLIAM.843.CSWS.HOSSTON.69.69 | 1 | GILLIAM2 69.000 | 508803 | HOSSTON2 69.000 | 508804 | 69
CSWS | TOPOLOGY%CSWS%CSWS%843B%T1 | Gilliam - Superior 69 kV | Line | CSWS.SUPERIOR.843B.CSWS.GILLIAM.69.69 | 1 | GILLIAM2 69.000 | 508803 | SUPEROR2 69.000 | 508815 | 69
CSWS | TOPOLOGY%CSWS%CSWS%PERD_GILMER_1A%A | Gilmer - Perdue 69 kV | Line | CSWS.GILMER.PERD_GILMER_1A.CSWS.PERDUE.69.69 | 1 | GILMER 2 69.000 | 508341 | PERDUE 2 69.000 | 508350 | 69
CSWS | TOPOLOGY%CSWS%CSWS%PITT_GILMER_1C%A | Gilmer - Pittsburg Steel Tap 69 kV | Line | CSWS.GILMER.PITT_GILMER_1C.CSWS.CYPRESS.69.69 | 1 | PITTSTP2 69.000 | 508319 | GILMER 2 69.000 | 508341 | 69
CSWS | TOPOLOGY%CO%CO%LINE%LN | Glen Pine Co Op - Glen Pine DVAR CO Op 138 kV | Line | CSWS.DVARGP4.GLENPI_DVARGP4.CSWS.GLENPINE.138.138 | 1 | GLENPIN4 138.00 | 509252 | DVARGP 4 138.00 | 509258 | 138
CSWS | TOPOLOGY%CSWS%CSWS%MENA4_CRAIG_1%A | Gordan Tap - Craig Junction 138 kV | Line | CSWS.GORDN_TP.MENA4_CRAIG_1.CSWS.CRAIG_J.138.138 | 1 | GORDON TAP 4138.00 | 507461 | CRAIGJT4 138.00 | 510890 | 138
CSWS | TOPOLOGY%CSWS%CSWS%MENA4_CRAIG_1%B | Gordan Tap - Mena 138 kV | Line | CSWS.GORDN_TP.MENA4_CRAIG_1.CSWS.MENA4.138.138 | 1 | MENA 4 138.00 | 507436 | GORDON TAP 4138.00 | 507461 | 138
CSWS | TOPOLOGY%CSWS%CSWS%GRADY_LIND_H2O%A | Grady - Lindsay Water Flood 138 kV | Line | CSWS.GRADY.GRADY_LIND_H2O.CSWS.LIND_H2O.138.138 | 1 | LWATER 4 138.00 | 511513 | GRADY 4 138.00 | 511560 | 138
CSWS | TOPOLOGY%CSWS%CSWS%QUIT_GRANDS_1E%A | Grand Saline - Grand Saline Co Op 69 kV | Line | CSWS.GRAND_RE.QUIT_GRANDS_1E.CSWS.GRANDSAL.69.69 | 1 | GRANDSL2 69.000 | 508342 | GRDSALR2 69.000 | 508343 | 69
CSWS | TOPOLOGY%CSWS%CSWS%MINE_GSALIN_1B%A | Grand Saline - Mineola 69 kV | Line | CSWS.MINEOLA.MINE_GSALIN_1B.CSWS.GRANDSAL.69.69 | 1 | GRANDSL2 69.000 | 508342 | MINEOLA2 69.000 | 508347 | 69
CSWS | TOPOLOGY%CSWS%CSWS%DEQ_MENA_1AA%A | Grannis Co Op - Wickes Co Op 69 kV | Line | CSWS.WICKS.DEQ_MENA_1AA.CSWS.GRANIS2.69.69 | 1 | GRANNIS 2 69.000 | 504129 | WICKES 2 69.000 | 507417 | 69
CSWS | TOPOLOGY%CSWS%CSWS%GRAPE_LATEXO%A | Grapeland Co Op - Latexo Co Op 138 kV | Line | CSWS.LATEXO.GRAPE_LATEXO.CSWS.GRAPELND.138.138 | 1 | GRAPLND4 138.00 | 509322 | LATEXO 4 138.00 | 509323 | 138
CSWS | TOPOLOGY%CSWS%CSWS%SLOCUM_GRAPLND%A | Grapeland Co Op - Slocum Co Op 138 kV | Line | CSWS.GRAPELND.SLOCUM_GRAPLND.CSWS.SLOCUM.138.138 | 1 | GRAPLND4 138.00 | 509322 | SLOCUM 4 138.00 | 509326 | 138
CSWS | TOPOLOGY%CSWS%CSWS%GRAVELP_KINGST%A | Gravel Point - Kingston 69 kV | Line | CSWS.GRAVELP.GRAVELP_KINGST.CSWS.KINGSTN.69.69 | 1 | GRAVELP2 69.000 | 509357 | KINGST-2 69.000 | 509358 | 69
CSWS | TOPOLOGY%CSWS%CSWS%CLAR_HOWARD1%A | Greenbelt - Clarendon 69 kV | Line | CSWS.GREENBLT.CLAR_HOWARD1.CSWS.CLARDON2.69.69 | 1 | CLARDON2 69.000 | 512089 | HWRDWCK2 69.000 | 512115 | 69
CSWS | TOPOLOGY%CSWS%CSWS%JERICH0_CLARD%A | Greenbelt - Jericho 69 kV | Line | CSWS.GREENBLT.JERICH0_CLARD.CSWS.JERICHO_.69.69 | 1 | JERIC2WT 69.000 | 512087 | HWRDWCK2 69.000 | 512115 | 69
CSWS | TOPOLOGY%CSWS%CSWS%GREEN_BENTN%A | Greenhouse - Bentonville Motley Rd 161 kV | Line | CSWS.GREENHSE.GREEN_BENTN.CSWS.BEN279_5.161.161 | 1 | BEN279_5 161.00 | 506960 | GREENHOUSE 5161.00 | 506990 | 161
CSWS | TOPOLOGY%CSWS%CSWS%750_FLINTCRK%C | Greenhouse - East Centerton 161 kV | Line | CSWS.GREENHSE.750_FLINTCRK.CSWS.ECENTERT.161.161 | 1 | ECNTRTN5 161.00 | 506929 | GREENHOUSE 5161.00 | 506990 | 161
CSWS | TOPOLOGY%CSWS%CSWS%PRA_GREENLA_1A%A | Greenland - Prairie Grove 69 kV | Line | CSWS.PRAIRIE.PRA_GREENLA_1A.CSWS.GREENLND.69.69 | 1 | GREENLD2 69.000 | 506936 | PRGROVE2 69.000 | 506941 | 69
CSWS | TOPOLOGY%CSWS%CSWS%GREENSFAYE69_1%A | Greenland - South Fayetteville 69 kV | Line | CSWS.SFAYETTE.GREENSFAYE69_1.CSWS.GREENLND.69.69 | 1 | GREENLD2 69.000 | 506936 | SFAYTVL2 69.000 | 506946 | 69
CSWS | TOPOLOGY%CSWS%CSWS%GREEN_STRCK_1%A | Greenland - Strickler 69 kV | Line | CSWS.STRICKLR.GREEN_STRCK_1.CSWS.GREENLND.69.69 | 1 | GREENLD2 69.000 | 506936 | STRICKR2 69.000 | 506974 | 69
CSWS | TOPOLOGY%CSWS%CSWS%GREGG_VANAS%A | Gregg Street - Van Asche 161 kV | Line | CSWS.GREGGST.GREGG_VANAS.CSWS.VANASCHE.161.161 | 1 | VANASCH5 161.00 | 506939 | GREGGST5 161.00 | 506983 | 161
CSWS | TOPOLOGY%CSWS%CSWS%LAKE_GREGGT_1A%A | Greggton - Lake Lamond 69 kV | Line | CSWS.LAKELAM.LAKE_GREGGT_1A.CSWS.GREGGTON.69.69 | 1 | GREGGTN2 69.000 | 508542 | LLAMOND2 69.000 | 508551 | 69
CSWS | TOPOLOGY%CSWS%CSWS%CLAR_GREGGT_1B%A | Greggton - Nettleton Tap 69 kV | Line | CSWS.GREGGTON.CLAR_GREGGT_1B.CSWS.MIDV_LON.69.69 | 1 | GREGGTN2 69.000 | 508542 | NETTLTP2 69.000 | 508559 | 69
CSWS | TOPOLOGY%CSWS%CSWS%2110%A | Grove - Jay 138 kV | Line | CSWS.JAY_CSW.2110.CSWS.GROVE.138.138 | 1 | GROVE 4 138.00 | 510402 | JAY 4 138.00 | 510421 | 138
CSWS | TOPOLOGY%EDE%EDE%GROVE%A | Grove - Sub 435 Noel Southwest 161 kV | Line | EDE.NOELSW5.GROVE.CSWS.GROVE.161.161 | 1 | GROVE 5 161.00 | 510411 | NOL435 5 161.00 | 547496 | 161
CSWS | TOPOLOGY%CSWS%CSWS%915A%B | Hallsville - Longview Heights 69 kV | Line | CSWS.LONGV_HT.915A.CSWS.HALLSVIL.69.69 | 1 | HALLSVL2 69.000 | 508543 | LONGVHT2 69.000 | 508553 | 69
CSWS | TOPOLOGY%CSWS%CSWS%915%A | Hallsville - Marshall 69 kV | Line | CSWS.MARSHAL.915.CSWS.HALLSVIL.69.69 | 1 | HALLSVL2 69.000 | 508543 | MARSHAL2 69.000 | 508556 | 69
CSWS | TOPOLOGY%CSWS%CSWS%840%A | Hardy - Midway 69 kV | Line | CSWS.MIDWAY9.840.CSWS.HARDY.69.69 | 1 | HARDY 2 69.000 | 507734 | MIDWAY 2 69.000 | 507743 | 69
CSWS | TOPOLOGY%CSWS%CSWS%832B%T1 | Hardy - Pines Road 69 kV | Line | CSWS.HARDY.832B.CSWS.PINESRO.69.69 | 1 | HARDY 2 69.000 | 507734 | PINESRD2 69.000 | 507747 | 69
CSWS | TOPOLOGY%CSWS%CSWS%822B%T1 | Hardy - Waterworks 69 kV | Line | CSWS.WATERWO.822B.CSWS.HARDY.69.69 | 1 | HARDY 2 69.000 | 507734 | WATERWK2 69.000 | 507766 | 69
CSWS | TOPOLOGY%WFEC%WFEC%HARDY4_WEYCO_1%A | Hardy (WFEC) - Webb City (WFEC) 138 kV | Line | WFEC.HARDY4.HARDY4_WEYCO_1.WFEC.WEBBCTY4.138.138 | 1 | HARDY 4 138.00 | 510374 | WEBBCTY4 138.00 | 510375 | 138
CSWS | TOPOLOGY%CSWS%CSWS%HARPHILL_HINDS%A | Harp Hill - Hindsville 69 kV | Line | CSWS.HARPHILL.HARPHILL_HINDS.CSWS.HINDSVL.69.69 | [5 empty] | 69
CSWS | TOPOLOGY%CSWS%CSWS%HARPHILL_SPRGD%A | Harp Hill - Springdale N.E. 69 kV | Line | CSWS.HARPHILL.HARPHILL_SPRGD.CSWS.SPRGDLNE.69.69 | [5 empty] | 69
CSWS | TOPOLOGY%CSWS%CSWS%ZION3_HARPHILL%A | Harp Hill - Zion 69 kV | Line | CSWS.ZION3.ZION3_HARPHILL.CSWS.HARPHILL.69.69 | [5 empty] | 69
CSWS | TOPOLOGY%CSWS%CSWS%HARRIKNOXL13_1%A | Harrison Road - Knox Lee 138 kV | Line | CSWS.HARRISON.HARRIKNOXL13_1.CSWS.KNOXLEE.138.138 | 1 | HARRISN4 138.00 | 508544 | KNOXLEE4 138.00 | 508548 | 138
CSWS | TOPOLOGY%CSWS%CSWS%699C%C | Harrison Road - Liberty City 138 kV | Line | CSWS.HARRISON.699C.CSWS.LIBERTY1.138.138 | 1 | HARRISN4 138.00 | 508544 | LIBCYTP4 138.00 | 508550 | 138
CSWS | TOPOLOGY%CSWS%CSWS%LAYFL_HART%A | Hartburg - Layfield 500 kV | Line | CSWS.LAYFLD_A.LAYFL_HART.EES.HARTBG.500.500 | 1 | LAYFLD8 500.00 | 509366 | 8HARTBRG% 500.00 | 334325 | 500
CSWS | TOPOLOGY%CSWS%CSWS%839%A | Harts Island - Pierremont 138 kV | Line | CSWS.PIERMNT2.839.CSWS.HARTSISL.138.138 | 1 | HARTSIS4 138.00 | 507735 | PIERMNT4 138.00 | 507746 | 138
CSWS | TOPOLOGY%CSWS%CSWS%839B%T1 | Harts Island - South Shreveport 138 kV | Line | CSWS.HARTSISL.839B.CSWS.SSHREVE.138.138 | 1 | HARTSIS4 138.00 | 507735 | S SHV 4 138.00 | 507755 | 138
CSWS | TOPOLOGY%CSWS%CSWS%LONE_OAK%A | Hartshorne - Lone Oak 138 kV | Line | WFEC.HARTSHN4.LONE_OAK.CSWS.LONE_OAK.138.138 | 1 | LONEOAK4 138.00 | 510897 | HARTSHN4 138.00 | 520934 | 138
CSWS | TOPOLOGY%CSWS%CSWS%MCDADE_HAUGH%A | Haughton - McDade 138 kV | Line | CSWS.MCDADE.HAUGHT_MCDA_1A.CSWS.HAUGHTON.69.69 | 1 | HAUGHTN4 138.00 | 507736 | MCDADE 4 138.00 | 507741 | 138
CSWS | TOPOLOGY%CSWS%CSWS%HAUGHT_REDPT%A | Haughton - Red Point 138 kV | Line | CSWS.HAUGHTON.REDP_HAUGHT_1A.CSWS.REDPOINT.69.69 | 1 | HAUGHTN4 69.000 | 507736 | RDPOINT2 69.000 | 507750 | 138
CSWS | TOPOLOGY%CSWS%CSWS%MINE_HAWKIN_1C%A | Hawkins - Hawkins Co Op 69 kV | Line | CSWS.HAWK_REA.MINE_HAWKIN_1C.CSWS.HAWKINS.69.69 | 1 | HAWKINS2 69.000 | 508344 | HAWKREC2 69.000 | 508345 | 69
CSWS | TOPOLOGY%CSWS%CSWS%MINE_HAWKIN_1B%A | Hawkins Co Op - Hoard Co Op 69 kV | Line | CSWS.HAWK_REA.MINE_HAWKIN_1B.CSWS.HOARD.69.69 | 1 | HAWKREC2 69.000 | 508345 | HOARD R2 69.000 | 508346 | 69
CSWS | TOPOLOGY%CSWS%CSWS%2099%A | Hawthorne Pump - Northeast Power Station 138 138 kV | Line | CSWS.NE_GAS.2099.CSWS.HAWTHRNE.138.138 | 1 | N.E.S.-4 138.00 | 510396 | HAWTHRN4 138.00 | 510413 | 138
CSWS | TOPOLOGY%CSWS%CSWS%2229%A | Headrick - Snyder 69 kV | Line | CSWS.SNYDER.2229.CSWS.HEADRICK.69.69 | 1 | HEADRIK2 69.000 | 511462 | SNYDER-2 69.000 | 511475 | 69
CSWS | TOPOLOGY%CSWS%CSWS%2229A%A | Headrick - Tipton City Tap (Riverside) 69 kV | Line | CSWS.HEADRICK.2229A.CSWS.608A_T.69.69 | 1 | HEADRIK2 69.000 | 511462 | TIPTN T2 69.000 | 511543 | 69
CSWS | TOPOLOGY%CSWS%CSWS%HRTHLMILCR13_A%A | Heart Hill - Mill Creek 138 kV | Line | CSWS.HRTHL.HRTHLMILCR13_A.EES.MILCRK.138.138 | 1 | 4HRTNHIL 138.00 | 334287 | 4MILLCR! 138.00 | 334283 | 138
CSWS | TOPOLOGY%CSWS%CSWS%PINELAND_HORTO%A | Heart Hill - Pineland 138 kV | Line | CSWS.PINELAND.PINELAND_HORTO.CSWS.HRTHL.138.138 | 1 | 4HRTNHIL 138.00 | 334287 | 4PINELND 138.00 | 334284 | 138
CSWS | TOPOLOGY%CSWS%CSWS%HEDLEY_NMEMREA%A | Hedley - North Memphis REC 69 kV | Line | CSWS.NMEMREA.HEDLEY_NMEMREA.CSWS.HEDLEY.69.69 | 1 | HEDLEY 2 69.000 | 512091 | NMEMREC2 69.000 | 512092 | 69
CSWS | TOPOLOGY%CSWS%CSWS%POYN_BECKVI_1A%T1 | Henderson - Poynter 69 kV | Line | CSWS.POYNTER.POYN_BECKVI_1A.CSWS.HENDERSN.69.69 | 1 | HNDRSNR2 69.000 | 509065 | POYNTER2 69.000 | 509081 | 69
CSWS | TOPOLOGY%CSWS%CSWS%BEARCAT_HENDER%A | Henderson-Bearcat Tap 69kV | Line | CSWS.HENDERSN.BEARCAT_HENDER.CSWS.BEAR_CAT.69.69 | 1 | BEARCATTP 269.000 | 509127 | HNDRSNR2 69.000 | 509065 | 69
CSWS | TOPOLOGY%CSWS%CSWS%2136%A | Henryetta - Kelco 138 kV | Line | CSWS.HENRYETA.2136.CSWS.KELCO.138.138 | 1 | HENRYET4 138.00 | 510892 | KELCO 4 138.00 | 510931 | 138
CSWS | TOPOLOGY%CSWS%CSWS%2137%A | Henryetta - Weleetka Power Station 138 kV | Line | CSWS.WELEETKA.2137.CSWS.HENRYETA.138.138 | 1 | HENRYET4 138.00 | 510892 | WELETK4 138.00 | 510902 | 138
CSWS | TOPOLOGY%WFEC%WFEC%2016-A%A | Henryetta West (WFEC) - Okmulgee City 138 kV | Line | WFEC.HENRY_W.2016-A.CSWS.OKMULGEE.138.138 | 1 | OKMULGE4 138.00 | 510898 | EC.HEN-4 138.00 | 510923 | 138
CSWS | TOPOLOGY%WFEC%WFEC%2158%A | Henryetta West (WFEC) - Weleetka Power Station 138 kV | Line | WFEC.HENRY_W.2158.CSWS.WELEETKA.138.138 | 1 | WELETK4 138.00 | 510902 | EC.HEN-4 138.00 | 510923 | 138
CSWS | TOPOLOGY%CSWS%CSWS%PAWO_OMPWHSK%A | Heritage Trail - Pawhuska OMPA 138 kV | Line | CSWS.HERITAGE.PAWO_OMPWHSK.CSWS.OMPWHSK4.138.138 | 1 | HERITAGETRL4138.00 | 510434 | OMPWHSK4 138.00 | 529308 | 138
CSWS | TOPOLOGY%CSWS%CSWS%PAWO_WWALL%A | Heritage Trail - Western Wall 138 kv | Line | CSWS.HERITAGE.PAWO_WWALL.CSWS.WESTWALL.138.138 | 1 | PAWH-TP4 138.00 | 510412 | HERITAGETRL4138.00 | 510434 | 138
CSWS | TOPOLOGY%CSWS%CSWS%2044%A | Highway 20 - Hominy City (Ompa) 138 kV | Line | CSWS.HOMINY.2044.CSWS.HWY_20.138.138 | 1 | HWY20--4 138.00 | 509798 | OMHOMNY4 138.00 | 529306 | 138
CSWS | TOPOLOGY%CSWS%CSWS%WLDCH_T_HWY_20%A | Highway 20 - Wildcat 138 kV | Line | CSWS.WLDCH_TP.WLDCH_T_HWY_20.CSWS.HWY_20.138.138 | 1 | HWY20--4 138.00 | 509798 | WILDCAT HL 138.00 | 509821 | 138
CSWS | TOPOLOGY%CSWS%CSWS%TL_HILTP_HOLLY%A | Hilltop - Holly 138 kV | Line | CSWS.TL_HILTP.TL_HILTP_HOLLY.CSWS.TL_HOLLY.138.138 | 1 | HOLLY 4 138.00 | 509110 | HILLTOP4 138.00 | 509116 | 138
CSWS | TOPOLOGY%CSWS%CSWS%HINDSVL_WESLEY%A | Hindsville - Wesley 69 kV | Line | CSWS.HINDSVL.HINDSVL_WESLEY.CSWS.WESLEY2.69.69 | [5 empty] | 69
CSWS | TOPOLOGY%CSWS%CSWS%WEATH_JENSN_1A%A | Hinton - Weatherford Junction 138 kV | Line | CSWS.WEATH_J.WEATH_JENSN_1A.CSWS.HINTON9.138.138 | 1 | HINTON 4 138.00 | 511433 | WTH_JCT4 138.00 | 511489 | 138
CSWS | TOPOLOGY%CSWS%CSWS%RED_ROCK_HINTN%A | Hinton- Red Rock 138 kV | Line | CSWS.HINTON9.RED_ROCK_HINTN.CSWS.RED_ROCK.138.138 |  | HINTON 4 138.00 | 511433 | REDROCKRD4 138.00 | 511548 | 138
CSWS | TOPOLOGY%CSWS%CSWS%MINE_HAWKIN_1A%A | Hoard Co Op - Mineola 69 kV | Line | CSWS.MINEOLA.MINE_HAWKIN_1A.CSWS.HOARD.69.69 | 1 | HOARD R2 69.000 | 508346 | MINEOLA2 69.000 | 508347 | 69
CSWS | TOPOLOGY%CSWS%CSWS%ROSVTAP2_HOB_C%A | Hobart - Roosevelt Tap 69 kV | Line | CSWS.ROSVTAP2.ROSVTAP2_HOB_C.CSWS.HOB_CITY.69.69 | 1 | ROSVTAP2 69.000 | 511444 | HOBART-2 69.000 | 511465 | 69
CSWS | TOPOLOGY%CSWS%CSWS%2231%A | Hobart City - Hobart Junction 69 kV | Line | CSWS.HOB_CITY.2231.CSWS.HOBART_J.69.69 | 1 | HOB-JCT2 69.000 | 511464 | HOBART-2 69.000 | 511465 | 69
CSWS | TOPOLOGY%CSWS%CSWS%SNYDRTAP_HOB_C%A | Hobart City - Snyder Tap 69 kV | Line | CSWS.SNYDRTAP.SNYDRTAP_HOB_C.CSWS.HOB_CITY.69.69 | 1 | ROSVTAP2 69.000 | 511444 | HOBART-2 69.000 | 511465 | 69
CSWS | TOPOLOGY%CSWS%CSWS%HOBART_MARTHA%A | Hobart Junction - Martha 138kV | Line | CSWS.HOBART_J.HOBART_MARTHA.CSWS.MARTHA.138.138 | 1 | HOB-JCT4 138.00 | 511463 | MARTHA 1 138.00 | 529300 | 138
CSWS | TOPOLOGY%CSWS%CSWS%2263%A | Hollis - Hollis Tap 138 kV | Line | CSWS.HOLLIS.2263.CSWS.HOLT_CSW.138.138 | 1 | HOLLIS 4 138.00 | 511507 | HOLTP4WT 138.00 | 512103 | 138
CSWS | TOPOLOGY%CSWS%CSWS%2263C%A | Hollis Tap - Wellington 138 kV | Line | CSWS.HOLT_CSW.2263C.CSWS.WELL.138.138 | 1 | HOLTP4WT 138.00 | 512103 | WELL 4WT 138.00 | 512104 | 138
CSWS | TOPOLOGY%CSWS%CSWS%TL_HRSTP_HOLLY%A | Holly-Hurston Tap 69kV | Line | CSWS.TL_HOLLY.TL_HRSTP_HOLLY.CSWS.TL_HRSTP.69.69 | 1 | HOLLY 2 69.000 | 509111 | HURSTTP2 69.000 | 509114 | 69
CSWS | TOPOLOGY%CSWS%CSWS%NEOHOM_PCPIP_1%A | Home Co Op - Pryor Continental Pipe 69 kV | Line | CSWS.NEOHOME2.NEOHOM_PCPIP_1.CSWS.PCPIPE2.69.69 | 1 | NEOHOME2 69.000 | 510425 | PCPIPE 2 69.000 | 510426 | 69
CSWS | TOPOLOGY%CSWS%CSWS%CON_PI_NEOHO_1%A | Home Co Op - Pryor Continetal Pipe Tap 69 kV | Line | CSWS.NEOHOME2.CON_PI_NEOHO_1.CSWS.CON_PIPE.69.69 | 1 | PCP-TAP2 69.000 | 510408 | NEOHOME2 69.000 | 510425 | 69
CSWS | TOPOLOGY%CSWS%CSWS%NBOST_BANN_1C%A | Hooks - Lone Star Ordinance Tap 69 kV | Line | CSWS.HOOKS.NBOST_BANN_1C.CSWS.LONSTR_O.69.69 | 1 | HOOKS 2 69.000 | 508057 | LSORDTP2 69.000 | 508063 | 69
CSWS | TOPOLOGY%CSWS%CSWS%NBOST_BANN_1B%A | Hooks - Red River Arsenal 69 kV | Line | CSWS.HOOKS.NBOST_BANN_1B.CSWS.RRARSENL.69.69 | 1 | HOOKS 2 69.000 | 508057 | REDRVR-2 69.000 | 508074 | 69
CSWS | TOPOLOGY%CSWS%CSWS%HOPSW_HOPE_1A%A | Hope Connection - Hope Switch 115 kV | Line | CSWS.HOPESWTC.HOPSW_HOPE_1A.CSWS.HOPESWI3.115.115 | 1 | HOPESWI3 115.00 | 507452 | HOPE 3 115.00 | 507453 | 115
CSWS | TOPOLOGY%CSWS%CSWS%NWHOPE_HOPESWI%A | Hope Connection - Northwest Hope 115 kV | Line | CSWS.HOPESWI3.NWHOPE_HOPESWI.CSWS.NWHOPE3.115.115 | 1 | NWHOPE 3 115.00 | 507449 | HOPESWI3 115.00 | 507452 | 115
CSWS | TOPOLOGY%CSWS%CSWS%WHOPE3_HOPESWI%A | Hope Connection - West Hope 115 kV | Line | CSWS.HOPESWI3.WHOPE3_HOPESWI.CSWS.WHOPE3.115.115 | 1 | WHOPE 3 115.00 | 507451 | HOPESWI3 115.00 | 507452 | 115
CSWS | TOPOLOGY%CSWS%CSWS%782A%B | Hope Switch - McNab Co Op 115 kV | Line | CSWS.MCNAB.782A.CSWS.HOPESWTC.115.115 | 1 | MCNAB 3 115.00 | 504122 | HOPE 3 115.00 | 507453 | 115
CSWS | TOPOLOGY%CSWS%CSWS%WINN_WINFLD_1D%A | Hopewell Co Op - Mt Vernon Tap 69 kV | Line | CSWS.MTVER_T.WINN_WINFLD_1D.CSWS.HOPEWELL.69.69 | 1 | HOPEWEL2 69.000 | 508290 | MTVERNT2 69.000 | 508323 | 69
CSWS | TOPOLOGY%CSWS%CSWS%WINN_WINFLD_1E%A | Hopewell Co Op - Winfield 69 kV | Line | CSWS.HOPEWELL.WINN_WINFLD_1E.CSWS.WINFIELD.69.69 | 1 | HOPEWEL2 69.000 | 508290 | WINFIEL2 69.000 | 508315 | 69
CSWS | TOPOLOGY%CSWS%CSWS%BLOM_HOSTON_1C%T1 | Hosston - Godfrey 69 kV | Line | CSWS.HOSSTON.BLOM_HOSTON_1C.CSWS.GODFREY.69.69 | 1 | HOSSTON2 69.000 | 508804 | GODFREY 69.000 | 508847 | 69
CSWS | TOPOLOGY%CSWS%CSWS%841%A | Hosston - Plain Dealing 69 kV | Line | CSWS.PLAINDEA.841.CSWS.HOSSTON.69.69 | 1 | HOSSTON2 69.000 | 508804 | PLAINDL2 69.000 | 508813 | 69
CSWS | TOPOLOGY%CSWS%CSWS%842%A | Hosston - Vivian 69 kV | Line | CSWS.VIVIAN.842.CSWS.HOSSTON.69.69 | 1 | HOSSTON2 69.000 | 508804 | VIVIAN 2 69.000 | 508817 | 69
CSWS | TOPOLOGY%CSWS%CSWS%WELEETKA_X%A | Howe Int - Midland AEP 69 kV | Line | CSWS.MIDLAND1.WELEETKA_X.OKGE.HOWE_TP.69.69 | 1 | MIDLND-2 69.000 | 507187 | HOWEIN 2 69.000 | 515259 | 69
CSWS | TOPOLOGY%OKGE%OKGE%66_121A%A | Howe Int - Wister 69 kV | Line | OKGE.HOWE_TP.66_121A.CSWS.WISTER.69.69 | 1 | WISTER-2 69.000 | 510878 | HOWEIN 2 69.000 | 515259 | 69
CSWS | TOPOLOGY%CSWS%CSWS%SABIN_KILGO_1B%A | Howell - Kilgore 69 kV | Line | CSWS.HOWELL.SABIN_KILGO_1B.CSWS.KILGORE.69.69 | 1 | HOWELL 2 69.000 | 508545 | KILGORE2 69.000 | 508546 | 69
CSWS | TOPOLOGY%CSWS%CSWS%SABIN_KILGO_1A%A | Howell - Sabine 69 kV | Line | CSWS.HOWELL.SABIN_KILGO_1A.CSWS.SABINE.69.69 | 1 | HOWELL 2 69.000 | 508545 | SABINE 2 69.000 | 508565 | 69
CSWS | TOPOLOGY%CSWS%CSWS%HUGSP_DAING_1A%A | Hughes Springs - Jenkins Tap 69 kV | Line | CSWS.JENKINST.HUGSP_DAING_1A.CSWS.HUGHESP.69.69 | 1 | HUGHES 2 69.000 | 508291 | JENKNST2 69.000 | 508293 | 69
CSWS | TOPOLOGY%CSWS%CSWS%HUGSP_LIND_1A%A | Hughes Springs - Linden 69 kV | Line | CSWS.LINDEN9.HUGSP_LIND_1A.CSWS.HUGHESP.69.69 | 1 | LINDEN 2 69.000 | 508062 | HUGHES 2 69.000 | 508291 | 69
CSWS | TOPOLOGY%CSWS%CSWS%HUGSP_LSS_1A%A | Hughes Springs - Lone Star Co Op 69 kV | Line | CSWS.LONEST_R.HUGSP_LSS_1A.CSWS.HUGHESP.69.69 | 1 | HUGHES 2 69.000 | 508291 | LSREC 2 69.000 | 508295 | 69
CSWS | TOPOLOGY%CSWS%CSWS%2140%A | Hugo - Sawyer 69 kV | Line | CSWS.HUGO.2140.CSWS.SAWYER1.69.69 | 1 | HUGO---2 69.000 | 510893 | SAWYER 2 69.000 | 510920 | 69
CSWS | TOPOLOGY%CSWS%CSWS%VALYTIM2_HUGO%A | Hugo - Valley Timbers 69 kV | Line | CSWS.HUGO.VALYTIM2_HUGO.CSWS.VALYTIM2.69.69 | 1 | HUGO---2 69.000 | 510893 | VALYTIM2 69.000 | 510894 | 69
CSWS | TOPOLOGY%CSWS%CSWS%81-581%A | Hugo - Valliant 345 138 kV | Line | CSWS.HUGO.81-581.CSWS.VALLIANT.138.138 | 1 | HUGO---4 138.00 | 510901 | VALIANT4 138.00 | 510918 | 138
CSWS | TOPOLOGY%WFEC%WFEC%VALLIANT_WFE%A | Hugo Power Plant - Valliant 345 138 kV | Line | WFEC.HUGOPP4.VALLIANT_WFE.CSWS.VALLIANT.138.138 | 1 | VALIANT4 138.00 | 510918 | HUGO PP4 138.00 | 520948 | 138
CSWS | TOPOLOGY%GRDA%GRDA%HUNT%A | Hunt - Hunt Tap 69 kV | Line | CSWS.HUNT_TP.HUNT.GRDA.HUNT1.69.69 | 1 | HUNTAP-2 69.000 | 510416 | HUNT 2 69.000 | 512671 | 69
CSWS | TOPOLOGY%CSWS%CSWS%2116%A | Hunt Tap - Pryor Continetal Pipe Tap 69 kV | Line | CSWS.HUNT_TP.2116.CSWS.CON_PIPE.69.69 | 1 | PCP-TAP2 69.000 | 510408 | HUNTAP-2 69.000 | 510416 | 69
CSWS | TOPOLOGY%CSWS%CSWS%NHUNT_WALDR_1A%T1 | Huntington - North Huntington 69 kV | Line | CSWS.NHUNTING.NHUNT_WALDR_1A.CSWS.HUNTING2.69.69 | 1 | NHUNTNT2 69.000 | 507188 | HUNTING2 69.000 | 507186 | 69
CSWS | TOPOLOGY%CSWS%CSWS%NHUNT_MIDLA_1B%A | Huntington - Waldron 69 kV | Line | CSWS.WALDRON.NHUNT_MIDLA_1B.CSWS.HUNTING2.69.69 | 1 | HUNTING2 69.000 | 507186 | WALDRON2 69.000 | 507191 | 69
CSWS | TOPOLOGY%CSWS%CSWS%NHUNT_WALDR_1C%A | Huntington Co Op - North Huntington 69 kV | Line | CSWS.HUNT_CON.NHUNT_WALDR_1C.CSWS.NHUNTING.69.69 | 1 | NHUNTNT2 69.000 | 507188 | HUNT_CON 69.000 | 507194 | 69
CSWS | TOPOLOGY%CSWS%CSWS%NHUNT_WALDR_1B%A | Huntington Co Op - Waldron 69 kV | Line | CSWS.WALDRON.NHUNT_WALDR_1B.CSWS.HUNT_CON.69.69 | 1 | WALDRON2 69.000 | 507191 | HUNTING2 69.000 | 507186 | 69
CSWS | TOPOLOGY%CSWS%CSWS%TL_HURST_HUXLY%A | Hurston Sub-Huxley 69kV | Line | CSWS.TL_HURST.TL_HURST_HUXLY.CSWS.TL_HUXLY.69.69 | 1 | HURSTWN2 69.000 | 509113 | HUXLEY 2 69.000 | 509115 | 69
CSWS | TOPOLOGY%CSWS%CSWS%TL_CNTRS_HRSTP%A | Hurston Tap- Center South 69kV | Line | CSWS.TL_HRSTP.TL_CNTRS_HRSTP.CSWS.TL_CNTRS.69.69 | 1 | HURSTTP2 69.000 | 509114 | CENTRSO2 69.000 | 509122 | 69
CSWS | TOPOLOGY%CSWS%CSWS%TL_HRSTP_HURST%A | Hurston Tap-Hurston Sub 69kV | Line | CSWS.TL_HRSTP.TL_HRSTP_HURST.CSWS.TL_HURST.69.69 | 1 | HURSTWN2 69.000 | 509113 | HURSTTP2 69.000 | 509114 | 69
CSWS | TOPOLOGY%CSWS%CSWS%SEFA_HYLAND_1A%A | Hyland - Southeast Fayetteville 161 kV | Line | CSWS.HYLAND.SEFA_HYLAND_1A.CSWS.SEFAYETV.161.161 | 1 | HYLAND 5 161.00 | 506937 | SEFAYTV5 161.00 | 506943 | 161
CSWS | TOPOLOGY%CSWS%CSWS%2132%B | Idabel - Valliant 345 138 kV | Line | CSWS.IDABEL.2132.CSWS.VALLIANT.138.138 | 1 | IDABEL-4 138.00 | 510886 | VALIANT4 138.00 | 510918 | 138
CSWS | TOPOLOGY%CO%CO%LINE%LN | Inola - Inola Tap 138 kV | Line | LINE.NOT.IN.EMS.CANT.999.999 | 1 | INOLA 4 138.00 | 509736 | INOLATP4 138.00 | 509752 | 138
CSWS | TOPOLOGY%CLEC%CLEC%MANSF_CLECO_1A%A | International Paper - Wallace Lake 138 kV | Line | CLEC.IPMANS.MANSF_CLECO_1A.CSWS.WALLACE3.138.138 | 1 | IPAPER 4 138.00 | 500430 | WALLAKE4 138.00 | 507765 | 138
CSWS | TOPOLOGY%CSWS%CSWS%TEXPL_BLOOM_1C%A | IPC - Pleasant Hill 69 kV | Line | CSWS.PLEASN_H.TEXPL_BLOOM_1C.CSWS.I_PAPER.69.69 | 1 | PLEASHL2 69.000 | 508048 | IPC TAP2 69.000 | 508058 | 69
CSWS | TOPOLOGY%CO%CO%LINE%LN | IPC 138 - IPC 138 Tap 138 kV | Line | LINE.NOT.IN.EMS.CANT.999.999 | 1 | IPC T 4 138.00 | 508059 | IPC 4 138.00 | 508095 | 138
CSWS | TOPOLOGY%CSWS%CSWS%IPC_IPCDOM4%A | IPC 138 Tap - IPC Domino 138 kV | Line | CSWS.IPC_DOM4.IPC_IPCDOM4.CSWS.IPC.138.138 | 1 | IPC T 4 138.00 | 508059 | IPC-DOM4 138.00 | 508060 | 138
CSWS | TOPOLOGY%CSWS%CSWS%BANN_WATLAN_1C%A | IPC 138 Tap - West Atlanta 138 kV | Line | CSWS.IPC.BANN_WATLAN_1C.CSWS.W_ATLANT.138.138 | 1 | IPC T 4 138.00 | 508059 | WATLANT4 138.00 | 508090 | 138
CSWS | TOPOLOGY%CSWS%CSWS%IPCDOM_REDSPRG%B | IPC Domino - Red Springs Co Op 138 kV | Line | CSWS.IPC_DOM4.IPCDOM_REDSPRG.CSWS.RED_SPRG.138.138 | 1 | IPC-DOM4 138.00 | 508060 | REDSPRG4 138.00 | 508075 | 138
CSWS | TOPOLOGY%CSWS%CSWS%848%B | IPC Jefferson - Jefferson Switching station 138 kV | Line | CSWS.IPCJEFF4.848.CSWS.JEFF_SWC.138.138 | 1 | IPCJEFF4 138.00 | 508833 | JEFFRSN4 138.00 | 508835 | 138
CSWS | TOPOLOGY%CSWS%CSWS%848%A | IPC Jefferson - Lieberman 138 kV | Line | CSWS.IPCJEFF4.848.CSWS.LIEBERM.138.138 | 1 | LIEBERM4 138.00 | 508806 | IPCJEFF4 138.00 | 508833 | 138
CSWS | TOPOLOGY%CSWS%CSWS%CALU_JDWARD_1A%B | J.D. Ward - J.D. Ward Tap 69 kV | Line | CSWS.JDWARD.CALU_JDWARD_1A.CSWS.CTY_SERV.69.69 | 1 | WARDTP 2 69.000 | 507737 | JDWARD 2 69.000 | 507784 | 69
CSWS | TOPOLOGY%CSWS%CSWS%TEXACO_WARDTP%A | J.D. Ward Tap - Texaco Oil 69 kV | Line | CSWS.CTY_SERV.TEXACO_WARDTP.CSWS.TEXACOL2.69.69 | 1 | TEXACOL2 69.000 | 507733 | WARDTP 2 69.000 | 507737 | 69
CSWS | TOPOLOGY%CSWS%CSWS%JACKSV_OVERTON%A | Jacksonville - Overton 138 kV | Line | CSWS.OVERTONC.JACKSV_OVERTON.CSWS.JACKSONV.138.138 | 1 | JACKSNV4 138.00 | 509242 | OVERTON4 138.00 | 509080 | 138
CSWS | TOPOLOGY%CSWS%CSWS%PINEGR_JACKSV%A | Jacksonville - Pine Grove (ETEC) 138 kV | Line | CSWS.JACKSONV.PINEGR_JACKSV.CSWS.PINEGRV4.138.138 | 1 | JACKSNV4 138.00 | 509242 | PINEGRV4 138.00 | 509324 | 138
CSWS | TOPOLOGY%CSWS%CSWS%SUPER_JEFFR_1A%T1 | Jefferson - Superior 69 kV | Line | CSWS.SUPERIOR.SUPER_JEFFR_1A.CSWS.JEFFERS2.69.69 | 1 | SUPEROR2 69.000 | 508815 | JEFFRSN2 69.000 | 508834 | 69
CSWS | TOPOLOGY%CSWS%CSWS%JEFF_NMARS_1A%A | Jefferson - Woodlawn 69 kV | Line | CSWS.WOODLAW2.JEFF_NMARS_1A.CSWS.JEFFERS2.69.69 | 1 | JEFFRSN2 69.000 | 508834 | WOODLWN2 69.000 | 508842 | 69
CSWS | TOPOLOGY%CSWS%CSWS%900%A | Jefferson Switching station - Marshall 138 kV | Line | CSWS.MARSHAL.900.CSWS.JEFF_SWC.138.138 | 1 | MARSHL-4 138.00 | 508557 | JEFFRSN4 138.00 | 508835 | 138
CSWS | TOPOLOGY%CSWS%CSWS%901%A | Jefferson Switching station - Wilkes 138 kV | Line | CSWS.WILKES.901.CSWS.JEFF_SWC.138.138 | 1 | JEFFRSN4 138.00 | 508835 | WILKES 4 138.00 | 508840 | 138
CSWS | TOPOLOGY%CSWS%CSWS%HUGSP_DAING_1C%A | Jenkins Tap - Jenkins Co Op 69 kV | Line | CSWS.JENKINST.HUGSP_DAING_1C.CSWS.JENKINS9.69.69 | 1 | JENKINS2 69.000 | 508292 | JENKNST2 69.000 | 508293 | 69
CSWS | TOPOLOGY%CSWS%CSWS%81-573%A | Jenks - Sapulpa Road 138 kV | Line | CSWS.JENKS.81-573.CSWS.SAPULPA.138.138 | 1 | JENKS--4 138.00 | 509759 | SAPLPRD4 138.00 | 509871 | 138
CSWS | TOPOLOGY%CSWS%CSWS%622%1 | Jericho - Kirby Switching Station 115 kV | Line | SPS.KIRBY_SU.622.CSWS.JERICHO_.115.115 | 1 | JERICHO3 115.00 | 512086 | KIRBY 3115.00 | 524088 | 115
CSWS | TOPOLOGY%CSWS%CSWS%854%A | Joaquin Co Op - Logansport 138 kV | Line | CSWS.LOGANSP.854.CSWS.JOAQUIN.138.138 | 1 | JOAQUIN4 138.00 | 509066 | LOGANSP4 138.00 | 509071 | 138
CSWS | TOPOLOGY%OKGE%OKGE%JOHNCO_PITTSB%A | Johnston County - Pittsburg 345 kV | Line | CSWS.PITTSB9.JOHNCO_PITTSB.OKGE.JHNSTNCO.345.345 | 1 | JOHNCO 7 345.00 | 514809 | PITTSB-7 345.00 | 510907 | 345
CSWS | TOPOLOGY%CSWS%CSWS%FLO_WASKOM_1E%A | Karnack - Karnack Switching Station 69 kV | Line | CSWS.KARNAKSW.FLO_WASKOM_1E.CSWS.KARNACK.69.69 | 1 | KARNACK2 69.000 | 508829 | KARNCKT2 69.000 | 508836 | 69
CSWS | TOPOLOGY%CSWS%CSWS%FLO_WASKOM_1D%A | Karnack Switching Station - Mid Valley Pipeline Tap 69 kV | Line | CSWS.KARNAKSW.FLO_WASKOM_1D.CSWS.MIDL_TAP.69.69 | 1 | MVPIPET2 69.000 | 508825 | KARNCKT2 69.000 | 508836 | 69
CSWS | TOPOLOGY%CSWS%CSWS%STON_LOGANS_1A%T1 | Keatchie Co Op - Stonewall 138 kV | Line | CSWS.KEATCHIE.STON_LOGANS_1A.CSWS.STONEWA.138.138 | 1 | KEATCHI4 138.00 | 509050 | STONWAL4 138.00 | 509052 | 138
CSWS | TOPOLOGY%CSWS%CSWS%2136%B | Kelco - Okmulgee City 138 kV | Line | CSWS.OKMULGEE.2136.CSWS.KELCO.138.138 | 1 | OKMULGE4 138.00 | 510898 | KELCO 4 138.00 | 510931 | 138
CSWS | TOPOLOGY%SPA%SPA%KEYSTONE_72%A | Keystone SPA - Wekiwa 138 kV | Line | CSWS.WEKIWA.KEYSTONE_72.SPA.KEYSTON2.138.138 | 1 | KEYSTON4 138.00 | 505610 | WEKIWA-4 138.00 | 509757 | 138
CSWS | TOPOLOGY%CSWS%CSWS%66_119A%A | Kiamichi Pump Station - Kiamichi Pump Station Tap 69 kV | Line | CSWS.KIAM_PMP.66_119A.CSWS.KIAMICHI.69.69 | 1 | KI PMPN2 69.000 | 510875 | KIPUMPT2 69.000 | 510876 | 69
CSWS | TOPOLOGY%CSWS%CSWS%66_145B%A | Kiamichi Pump Station - Wright City 69 kV | Line | CSWS.KIAM_PMP.66_145B.CSWS.WRTCITY.69.69 | 1 | KI PMPS2 69.000 | 510867 | W CITY 2 69.000 | 510869 | 69
CSWS | TOPOLOGY%CSWS%CSWS%2162%A | Kiamichi Pump Station Tap - Valliant 345 69 kV | Line | CSWS.VALLIANT.2162.CSWS.KIAMICHI.69.69 | 1 | KIPUMPT2 69.000 | 510876 | VALIANT2 69.000 | 510910 | 69
CSWS | TOPOLOGY%CSWS%CSWS%WHIT_KILGOR_1B%A | Kilgore - Monroe Corners 69 kV | Line | CSWS.MONROE2.WHIT_KILGOR_1B.CSWS.KILGORE.69.69 | 1 | KILGORE2 69.000 | 508546 | MONROCR2 69.000 | 508558 | 69
CSWS | TOPOLOGY%CSWS%CSWS%902%A | Kilgore - Overton 69 kV | Line | CSWS.OVERTONC.902.CSWS.KILGORE.69.69 | 1 | KILGORE2 69.000 | 508546 | OVERTON2 69.000 | 509079 | 69
CSWS | TOPOLOGY%CSWS%CSWS%KL_OVERTON_1C%C | Kilgore Co Op - Leveretts Chapel 138 kV | Line | CSWS.LEVERET2.KL_OVERTON_1C.CSWS.KILGOR_R.138.138 | 1 | KILGORR4 138.00 | 509067 | LEVERET4 138.00 | 509069 | 138
CSWS | TOPOLOGY%CSWS%CSWS%KL_OVERTON_1B%B | Kilgore Co Op - Monroe Co Op 138 kV | Line | CSWS.MNRO_RE.KL_OVERTON_1B.CSWS.KILGOR_R.138.138 | 1 | KILGORR4 138.00 | 509067 | MONROER4 138.00 | 509073 | 138
CSWS | TOPOLOGY%CSWS%CSWS%BN_TEXOPCEN_1B%A | Kings Highway - Texarkana Operations Center 69 kV | Line | CSWS.TEXARK_O.BN_TEXOPCEN_1B.CSWS.KINGS_HY.69.69 | 1 | KINGHWY2 69.000 | 508061 | TEXOPER2 69.000 | 508087 | 69
CSWS | TOPOLOGY%CSWS%CSWS%KIOWA_PITTSB_1%A | Kiowa (IPP) - Pittsburg 345 (PSO) 345 kV | Line | CSWS.PITTSB9.KIOWA_PITTSB_1.CSWS.KIOWA.345.345 | 1 | PITTSB-7 345.00 | 510907 | KIOWA 7 345.00 | 510925 | 345
CSWS | TOPOLOGY%CSWS%CSWS%908%A | Knox Lee - Monroe Co Op 138 kV | Line | CSWS.KNOXLEE.908.CSWS.MNRO_RE.138.138 | 1 | KNOXLEE4 138.00 | 508548 | MONROER4 138.00 | 509073 | 138
CSWS | TOPOLOGY%CSWS%CSWS%907A%A | Knox Lee - Oak Hill No.2 138 kV | Line | CSWS.KNOXLEE.907A.CSWS.OAKHILL2.138.138 | 1 | KNOXLEE4 138.00 | 508548 | OAK2HIL4 138.00 | 509078 | 138
CSWS | TOPOLOGY%CSWS%CSWS%906%A | Knox Lee - South Texas Eastman 138 kV | Line | CSWS.STEXEAS.906.CSWS.KNOXLEE.138.138 | 1 | KNOXLEE4 138.00 | 508548 | SOTXEST4 138.00 | 508570 | 138
CSWS | TOPOLOGY%CSWS%CSWS%905%A | Knox Lee - Southeast Longview 69 kV | Line | CSWS.SELONGVE.905.CSWS.KNOXLEE.69.69 | 1 | KNOXLEE2 69.000 | 508547 | SELONGV2 69.000 | 508568 | 69
CSWS | TOPOLOGY%CSWS%CSWS%PERD_NMINEO_1B%A | Lake Hawkins Co Op - North Mineola 138 kV | Line | CSWS.LAKE_HAW.PERD_NMINEO_1B.CSWS.NMINEOLA.138.138 | 1 | NMINEOL4 138.00 | 508349 | LHAWKIN4 138.00 | 508358 | 138
CSWS | TOPOLOGY%CSWS%CSWS%LAKEHAW_CLYDE%A | Lake Hawkins Co Op - Red Springs Co Op 138 kV | Line | CSWS.CLYDE_BR.LAKEHAW_CLYDE.CSWS.LAKE_HAW.138.138 | 1 | LHAWKIN4 138.00 | 508358 | REDSPRW4 138.00 | 508366 | 138
CSWS | TOPOLOGY%CSWS%CSWS%SPRINGHL_LAKE%1 | Lake Lamond - Spring Hill AEP 138 kV | Line | CSWS.LAKELAM.SPRINGHL_LAKE.CSWS.SPRINGHI.138.138 | 1 | LLAMOND4 138.00 | 508552 | SPRHILL4 138.00 | 508571 | 138
CSWS | TOPOLOGY%CSWS%CSWS%81_845%A | Lake Pauline - Russell WFEC 138 kV | Line | CSWS.PAUL_SPP.81_845.WFEC.RUSSELL.138.138 | 1 | LAKEP4WT 138.00 | 512110 | RUSSELL4 138.00 | 521043 | 138
CSWS | TOPOLOGY%CSWS%CSWS%LANE_MCGCREEK%A | Lane - McGee Creek Tap 69 kV | Line | CSWS.LANE.LANE_MCGCREEK.CSWS.MCGCREEK.69.69 | 1 | MCGEETP2 69.000 | 510874 | LANE 2 69.000 | 510891 | 69
CSWS | TOPOLOGY%CSWS%CSWS%LATEXO_MUSTPR4%A | Latexo Co Op - Mustang Prairie 138 kV | Line | CSWS.MUSTPR4.LATEXO_MUSTPR4.CSWS.LATEXO.138.138 | 1 | LATEXO 4 138.00 | 509323 | MUSTPR4 138.00 | 509325 | 138
CSWS | TOPOLOGY%CSWS%CSWS%81_541%A | Lawton 112th St & West Gore - Lawton Westside Tap 138 kV | Line | CSWS.112_WGOR.81_541.CSWS.LAW_WS.138.138 | 1 | LWS-NTP4 138.00 | 511471 | 112GORE4 138.00 | 511488 | 138
CSWS | TOPOLOGY%CSWS%CSWS%81_542%A | Lawton 112th street & West Gore - Lawton Airgas Tap 138 kV | Line | CSWS.112_WGOR.81_542.CSWS.LAIRGST4.138.138 | 1 | 112GORE4 138.00 | 511488 | LAIRGST4 138.00 | 511510 | 138
CSWS | TOPOLOGY%CSWS%CSWS%81_543%A | Lawton 112th street & West Gore - Lawton Goodyear 138 kV | Line | CSWS.112_WGOR.81_543.CSWS.LAW_GDYR.138.138 | 1 | LG-YEAR4 138.00 | 511428 | 112GORE4 138.00 | 511488 | 138
CSWS | TOPOLOGY%CSWS%CSWS%81_527%A | Lawton 112th street & West Gore - Lawton Paperboard 138 kV | Line | CSWS.112_WGOR.81_527.CSWS.RPPAPER4.138.138 | 1 | 112GORE4 138.00 | 511488 | RPPAPER4 138.00 | 511512 | 138
CSWS | TOPOLOGY%CSWS%CSWS%LAIRGS_LAIRG_1%A | Lawton Airgas - Lawton Airgas Tap 138 kV | Line | CSWS.LAIRGST4.LAIRGS_LAIRG_1.CSWS.LAIRGS4.138.138 | 1 | L AIRGS4 138.00 | 511429 | LAIRGST4 138.00 | 511510 | 138
CSWS | TOPOLOGY%CO%CO%LINE%LN | Lawton Disposal Plant - Lawton Disposal Tap 69 kV | Line | LINE.NOT.IN.EMS.CANT.999.999 | 1 | L-DISTP2 69.000 | 511524 | LDISPOS2 69.000 | 511525 | 69
CSWS | TOPOLOGY%CSWS%CSWS%2170B%A | Lawton Disposal Tap - Lawton Relift Station Tap 69 kV | Line | CSWS.LAW_DSPL.2170B.CSWS.LAW_LIFT.69.69 | 1 | L-DISTP2 69.000 | 511524 | L-RLITP2 69.000 | 511526 | 69
CSWS | TOPOLOGY%CSWS%CSWS%2234%A | Lawton Eastside - Lawton Gore 69 kV North (Ft Sill) | Line | CSWS.LAW_ES.2234.CSWS.LAW_GORE.69.69 | 1 | L.E.S.-2 69.000 | 511466 | LGORE-N2 69.000 | 511469 | 69
CSWS | TOPOLOGY%CSWS%CSWS%2235%A | Lawton Eastside - Lawton Gore Tap 69 kV South | Line | CSWS.GORE_TAP.2235.CSWS.LAW_ES.69.69 | 1 | L.E.S.-2 69.000 | 511466 | LGORE-S2 69.000 | 511470 | 69
CSWS | TOPOLOGY%CSWS%CSWS%2237%A | Lawton Eastside - Lawton Sheridan Road 138 kV | Line | CSWS.LAW_ES.2237.CSWS.LAW_S_RD.138.138 | 1 | L.E.S.-4 138.00 | 511467 | SHERID4 138.00 | 511474 | 138
CSWS | TOPOLOGY%CSWS%CSWS%81-527C%A | Lawton Eastside - Lawton Westside Tap 138 kV | Line | CSWS.LAW_ES.81-527C.CSWS.LWSTAP4.138.138 | 1 | LWSTAP 4 138.00 | 511439 | L.E.S.-4 138.00 | 511467 | 138
CSWS | TOPOLOGY%CSWS%CSWS%OKLAULAW_E34_1%A | Lawton Eastside - Oklaunion 345 kV | Line | CSWS.LAW_ES.OKLAULAW_E34_1.CSWS.OKLAUNIO.345.345 | 1 | O.K.U.-7 345.00 | 511456 | L.E.S.-7 345.00 | 511468 | 345
CSWS | TOPOLOGY%CSWS%CSWS%TERRYRD_LAW_ES%A | Lawton Eastside - Terry Road 345 kV | Line | CSWS.LAW_ES.TERRYRD_LAW_ES.CSWS.TERRY_RD.345.345 | 1 | L.E.S.-7 345.00 | 511468 | TERRY_RD 345.00 | 511962 | 345
CSWS | TOPOLOGY%CSWS%CSWS%2241A%T1 | Lawton Gore Tap - Lawton Gore 69 kV | Line | CSWS.GORE_TAP.2241A.CSWS.LAW_GORE.69.69 | [5 empty] | 69
CSWS | TOPOLOGY%CSWS%CSWS%2241%A | Lawton Gore Tap - Lawton Wolf Creek 69 kV | Line | CSWS.WOLF_CRK.2241.CSWS.GORE_TAP.69.69 | 1 | LGORE-S2 69.000 | 511470 | LAW WC2 69.000 | 511503 | 69
CSWS | TOPOLOGY%CSWS%CSWS%81-527B%A | Lawton Paperboard - Lawton Westside Tap 138 kV | Line | CSWS.RPPAPER4.81-527B.CSWS.LWSTAP4.138.138 | 1 | LWSTAP 4 138.00 | 511439 | RPPAPER4 138.00 | 511512 | 138
CSWS | TOPOLOGY%CO%CO%LINE%LN | Lawton Relift Station - Lawton Relift Station Tap 69 kV | Line | LINE.NOT.IN.EMS.CANT.999.999 | 1 | L-RLITP2 69.000 | 511526 | L-RLIFT2 69.000 | 511527 | 69
CSWS | TOPOLOGY%CSWS%CSWS%2170A%A | Lawton Relift Station Tap - Walters City (OMPA) 69 kV | Line | CSWS.WALTCITY.2170A.CSWS.LAW_LIFT.69.69 | 1 | L-RLITP2 69.000 | 511526 | OMWALTR2 69.000 | 529311 | 69
CSWS | TOPOLOGY%CSWS%CSWS%81-527A%A | Lawton Westside - Lawton Westside Tap 138 kV North | Line | LINE.NOT.IN.EMS.CANT.999.999 | 1 | LWS N4 138.00 | 511430 | LWS-NTP4 138.00 | 511471 | 138
CSWS | TOPOLOGY%CSWS%CSWS%81-527A%A | Lawton Westside - Lawton Westside Tap 138 kV South | Line | CSWS.LAW_WS.81-527A.CSWS.LWSTAP4.138.138 | 1 | LWS S4 138.00 | 511431 | LWSTAP 4 138.00 | 511439 | 138
CSWS | TOPOLOGY%CSWS%CSWS%LAYFL_MTOL%A | Layfield - Mount Olive 500 kV | Line | CSWS.LAYFLD_A.LAYFL_MTOL.EES.MOLIVE.500.500 | 1 | LAYFLD8 500.00 | 509366 | 8MT_OLIVE% 500.00 | 337368 | 500
CSWS | TOPOLOGY%CSWS%CSWS%LCH_FAIRMN%A | Leach - Six MIle 138 kV | Line | CSWS.TL_SIXMI.SIXMILE_LEACH.EES.LCH.138.138 | 1 | 4LEACH! 138.00 | 334334 | SIXMILE4 138.00 | 509107 | 138
CSWS | TOPOLOGY%CSWS%CSWS%LEBROCK_PIRK_1%A | Lebrock - Pirkey 345 kV #1 | Line | CSWS.LEBROCK.LEBROCK_PIRK_1.CSWS.PIRKEY.345.345 | 1 | PIRKEY 7 345.00 | 508563 | LEBROCK7 345.00 | 508572 | 345
CSWS | TOPOLOGY%CSWS%CSWS%LEBROCK_PIRK_2%A | Lebrock - Pirkey 345 kV #2 | Line | CSWS.LEBROCK.LEBROCK_PIRK_2.CSWS.PIRKEY.345.345 | 2 | PIRKEY 7 345.00 | 508563 | LEBROCK7 345.00 | 508572 | 345
CSWS | TOPOLOGY%CSWS%CSWS%LEBROCK_TENA_1%A | Lebrock - Tenaska Switching Station 345 kV | Line | CSWS.TENASKA.LEBROCK_TENA_1.CSWS.LEBROCK.345.345 | 1 | LEBROCK7 345.00 | 508572 | TENRUSK7 345.00 | 508585 | 345
CSWS | TOPOLOGY%CSWS%CSWS%LEONARD_MALCTP%A | Leonard - Malcolm Tap 138 kV | Line | CSWS.LEONARD.LEONARD_MALCTP.OKGE.MALCTAP.138.138 | 1 | LEONARD4 138.00 | 511563 | MALCTAP 138.00 | 511575 | 138
CSWS | TOPOLOGY%CSWS%CSWS%2169%A | Lequire - Stigler Tap 138 kV | Line | CSWS.STIGLER.2169.CSWS.LEQUIRE.138.138 | 1 | LEQUIRE4 138.00 | 510922 | STIGLRT4 138.00 | 510924 | 138
CSWS | TOPOLOGY%CSWS%CSWS%WHIT_SELONG_1D%A | Letorneau - LeTOURNEAU 69 69 kV | Line | LINE.NOT.IN.EMS.CANT.999.999 | 1 | LETRNST2 69.000 | 508536 | LETOURN2 69.000 | 508581 | 69
CSWS | TOPOLOGY%CSWS%CSWS%WHIT_SELONG_1C%A | LeTOURNEAU 69 - LeTourneau Tap 69 kV | Line | CSWS.LETO_TAP.WHIT_SELONG_1C.CSWS.LETOUR69.69.69 | 1 | LETOURT2 69.000 | 508549 | LETOURN2 69.000 | 508581 | 69
CSWS | TOPOLOGY%CSWS%CSWS%WHIT_SELONG_1B%T1 | LeTourneau Tap - Southeast Longview 69 kV | Line | CSWS.SELONGVE.WHIT_SELONG_1B.CSWS.LETO_TAP.69.69 | 1 | LETOURT2 69.000 | 508549 | SELONGV2 69.000 | 508568 | 69
CSWS | TOPOLOGY%CSWS%CSWS%WHIT_SELONG_1A%A | LeTourneau Tap - Whitney 69 kV | Line | CSWS.WHITNEY.WHIT_SELONG_1A.CSWS.LETO_TAP.69.69 | 1 | LETOURT2 69.000 | 508549 | WHITNEY2 69.000 | 508574 | 69
CSWS | TOPOLOGY%CSWS%CSWS%KL_OVERTON_1D%D | Leveretts Chapel - Overton 138 kV | Line | CSWS.LEVERET2.KL_OVERTON_1D.CSWS.OVERTONC.138.138 | 1 | LEVERET4 138.00 | 509069 | OVERTON4 138.00 | 509080 | 138
CSWS | TOPOLOGY%CSWS%CSWS%699B%B | Liberty City - New Gladewater 138 kV | Line | CSWS.GLADEWTR.699B.CSWS.LIBERTY1.138.138 | 1 | LIBCYTP4 138.00 | 508550 | NEWGLAD4 138.00 | 508560 | 138
CSWS | TOPOLOGY%CSWS%CSWS%846%A | Lieberman - Longwood 138 kV | Line | CSWS.LIEBERM.846.CSWS.LONGWOO.138.138 | 1 | LIEBERM4 138.00 | 508806 | LONGWD 4 138.00 | 508808 | 138
CSWS | TOPOLOGY%CSWS%CSWS%847%A | Lieberman - North Benton 138 kV | Line | CSWS.LIEBERM.847.CSWS.NBENTON.138.138 | 1 | LIEBERM4 138.00 | 508806 | NBENTON4 138.00 | 508811 | 138
CSWS | TOPOLOGY%CSWS%CSWS%845%A | Lieberman - Oil City 69 kV | Line | CSWS.OILCITY.845.CSWS.LIEBERM.69.69 | 1 | LIEBERM2 69.000 | 508805 | OILCITY2 69.000 | 508812 | 69
CSWS | TOPOLOGY%CSWS%CSWS%PRA_SSPRING_1A%T1 | Lincoln Co Op - Prairie Grove 69 kV | Line | CSWS.LINCOLN9.PRA_SSPRING_1A.CSWS.PRAIRIE.69.69 | 1 | PRGROVE2 69.000 | 506941 | LINCOLN2 69.000 | 506972 | 69
CSWS | TOPOLOGY%CSWS%CSWS%PRA_SSPRING_1B%T1 | Lincoln Co Op - Siloam Springs 69 kV | Line | CSWS.LINCOLN9.PRA_SSPRING_1B.CSWS.SILSPRNG.69.69 | 1 | LINCOLN2 69.000 | 506972 | SILOAM 2 69.000 | 506973 | 69
CSWS | TOPOLOGY%CSWS%CSWS%LIND_ATLANT_1A%T1 | Linden - West Atlanta 69 kV | Line | CSWS.W_ATLANT.LIND_ATLANT_1A.CSWS.LINDEN9.69.69 | 1 | LINDEN 2 69.000 | 508062 | WATLANT2 69.000 | 508089 | 69
CSWS | TOPOLOGY%CSWS%CSWS%PHIL_GAS_GRADY%A | Lindsay Water Flood - Phillips Gas Compressor 138 kV | Line | CSWS.LIND_H2O.PHIL_G_LIND_H.CSWS.PHIL_GAS.138.138 | 1 | LWATER 4 138.00 | 511513 | GRADY 4 138.00 | 511560 | 138
CSWS | TOPOLOGY%CSWS%CSWS%860%A | Linton Road - North Benton 138 kV | Line | CSWS.NBENTON.860.CSWS.LINTONRD.138.138 | 1 | LINTNRD4 138.00 | 508807 | NBENTON4 138.00 | 508811 | 138
CSWS | TOPOLOGY%CSWS%CSWS%826%A | Linwood - McWillie 138 kV | Line | CSWS.MCWILLIE.826.CSWS.LINWOOD2.138.138 | 1 | LINWOOD4 138.00 | 507738 | MCWILLI4 138.00 | 507742 | 138
CSWS | TOPOLOGY%CSWS%CSWS%850%A | Linwood - Powell Street 138 kV | Line | CSWS.LINWOOD2.850.CSWS.POWELL.138.138 | 1 | LINWOOD4 138.00 | 507738 | POWELL 4 138.00 | 507748 | 138
CSWS | TOPOLOGY%CSWS%CSWS%NVBI_LD13_1A%T1 | Lock & Dam 13 - North VBI (AECC) 69 kV | Line | CSWS.LD13.NVBI_LD13_1A.CSWS.N_VBI.69.69 | 1 | ELLIS 2 69.000 | 503908 | VBI_N 2 69.000 | 504032 | 69
CSWS | TOPOLOGY%CSWS%CSWS%DEQ_NASHVIL_1B%T1 | Lockesburg - Nashville 69 kV | Line | CSWS.NASHVIL.DEQ_NASHVIL_1B.CSWS.LOCKESBG.69.69 | 1 | LOCKESB2 69.000 | 507422 | NASHVIL2 69.000 | 507426 | 69
CSWS | TOPOLOGY%CSWS%CSWS%PATT_SDIERK_1A%A | Lockesburg Co Op - Patterson 138 kV | Line | CSWS.LOCKE_RE.PATT_SDIERK_1A.CSWS.PATTERS.138.138 | 1 | LOCKSBRG 4 138.00 | 504123 | PATTERS4 138.00 | 507431 | 138
CSWS | TOPOLOGY%CSWS%CSWS%BARITTP_LOCKE%A | Lockesburg Co Op - South Dierks 138 kV | Line | CSWS.LOCKE_RE.PATT_SDIERK_1B.CSWS.S_DIERKS.138.138 | 1 | BARITERDTP 4138.00 | 507463 | SDIERKS4 138.00 | 507433 | 138
CSWS | TOPOLOGY%CSWS%CSWS%M_F_PRYOR_A%T1 | Locust Grove - Oklahoma Cement CO. 115 kV | Line | CSWS.L_GROVE.M_F_PRYOR_A.CSWS.PRYOR_OK.115.115 | 1 | LSTAR--3 115.00 | 510399 | L GROVE3 115.00 | 510423 | 115
CSWS | TOPOLOGY%CSWS%CSWS%851%A | Logansport - Logansport Co Op 69 kV | Line | Logansport - Logansport Co-Op 69 Kv (NOT IN EMS.) | 1 | STANLEY2 69.000 | 509051 | LOGANSP2 69.000 | 509070 | 69
CSWS | TOPOLOGY%CSWS%CSWS%949A%1A | London - Overton 138 kV | Line | CSWS.OVERTONC.949A.CSWS.LONDON2.138.138 | 1 | LONDON 4 138.00 | 509072 | OVERTON4 138.00 | 509080 | 138
CSWS | TOPOLOGY%CSWS%CSWS%2142%A | Lone Oak - Enogex Wilburton 69 kV | Line | CSWS.REA_KMCH.2142.CSWS.LONE_OAK.69.69 | 1 | LONEOAK2 69.000 | 510896 | WILBURT2 69.000 | 510905 | 69
CSWS | TOPOLOGY%CSWS%CSWS%2144%A | Lone Oak - McAlester City Tap 138 kV | Line | CSWS.MCALESTR.2144.CSWS.LONE_OAK.138.138 | 1 | LONEOAK4 138.00 | 510897 | MCALEST4 138.00 | 510908 | 138
CSWS | TOPOLOGY%CSWS%CSWS%LONE_MCALS13_1%A | Lone Oak - South McAlester Tap 138 kV | Line | CSWS.MCALS_SO.LONE_MCALS13_1.CSWS.LONE_OAK.138.138 | 1 | LONEOAK4 138.00 | 510897 | SMCALTP4 138.00 | 510906 | 138
CSWS | TOPOLOGY%CSWS%CSWS%81_835%A | Lone Oak - Wilburton Tap 138 kV | Line | CSWS.LONE_OAK.81_835.CSWS.WILB_TOK.138.138 | 1 | LONEOAK4 138.00 | 510897 | ENOWILT4 138.00 | 510944 | 138
CSWS | TOPOLOGY%CSWS%CSWS%HUGSP_LSS_1C%T1 | Lone Star Co Op - Lone Star South 69 kV | Line | CSWS.LONSTR_S.HUGSP_LSS_1C.CSWS.ORE_T.69.69 | 1 | LSREC 2 69.000 | 508295 | LSSOUTH2 69.000 | 508296 | 69
CSWS | TOPOLOGY%CSWS%CSWS%HUGSP_LSS_1B%T1 | Lone Star Co-Op - Lone Star Co-Op Tap 69 kV | Line | CSWS.LONEST_R.HUGSP_LSS_1B.CSWS.ORE_T.69.69 | [5 empty] | 69
CSWS | TOPOLOGY%CO%CO%LINE%LN | Lone Star Ordinance - Lone Star Ordinance Tap 69 kV | Line | LINE.NOT.IN.EMS.CANT.999.999 | 1 | LSORDTP2 69.000 | 508063 | LSORD 2 69.000 | 508093 | 69
CSWS | TOPOLOGY%CSWS%CSWS%919%A | Lone Star Power Plant - Lone Star South 69 kV | Line | CSWS.LONSTR_S.919.CSWS.LONESTAR.69.69 | 1 | LSSOUTH2 69.000 | 508296 | LONSTAR2 69.000 | 508320 | 69
CSWS | TOPOLOGY%CSWS%CSWS%922%A | Lone Star South - Pittsburg (SEP) 138 kV | Line | CSWS.LONSTR_S.922.CSWS.PITTSBU.138.138 | 1 | LSSOUTH4 138.00 | 508297 | PITTSB_4 138.00 | 508313 | 138
CSWS | TOPOLOGY%CSWS%CSWS%LONSTWILKE11_1%A | Lone Star South - Wilkes 138 kV | Line | CSWS.LONSTR_S.LONSTWILKE11_1.CSWS.WILKES.138.138 | 1 | LSSOUTH4 138.00 | 508297 | WILKES 4 138.00 | 508840 | 138
CSWS | TOPOLOGY%CSWS%CSWS%WHIT_LONGV_1A%A | Longview - Whitney 69 kV | Line | CSWS.WHITNEY.WHIT_LONGV_1A.CSWS.LONGVIEW.69.69 | 1 | LONGVUE2 69.000 | 508555 | WHITNEY2 69.000 | 508574 | 69
CSWS | TOPOLOGY%CSWS%CSWS%965A%B | Longview Heights - Pliler Road 138 kV | Line | CSWS.LVHT_138.965A.CSWS.PLILER.138.138 | 1 | LONGVHT4 138.00 | 508554 | PLILER 4 138.00 | 508564 | 138
CSWS | TOPOLOGY%CSWS%CSWS%965%A | Longview Heights - Whitney 138 kV | Line | CSWS.LVHT_138.965.CSWS.WHITNEY.138.138 | 1 | LONGVHT4 138.00 | 508554 | WHITNEY4 138.00 | 508575 | 138
CSWS | TOPOLOGY%CSWS%CSWS%916%A | Longview Heights - Whitney 69 kV | Line | CSWS.WHITNEY.916.CSWS.LONGV_HT.69.69 | 1 | LONGVHT2 69.000 | 508553 | WHITNEY2 69.000 | 508574 | 69
CSWS | TOPOLOGY%CSWS%CSWS%827B%A | Longwood - Noram 138 kV | Line | CSWS.NORAM.827B.CSWS.LONGWOO.138.138 | 1 | NORAM 4 138.00 | 507774 | LONGWD 4 138.00 | 508808 | 138
CSWS | TOPOLOGY%CSWS%CSWS%835B%T1 | Longwood - Oak Co Op 138 kV | Line | CSWS.OAK_PHEC.835B.CSWS.LONGWOO.138.138 | 1 | LONGWD 4 138.00 | 508808 | OAKPH 4 138.00 | 508816 | 138
CSWS | TOPOLOGY%EES%EES%EL_EHV_LONGWD7%B | Longwood - Sarepata 345kV | Line | CSWS.LONGWOO.EL_EHV_LONGWD7.EES.SAREPT.345.345 | 1 | LONGWD 7 345.00 | 508809 | 7SAREPTA% 345.00 | 337376 | 345
CSWS | TOPOLOGY%CSWS%CSWS%LONG_SCOTTS_1A%T1 | Longwood - Scottsville 138 kV | Line | CSWS.SCOTTSV2.LONG_SCOTTS_1A.CSWS.LONGWOO.138.138 | 1 | SCOTTSV4 138.00 | 508567 | LONGWD 4 138.00 | 508808 | 138
CSWS | TOPOLOGY%CSWS%CSWS%857%A | Longwood - Southwest Shreveport 345 kV | Line | CSWS.LONGWOO.857.CSWS.SWSHREV.345.345 | 1 | SW SHV 7 345.00 | 507760 | LONGWD 7 345.00 | 508809 | 345
CSWS | TOPOLOGY%CSWS%CSWS%858%A | Longwood - Wilkes 345 kV | Line | CSWS.WILKES.858.CSWS.LONGWOO.345.345 | 1 | LONGWD 7 345.00 | 508809 | WILKES 7 345.00 | 508841 | 345
CSWS | TOPOLOGY%CSWS%CSWS%LOWEL_ROGER_1A%A | Lowell - Rogers 161 kV | Line | CSWS.ROGERS.LOWEL_ROGER_1A.CSWS.LOWELL9.161.161 | 1 | LOWELL 5 161.00 | 506938 | ROGERS 5 161.00 | 506942 | 161
CSWS | TOPOLOGY%CSWS%CSWS%LOWEL_DYESS_1A%A | Lowell - Tontitown 161 kV | Line | CSWS.TONTITN5.LOWEL_DYESS_1A.CSWS.LOWELL9.161.161 | 1 | LOWELL 5 161.00 | 506938 | TONTITN5 161.00 | 506957 | 161
CSWS | TOPOLOGY%CSWS%CSWS%924%A | Lydia - Northwest Texarkana 345 kV | Line | CSWS.NWTEXAR.924.CSWS.LYDIA.345.345 | 1 | NWTXARK7 345.00 | 508072 | LYDIA 7 345.00 | 508298 | 345
CSWS | TOPOLOGY%CSWS%CSWS%926%A | Lydia - Valliant 345 345 kV | Line | CSWS.VALLIANT.926.CSWS.LYDIA.345.345 | 1 | LYDIA 7 345.00 | 508298 | VALIANT7 345.00 | 510911 | 345
CSWS | TOPOLOGY%CSWS%CSWS%925%A | Lydia - Welsh 345 kV | Line | CSWS.WELSH.925.CSWS.LYDIA.345.345 | 1 | LYDIA 7 345.00 | 508298 | WELSH 7 345.00 | 508359 | 345
CSWS | TOPOLOGY%CO%CO%LINE%LN | Lynn Lane - Lynn Lane Tap 138 kV East | Line | LINE.NOT.IN.EMS.CANT.999.999 | 1 | LLANE-E4 138.00 | 509728 | LLAN ET4 138.00 | 509771 | 138
CSWS | TOPOLOGY%CO%CO%LINE%LN | Lynn Lane - Lynn Lane Tap 138 kV West | Line | LINE.NOT.IN.EMS.CANT.999.999 | 1 | LLANE-W4 138.00 | 509720 | LLAN WT4 138.00 | 509770 | 138
CSWS | TOPOLOGY%CSWS%CSWS%WINN_QUITMN_1D%A | Magnolia Tap - Quitman Magnolia Pump 69 kV | Line | CSWS.MAGNOL_T.WINN_QUITMN_1D.CSWS.COKE_CON.69.69 | 1 | MAGNOLA2 69.000 | 508299 | MAGQUIT2 69.000 | 508300 | 69
CSWS | TOPOLOGY%CSWS%CSWS%WINN_QUITMN_1A%A | Magnolia Tap - Winnsboro 69 kV | Line | CSWS.WINNSBO.WINN_QUITMN_1A.CSWS.MAGNOL_T.69.69 | 1 | MAGNOLA2 69.000 | 508299 | WINNSBO2 69.000 | 508316 | 69
CSWS | TOPOLOGY%CSWS%CSWS%2124%A | Maid - Midwest Carbide 138 kV | Line | CSWS.MAID.2124.CSWS.MIDW_CAR.138.138 | 1 | MCARBDE4 138.00 | 510366 | MIDCON-4 138.00 | 510420 | 138
CSWS | TOPOLOGY%CSWS%CSWS%LEO_MAL81_704%A | Malcolm Tap - Leonard 138 TO BE REMOVED | Line | CSWS.LEONARD.LEO_MAL81_704.CSWS.MALCMTAP.138.138 | 1 | LEONARD4 138.00 | 511563 | MALCMTAP 138.00 | 511573 | 138
CSWS | TOPOLOGY%CSWS%CSWS%MAL_TUT81_704%A | Malcolm Tap - Tuttle 138 kV (TO BE REMOVED) | Line | CSWS.MALCMTAP.MAL_TUT81_704.CSWS.TUTTLE.138.138 | 1 | MALCMTAP 138.00 | 511573 | TUTTLE4 138.00 | 511501 | 138
CSWS | TOPOLOGY%CSWS%CSWS%RSH_SP_OMMAR_1%A | Marlow (OMPA) - Rush Springs Chestnut Tap 138 kV | Line | CSWS.OMMARLO4.RSH_SP_OMMAR_1.CSWS.RSH_SPRG.138.138 | 1 | RUSHSPT4 138.00 | 511491 | OMMARLO4 138.00 | 529307 | 138
CSWS | TOPOLOGY%CSWS%CSWS%928%A | Marshall - North Marshall 69 kV | Line | CSWS.MARSHAL.928.CSWS.NMARSHAL.69.69 | 1 | MARSHAL2 69.000 | 508556 | NMARSHL2 69.000 | 508838 | 69
CSWS | TOPOLOGY%CSWS%CSWS%930%A | Marshall - Pirkey 138 kV | Line | CSWS.MARSHAL.930.CSWS.PIRKEY.138.138 | 1 | MARSHL-4 138.00 | 508557 | PIRKEY 4 138.00 | 508562 | 138
CSWS | TOPOLOGY%CSWS%CSWS%MATTISON_PLANT%A | Mattison - Tontitown 161 kV | Line | CSWS.TONTITN5.MATTISON_PLANT.CSWS.MATTISON.161.161 | 1 | TONTITN5 161.00 | 506957 | MATTISN5 161.00 | 506978 | 161
CSWS | TOPOLOGY%CSWS%CSWS%1984%A | Mayo Road - Mingo 138 kV North | Line | CSWS.MAYO_RD.1984.CSWS.MINGO.138.138 | 1 | MINGO-N4 138.00 | 509760 | MAYO--N4 138.00 | 509779 | 138
CSWS | TOPOLOGY%CSWS%CSWS%1986%A | Mayo Road - Mingo 138 kV South | Line | CSWS.MAYO_RD.1986.CSWS.MINGO.138.138 | 1 | MINGO-S4 138.00 | 509761 | MAYO--S4 138.00 | 509780 | 138
CSWS | TOPOLOGY%CSWS%CSWS%2072%A | Mazie Co Op - Wagoner 69 kV | Line | CSWS.MAZIE.2072.CSWS.WAGONER.69.69 | 1 | WAGONER2 69.000 | 509819 | MAZIE -2 69.000 | 510424 | 69
CSWS | TOPOLOGY%CSWS%CSWS%2159%A | McAlester City - McAlester City Tap 138 kV | Line | CSWS.MCALESTR.2159.CSWS.MCALS_SO.138.138 | 1 | MCALT-N4 138.00 | 510861 | MC NTAP4 138.00 | 510909 | 138
CSWS | TOPOLOGY%CSWS%CSWS%2159%A | McAlester City - South McAlester Tap 138 kV | Line | CSWS.MCALESTR.2159.CSWS.MCALS_SO.138.138 | 1 | SMCALTP4 138.00 | 510906 | MCALEST4 138.00 | 510908 | 138
CSWS | TOPOLOGY%CSWS%CSWS%2151%A | McAlester City - Weleetka Power Station 69 kV | Line | CSWS.MCALESTR.2150.CSWS.WELEETKA.69.69 | 1 | MCALEST2 69.000 | 510899 | A.DEPOT2 69.000 | 510912 | 69
CSWS | TOPOLOGY%CO%CO%LINE%LN | McAlester South - South McAlester Tap 138 kV | Line | LINE.NOT.IN.EMS.CANT.999.999 | 1 | S-MCALT4 138.00 | 510865 | SMCALTP4 138.00 | 510906 | 138
CSWS | TOPOLOGY%CO%CO%LINE%LN | McGee Creek - McGee Creek Tap 69 kV | Line | LINE.NOT.IN.EMS.CANT.999.999 | 1 | MCGEECK2 69.000 | 510873 | MCGEETP2 69.000 | 510874 | 69
CSWS | TOPOLOGY%SPS%SPS%49%1 | McLean Rural Sub - Shamrock 115 kV | Line | CSWS.SHAMROCK.49.SPS.MCLEAN_S.115.115 | 1 | SHAM 3WT 115.00 | 512107 | MCLEAN 3115.00 | 523811 | 115
CSWS | TOPOLOGY%CSWS%CSWS%NWMEMP_MEMPHS2%A | Memphis - Northwest Memphis 69 kV | Line | CSWS.MEMPHIS2.NWMEMP_MEMPHS2.CSWS.NWMEMPH2.69.69 | 1 | NWMEMPH2 69.000 | 512085 | MEMPHIS2 69.000 | 512093 | 69
CSWS | TOPOLOGY%CSWS%CSWS%MEMPHS2_REDRIV%A | Memphis - Red River 69 kV | Line | CSWS.REDR_CSW.MEMPHS2_REDRIV.CSWS.MEMPHIS2.69.69 | 1 | MEMPHIS2 69.000 | 512093 | REDRIVR2 69.000 | 512094 | 69
CSWS | TOPOLOGY%CSWS%CSWS%DEQ_MENA_1C%A | Mena - Mena Co Op 69 kV | Line | CSWS.MENAREC2.DEQ_MENA_1C.CSWS.MENA4.69.69 | 1 | MENA 2 69.000 | 504380 | MENA 2 69.000 | 508301 | 69
CSWS | TOPOLOGY%CSWS%CSWS%MENA_DIERKS_1A%A | Mena - US Motors Tap 69 kV | Line | CSWS.USMOTORS.MENA_DIERKS_1A.CSWS.MENA4.69.69 | 1 | USMOTAP2 69.000 | 507435 | MENA 2 69.000 | 508301 | 69
CSWS | TOPOLOGY%CSWS%CSWS%MIDV_NETTLE%1 | Mid Valley Longview - Nettleton Walton 69 kV | Line | CSWS.NETTLETN.MIDV_NETTLE.CSWS.MIDV_LON.69.69 | 1 | NETTLTN2 69.000 | 508579 | NETTLTN2 69.000 | 508579 | 69
CSWS | TOPOLOGY%CSWS%CSWS%MVPIPE_MIDLTAP%A | Mid Valley Pipeline - Mid Valley Pipeline Tap 69 kV | Line | CSWS.MIDL_TAP.MVPIPE_MIDLTAP.CSWS.MVPIPE2.69.69 | 1 | MVPIPE 2 69.000 | 508824 | MVPIPET2 69.000 | 508825 | 69
CSWS | TOPOLOGY%CSWS%CSWS%FLO_WASKOM_1B%A | Mid Valley Pipeline Tap - Waskom 69 kV | Line | CSWS.WASKOM.FLO_WASKOM_1B.CSWS.MIDL_TAP.69.69 | 1 | MVPIPET2 69.000 | 508825 | WASKOM 2 69.000 | 508839 | 69
CSWS | TOPOLOGY%CSWS%CSWS%NHUNT_MIDLA_1C%A | Midland AEP - Midland Co Op 69 kV | Line | CSWS.MIDLAND1.NHUNT_MIDLA_1C.CSWS.MIDV_PIP.69.69 | 1 | MIDLND-2 69.000 | 507187 | MIDLREC2 69.000 | 507196 | 69
CSWS | TOPOLOGY%CSWS%CSWS%NHUNT_MIDLA_1A%A | Midland Co Op - North Huntington 69 kV | Line | CSWS.MIDV_PIP.NHUNT_MIDLA_1A.CSWS.NHUNTING.69.69 | 1 | NHUNTNT2 69.000 | 507188 | MIDLREC2 69.000 | 507196 | 69
CSWS | TOPOLOGY%CSWS%CSWS%NASH_OKAY_1A%A | Midway Co Op - Nashville 69 kV | Line | CSWS.NASHVIL.NASH_OKAY_1A.CSWS.MIDWAY_R.69.69 | 1 | MIDWAYR2 69.000 | 507410 | NASHVIL2 69.000 | 507426 | 69
CSWS | TOPOLOGY%CSWS%CSWS%NASH_OKAY_1B%T1 | Midway Co Op - Tollette Co Op 69 kV | Line | CSWS.TOLLETTE.NASH_OKAY_1B.CSWS.MIDWAY_R.69.69 | 1 | MIDWAYR2 69.000 | 507410 | TOLETTE2 69.000 | 507415 | 69
CSWS | TOPOLOGY%CSWS%CSWS%81-578%A | Midwest Carbide - Pryor Creek 138 kV | Line | CSWS.MIDW_CAR.81-578.CSWS.PRYORCRK.138.138 | 1 | MCARBDE4 138.00 | 510366 | PRY_CRK4 138.00 | 510431 | 138
CSWS | TOPOLOGY%CSWS%CSWS%2123%A | Midwest Carbide - Pryor Junction 138 kV | Line | CSWS.PRYOR_J.2123.CSWS.MIDW_CAR.138.138 | 1 | MCARBDE4 138.00 | 510366 | PRY-JCT4 138.00 | 510419 | 138
CSWS | TOPOLOGY%EES%EES%MINDE3_MDSWP99%A | Minden EES - Minden Road 115 kV | Line | EES.MINDE3.MINDE3_MDSWP99.CSWS.MINDEN.115.115 | 1 | 3MINDEN 115.00 | 337361 | MINDEN-3 115.00 | 507788 | 115
CSWS | TOPOLOGY%CSWS%CSWS%931%A | Mineola - North Mineola 69 kV | Line | CSWS.NMINEOLA.931.CSWS.MINEOLA.69.69 | 1 | MINEOLA2 69.000 | 508347 | NMINEOL2 69.000 | 508348 | 69
CSWS | TOPOLOGY%CSWS%CSWS%1987%A | Mingo - Tulsa Southeast 138 kV | Line | CSWS.MINGO.1987.CSWS.TSE_NEW.138.138 | 1 | MINGO-S4 138.00 | 509761 | T.S.E.-4 138.00 | 509811 | 138
CSWS | TOPOLOGY%CSWS%CSWS%WINN_WINFLD_1B%A | Mobil Texoma Winnsboro - Mobil Texoma Winnsboro Tap 69 kV | Line | LINE.NOT.IN.EMS.CANT.999.999 | 1 | MOBLTEX2 69.000 | 508302 | MOBLTXT2 69.000 | 508303 | 69
CSWS | TOPOLOGY%CO%CO%LINE%LN | Mobil Texoma Winnsboro - Morris Grove Co Op 69 kV | Line | LINE.NOT.IN.EMS.CANT.999.999 | 1 | MOBLTEX2 69.000 | 508302 | MORISGR2 69.000 | 508304 | 69
CSWS | TOPOLOGY%CSWS%CSWS%WINN_WINFLD_1C%A | Mobil Texoma Winnsboro Tap - Mt Vernon Tap 69 kV | Line | CSWS.MTVER_T.WINN_WINFLD_1C.CSWS.MOBIL_TX.69.69 | 1 | MOBLTXT2 69.000 | 508303 | MTVERNT2 69.000 | 508323 | 69
CSWS | TOPOLOGY%CSWS%CSWS%WINN_WINFLD_1B%A | Mobil Texoma Winnsboro Tap - New Hope 69 kV | Line | CSWS.MOBIL_TX.WINN_WINFLD_1B.CSWS.NEW_HOP9.69.69 | 1 | MOBLTXT2 69.000 | 508303 | NEWHOPE2 69.000 | 508308 | 69
CSWS | TOPOLOGY%CSWS%CSWS%MOHAWK_BUSTIE%A | Mohawk Bus Tie 138kV | Line | CSWS.MOHAWK.MOHAWK_BUSTIE.CSWS.MOHAWK.138.138 | 1 | MOHAWK 4 138.00 | 509801 |  |  | 138
CSWS | TOPOLOGY%CSWS%CSWS%2046%A | Mohawk Pump Station - Pine & Peoria Tap 138 kV | Line | CSWS.MOHAWK.2046.CSWS.PINE_TAP.138.138 | 1 | MOHAWK 4 138.00 | 509801 | PPTAP 4 138.00 | 509863 | 138
CSWS | TOPOLOGY%CSWS%CSWS%WHIT_KILGOR_1A%A | Monroe Corners - Whitney 69 kV | Line | CSWS.WHITNEY.WHIT_KILGOR_1A.CSWS.MONROE2.69.69 | 1 | MONROCR2 69.000 | 508558 | WHITNEY2 69.000 | 508574 | 69
CSWS | TOPOLOGY%CO%CO%LINE%LN | Mott - Mott Tap 69 kV | Line | LINE.NOT.IN.EMS.CANT.999.999 | 1 | MOTT TP2 69.000 | 508818 | MOTT 2 69.000 | 508828 | 69
CSWS | TOPOLOGY%CSWS%CSWS%HOS_NBENTON_1C%A | Mott Tap - North Benton 69 kV | Line | CSWS.MOTT.HOS_NBENTON_1C.CSWS.NBENTON.69.69 | 1 | NBENTON2 69.000 | 508810 | MOTT TP2 69.000 | 508818 | 69
CSWS | TOPOLOGY%CSWS%CSWS%841B%A | Mott Tap - Plain Dealing 69 kV | Line | CSWS.MOTT.841B.CSWS.PLAINDEA.69.69 | 1 | PLAINDL2 69.000 | 508813 | MOTT TP2 69.000 | 508818 | 69
CSWS | TOPOLOGY%CSWS%CSWS%MTVRNR2_MTVERT%A | Mt Vernon Co Op - Mt Vernon Tap 69 kV | Line | CSWS.MTVER_T.MTVRNR2_MTVERT.CSWS.MTVRNR2.69.69 | 1 | MTVERNT2 69.000 | 508323 | MTVRN R2 69.000 | 508324 | 69
CSWS | TOPOLOGY%CSWS%CSWS%MTVRNR2_MTVERN%A | Mt Vernon Co Op - Mt. Vernon 69 kV | Line | CSWS.MTVERNON.MTVRNR2_MTVERN.CSWS.MTVRNR2.69.69 | 1 | MTVERNN2 69.000 | 508306 | MTVRN R2 69.000 | 508324 | 69
CSWS | TOPOLOGY%CSWS%CSWS%MTP_WMTPLES_1A%T1 | Mt. Pleasant - City Lake 69 kV | Line | CSWS.MTPLEAS.MTP_WMTPLES_1A.CSWS.CTY_LAKE.69.69 | 1 | MTPLEAS2 69.000 | 508305 | CITYLAKE 269.000 | 508371 | 69
CSWS | TOPOLOGY%CSWS%CSWS%936%A | Mt. Pleasant - Petty 69 kV | Line | CSWS.MTPLEAS.936.CSWS.PETTY.69.69 | 1 | MTPLEAS2 69.000 | 508305 | PETTY 2 69.000 | 508309 | 69
CSWS | TOPOLOGY%CSWS%CSWS%WMTPL_WINFL_1E%A | Mt. Vernon - Winfield 69 kV | Line | CSWS.MTVERNON.WMTPL_WINFL_1E.CSWS.WINFIELD.69.69 | 1 | MTVERNN2 69.000 | 508306 | WINFIEL2 69.000 | 508315 | 69
CSWS | TOPOLOGY%CSWS%CSWS%NNBOS_WILKE_1D%A | Munz City Co OP - Wilkes 138 kV | Line | CSWS.WILKES.NNBOS_WILKE_1D.CSWS.MUNZ_CTY.138.138 | 1 | MUNZCTY4 138.00 | 508064 | WILKES 4 138.00 | 508840 | 138
CSWS | TOPOLOGY%EES%EES%SNASHV_APL_1A%A | Murfeesboro - South Nashville 138 kV | Line | CSWS.SNASHVIL.SNASHV_APL_1A.EES.MURFSO.138.138 | 1 | 4MURFBORO 138.00 | 337672 | SNASHVL4 138.00 | 507434 | 138
CSWS | TOPOLOGY%CSWS%CSWS%NASH_MURFRE_1B%A | Murfreesboro - Nashville Co-Op 69 kV | Line | CSWS.MURFREES.NASH_MURFRE_1B.CSWS.NASHV_RE.69.69 | 1 | NSHVILR2 69.000 | 507413 | MURFRBO2 69.000 | 507423 | 69
CSWS | TOPOLOGY%CSWS%CSWS%NASH_MURFRE_1C%A | Murfreesboro -Murfreesboro West 69 kV | Line | CSWS.MURFREES.NASH_MURFRE_1C.CSWS.MURFRE_W.69.69 | 1 | NSHVILR2 69.000 | 507413 | MURFRBO2 69.000 | 507423 | 69
CSWS | TOPOLOGY%CSWS%CSWS%MURFR_NARRO_1A%A | Murfreesboro West - Narrows Co Op 69 kV | Line | CSWS.MURFRE_W.MURFR_NARRO_1A.CSWS.NARROW_C.69.69 | 1 | NAROREC2 69.000 | 507411 | MURFRBO2 69.000 | 507423 | 69
CSWS | TOPOLOGY%CSWS%CSWS%NATHANR_MURFRW%A | Murfreesboro West - Nathan Co Op 69 kV | Line | CSWS.MURFRE_W.NATHANR_MURFRW.CSWS.NATHANR2.69.69 | 1 | NATHAN 2 69.000 | 504362 | MURFRBO2 69.000 | 507423 | 69
CSWS | TOPOLOGY%CSWS%CSWS%MURFR_NARRO_1B%A | Narrows Co Op - Narrows Dam (SWPA) 69 kV | Line | CSWS.NARROW_C.MURFR_NARRO_1B.CSWS.NARROWS.69.69 | 1 | NAROREC2 69.000 | 507411 | NARROWS2 69.000 | 507425 | 69
CSWS | TOPOLOGY%CSWS%CSWS%NASH_MURFRE_1A%A | Nashville - Nashville Co Op 69 kV | Line | CSWS.NASHVIL.NASH_MURFRE_1A.CSWS.NASHV_RE.69.69 | 1 | NSHVILR2 69.000 | 507413 | NASHVIL2 69.000 | 507426 | 69
CSWS | TOPOLOGY%CSWS%CSWS%NATHWR2_NATHAN%A | Nathan Co Op - Nathans West Co Op 69 kV | Line | CSWS.NATHANR2.NATHWR2_NATHAN.CSWS.NATHWR2.69.69 | 1 | NATHAN 2 69.000 | 504362 | NATHNWR2 69.000 | 507424 | 69
CSWS | TOPOLOGY%CSWS%CSWS%NETTLE_MVLONG2%A | Nettleton Tap - Nettleton Walton 69 kV | Line | LINE.NOT.IN.EMS.CANT.999.999 | 1 | NETTLTP2 69.000 | 508559 | NETTLTN2 69.000 | 508579 | 69
CSWS | TOPOLOGY%CSWS%CSWS%937%A | New Boston - North New Boston 69 kV | Line | CSWS.NEWBOST.937.CSWS.NNEWBOS.69.69 | 1 | NEWBOST2 69.000 | 508067 | NNBOSTN2 69.000 | 508068 | 69
CSWS | TOPOLOGY%CSWS%CSWS%NBOST_BANN_1A%A | New Boston - Red River Arsenal 69 kV | Line | CSWS.NEWBOST.NBOST_BANN_1A.CSWS.RRARSENL.69.69 | 1 | NEWBOST2 69.000 | 508067 | REDRVR-2 69.000 | 508074 | 69
CSWS | TOPOLOGY%CSWS%CSWS%899%A | New Gladewater - Perdue 138 kV | Line | CSWS.PERDUE.899.CSWS.GLADEWTR.138.138 | 1 | PERDUE 4 138.00 | 508351 | NEWGLAD4 138.00 | 508560 | 138
CSWS | TOPOLOGY%CSWS%CSWS%WINN_WINFLD_1A%A | New Hope - Winnsboro 69 kV | Line | CSWS.WINNSBO.WINN_WINFLD_1A.CSWS.NEW_HOP9.69.69 | 1 | NEWHOPE2 69.000 | 508308 | WINNSBO2 69.000 | 508316 | 69
CSWS | TOPOLOGY%CSWS%CSWS%969%A | New Prospect Co Op - Rock Hill 138 kV | Line | CSWS.NEW_PROS.969.CSWS.ROCKHIL.138.138 | 1 | ROKHILL4 138.00 | 509083 | NEWPROS4 138.00 | 509102 | 138
CSWS | TOPOLOGY%CO%CO%LINE%LN | NGPL - NGPL Tap 138 kV | Line | LINE.NOT.IN.EMS.CANT.999.999 | 1 | NGPL 4 138.00 | 508827 | NGPLTAP4 138.00 | 508837 | 138
CSWS | TOPOLOGY%CSWS%CSWS%894A%B | NGPL Tap - Pliler Road 138 kV | Line | CSWS.PLILER.894A.CSWS.NGPL.138.138 | 1 | PLILER 4 138.00 | 508564 | NGPLTAP4 138.00 | 508837 | 138
CSWS | TOPOLOGY%CSWS%CSWS%2187A%A | Nona OMPA - Tipton City Tap (Riverside) 69 kV | Line | CSWS.OMPARK-2.2187A.CSWS.608A_T.69.69 | 1 | NONATAP2 69.000 | 511539 | TIPTN T2 69.000 | 511543 | 69
CSWS | TOPOLOGY%CSWS%CSWS%NORAM_RAINSRD%A | Noram - Raines Road 138 kV | Line | CSWS.NORAM.NORAM_RAINSRD.CSWS.RAINSRD.138.138 | 1 | RAINES 4 138.00 | 507749 | NORAM 4 138.00 | 507774 | 138
CSWS | TOPOLOGY%CSWS%CSWS%2246%A | Norge Road - Southwestern Power Station 138 kV | Line | CSWS.SW_STA.2246.CSWS.NORGE_RD.138.138 | 1 | S.W.S.-4 138.00 | 511477 | NORGE--4 138.00 | 511483 | 138
CSWS | TOPOLOGY%CSWS%CSWS%HVDC%A | North DC Tie - Oklaunion 345kV | Line | CSWS.OKLAUNIO.HVDC.ERCOTN.OKUDC.345.345 | 1 | O.K.U.-7 345.00 | 511456 | OKLAUN 7 345.00 | 599891 | 345
CSWS | TOPOLOGY%CSWS%CSWS%N_HOPE_NWHOPE3%A | North Hope - Northwest Hope 115 kV | Line | CSWS.NWHOPE3.N_HOPE_NWHOPE3.CSWS.N_HOPE.115.115 | 1 | NHOPE 3 115.00 | 507448 | NWHOPE 3 115.00 | 507449 | 115
CSWS | TOPOLOGY%CSWS%CSWS%NHUNT_WBOON_1A%T1 | North Huntington - West Boonville 161 kV | Line | CSWS.WBOONVIL.NHUNT_WBOON_1A.CSWS.NHUNTING.161.161 | 1 | NHUNTNT5 161.00 | 507189 | WBOONVL5 161.00 | 507192 | 161
CSWS | TOPOLOGY%CSWS%CSWS%EVENS_LANEV_1D%A | North Laneville - Sawmill Tap Co Op 69 kV | Line | CSWS.SAWMILL2.EVENS_LANEV_1D.CSWS.N_LANVIL.69.69 | 1 | NLANVIL2 69.000 | 509074 | SAWMILL2 69.000 | 509084 | 69
CSWS | TOPOLOGY%CSWS%CSWS%NMAG_WBOONV_1A%A | North Magazine - West Boonville 161 kV | Line | CSWS.WBOONVIL.NMAG_WBOONV_1A.CSWS.NMAGAZIN.161.161 | 1 | NMAGZIN5 161.00 | 507190 | WBOONVL5 161.00 | 507192 | 161
CSWS | TOPOLOGY%CSWS%CSWS%938%A | North Marshall - Woodlawn 69 kV | Line | CSWS.WOODLAW2.938.CSWS.NMARSHAL.69.69 | 1 | NMARSHL2 69.000 | 508838 | WOODLWN2 69.000 | 508842 | 69
CSWS | TOPOLOGY%CSWS%CSWS%NWMEMP_NMEMREA%A | North Memphis REC - Northwest Memphis 69 kV | Line | CSWS.NWMEMPH2.NWMEMP_NMEMREA.CSWS.NMEMREA.69.69 | 1 | NWMEMPH2 69.000 | 512085 | NMEMREC2 69.000 | 512092 | 69
CSWS | TOPOLOGY%CSWS%CSWS%942%A | North Mineola - Burgess Tap 138 kV | Line | CSWS.NMINEOLA.942.CSWS.BURGESTP.138.138 | [5 empty] | 138
CSWS | TOPOLOGY%CSWS%CSWS%940%A | North Mineola - Quitman 69 kV | Line | CSWS.NMINEOLA.940.CSWS.QUITMAN9.69.69 | 1 | NMINEOL2 69.000 | 508348 | QUITMAN2 69.000 | 508353 | 69
CSWS | TOPOLOGY%CSWS%CSWS%BURGES_SANDSPR%A | North Mineola - Sand Springs Co Op 138 kV | Line | LINE.NOT.IN.EMS.CANT.999.999 | 1 | NMINEOL4 138.00 | 508349 | SANDSPR4 138.00 | 508367 | 138
CSWS | TOPOLOGY%CSWS%CSWS%NMIN_WINNS%A | North Mineola - Winnsboro 138 kV | Line | CSWS.WINNSBO.NMIN_WINNS.CSWS.NMINEOLA.138.138 | 1 | WINNSBO4 138.00 | 508317 | NMINEOL4 138.00 | 508349 | 138
CSWS | TOPOLOGY%CSWS%CSWS%944%A | North New Boston - Northwest Texarkana Bann Tap 138 kV | Line | CSWS.BANN_TAP.944.CSWS.NNEWBOS.138.138 | 1 | NNBOSTN4 138.00 | 508069 | NWT-BNT4 138.00 | 508070 | 138
CSWS | TOPOLOGY%CSWS%CSWS%NNBOS_WILKE_1A%A | North New Boston - Riffin 138 kV | Line | CSWS.NNEWBOS.NNBOS_WILKE_1A.CSWS.RIFFIN.138.138 | 1 | NNBOSTN4 138.00 | 508069 | RIFFIN REC4 138.00 | 508104 | 138
CSWS | TOPOLOGY%CSWS%CSWS%PATT_NNBOST_1B%T1 | North New Boston - South Foreman Co Op 138 kV | Line | CSWS.SFOREMAN.PATT_NNBOST_1B.CSWS.NNEWBOS.138.138 | 1 | SFOREMAN 4 138.00 | 504029 | NNBOSTN4 138.00 | 508069 | 138
CSWS | TOPOLOGY%OKGE%OKGE%VBI_OGE_1A%A | North VBI (AECC) - VBI 69 kV 69 kV | Line | CSWS.N_VBI.VBI_OGE_1A.OKGE.VBI5.69.69 | 1 | VBI_N 2 69.000 | 504032 | VBI 2 69.000 | 515336 | 69
CSWS | TOPOLOGY%GRDA%GRDA%CLAREMORE%A | Northeast Power Station 138 - Oolagah 138 kV | Line | GRDA.OOLAGAH.CLAREMORE.CSWS.NE_GAS.138.138 | 1 | 4OOLOGAH 138.00 | 300795 | N.E.S.-4 138.00 | 510396 | 138
CSWS | TOPOLOGY%CSWS%CSWS%2080%A | Northeast Power Station 138 - Owasso 109th Street 138 kV | Line | CSWS.NE_GAS.2080.CSWS.OWSO_109.138.138 | 1 | OWAS1094 138.00 | 509860 | N.E.S.-4 138.00 | 510396 | 138
CSWS | TOPOLOGY%CSWS%CSWS%2079%A | Northeast Power Station 138 - Owasso 138 kV | Line | CSWS.NE_GAS.2079.CSWS.OWASSO.138.138 | 1 | OWASO2_4 138.00 | 509843 | N.E.S.-4 138.00 | 510396 | 138
CSWS | TOPOLOGY%CSWS%CSWS%81_816%T1 | Northeast Power Station 138 - Rice Creek Co Op 138 kV | Line | CSWS.RICE_CRT.81_816.CSWS.NE_GAS.138.138 | 1 | RICE CK4 138.00 | 510385 | N.E.S.-4 138.00 | 510396 | 138
CSWS | TOPOLOGY%CSWS%CSWS%2069%A | Northeast Power Station 138 - Tulsa North 138 138 kV | Line | CSWS.NE_GAS.2069.CSWS.NE_GAS.138.138 | 1 | T.NO.--4 138.00 | 509817 | N.E.S.-4 138.00 | 510396 | 138
CSWS | TOPOLOGY%CSWS%CSWS%2098%A | Northeast Power Station 138 - Watova Co Op 138 kV | Line | CSWS.NE_GAS.2098.CSWS.WATOVA_T.138.138 | 1 | WATOVA 4 138.00 | 510384 | N.E.S.-4 138.00 | 510396 | 138
CSWS | TOPOLOGY%CSWS%CSWS%2050%A | Northeast Power Station 345 - Oneta 345 345 kV | Line | CSWS.NE_COAL.2050.CSWS.ONETA.345.345 | 1 | ONETA--7 345.00 | 509807 | N.E.S.-7 345.00 | 510406 | 345
CSWS | TOPOLOGY%CSWS%CSWS%2081%A | Northeast Power Station 345 - Tulsa North 345 345 kV | Line | CSWS.TULSA_NO.2081.CSWS.NE_COAL.345.345 | 1 | T.NO.--7 345.00 | 509852 | N.E.S.-7 345.00 | 510406 | 345
CSWS | TOPOLOGY%CSWS%CSWS%NETEXAR_TURK_P%A | Northeast Texarkana - Turk Power Plant 138kV | Line | CSWS.NETEXAR.NETEXAR_TURK_P.CSWS.TURK_PP.138.138 | [5 empty] | 138
CSWS | TOPOLOGY%CSWS%CSWS%907C%C | Northwest Henderson - Oak Hill No.1 138 kV | Line | CSWS.OAKHILL1.907C.CSWS.NWHENDE.138.138 | 1 | NWHENDR4 138.00 | 509076 | OAK1HIL4 138.00 | 509077 | 138
CSWS | TOPOLOGY%CSWS%CSWS%948%A | Northwest Henderson - Poynter 69 kV | Line | CSWS.NWHENDE.948.CSWS.POYNTER.69.69 | 1 | NWHENDR2 69.000 | 509075 | POYNTER2 69.000 | 509081 | 69
CSWS | TOPOLOGY%CSWS%CSWS%950%A | Northwest Texarkana - Northwest Texarkana Bann Tap 138 kV | Line | CSWS.NWTEXAR.950.CSWS.BANN_TAP.138.138 | 1 | NWT-BNT4 138.00 | 508070 | NWTXARK4 138.00 | 508071 | 138
CSWS | TOPOLOGY%CSWS%CSWS%804%A | Northwest Texarkana - Patterson 138 kV | Line | CSWS.NWTEXAR.804.CSWS.PATTERS.138.138 | 1 | PATTERS4 138.00 | 507431 | NWTXARK4 138.00 | 508071 | 138
CSWS | TOPOLOGY%CSWS%CSWS%BN_39TH_1C%A | Northwest Texarkana - Richmond Road 69 kV | Line | CSWS.RICHMOND.BN_39TH_1C.CSWS.NWTEX_CN.69.69 | 1 | NW_TEXAR 2 69.000 | 504109 | RICHMND2 69.000 | 508076 | 69
CSWS | TOPOLOGY%CSWS%CSWS%SUGARNWTEX11_1%A | Northwest Texarkana - Sugar Hill 138 kV | Line | CSWS.SUGARHI.SUGARNWTEX11_1.CSWS.NWTEXAR.138.138 | 1 | NWTXARK4 138.00 | 508071 | SUGARHL4 138.00 | 508080 | 138
CSWS | TOPOLOGY%CSWS%CSWS%BN_39TH_1D%T1 | Northwest Texarkana - Sugar Hill Tap 69 kV | Line | CSWS.SUGHLWT.BN_39TH_1D.CSWS.NWTEX_CN.69.69 | 1 | NW_TEXAR 2 69.000 | 504109 | SUGHLWT2 69.000 | 508082 | 69
CSWS | TOPOLOGY%CSWS%CSWS%NWTEX_TURK%A | Northwest Texarkana - Turk 345kV | Line | CSWS.NWTEXAR.NWTEX_TURK.CSWS.TURK_PP.345.345 | 1 | TURK 7 345.00 | 507455 | NWTXARK7 345.00 | 508072 | 345
CSWS | TOPOLOGY%CSWS%CSWS%NWTEX_VALLIANT%A | Northwest Texarkana - Valliant 345 kV | Line | CSWS.NWTEXAR.NWTEX_VALLIANT.CSWS.VALLIANT.345.345 |  | NWTXARK7 345.00 | 508071 | VALIANT7 345.00 | 508072 | 345
CSWS | TOPOLOGY%CSWS%CSWS%953%A | Northwest Texarkana - Welsh 345 kV | Line | CSWS.WELSH.953.CSWS.NWTEXAR.345.345 | 1 | NWTXARK7 345.00 | 508072 | WELSH 7 345.00 | 508359 | 345
CSWS | TOPOLOGY%CSWS%CSWS%2098A%A | Nowata - Watova Co Op 138 kV | Line | CSWS.NOWATA.2098A.CSWS.WATOVA_T.138.138 | 1 | WATOVA 4 138.00 | 510384 | NOWATA-4 138.00 | 510397 | 138
CSWS | TOPOLOGY%CSWS%CSWS%907B%B | Oak Hill No. 2 - Oak Hill No. 1 138 kV | Line | CSWS.OAKHILL2.907B.CSWS.OAKHILL1.138.138 | 1 | OAK1HIL4 138.00 | 509077 | OAK2HIL4 138.00 | 509078 | 138
CSWS | TOPOLOGY%CSWS%CSWS%2011B%A | Oaks 138 - Oaks 138 Tap 138 kV E | Line | CSWS.OAKS.2011B.CSWS.OAKSETP4.138.138 | 1 | OAKS--E4 138.00 | 509846 | OAKSETP4 138.00 | 509850 | 138
CSWS | TOPOLOGY%CSWS%CSWS%2030B%A | Oaks 138 - Oaks 138 Tap 138 kV W | Line | CSWS.OAKSWTP4.2030B.CSWS.OAKS.138.138 | 1 | OAKS W4 138.00 | 509727 | OAKSWTP4 138.00 | 509848 | 138
CSWS | TOPOLOGY%CSWS%CSWS%2011%A | Oaks 138 Tap - Riverside Station 138 kV | Line | CSWS.RIVRSIDE.2011.CSWS.OAKSETP4.138.138 | 1 | R.S.S.-4 138.00 | 509783 | OAKSETP4 138.00 | 509850 | 138
CSWS | TOPOLOGY%CSWS%CSWS%81-812%A | Oaks 138 Tap - Sapulpa Road 138 kV | Line | CSWS.OAKSWTP4.81-812.CSWS.SAPULPA.138.138 | 1 | OAKSWTP4 138.00 | 509848 | SAPLPRD4 138.00 | 509871 | 138
CSWS | TOPOLOGY%CSWS%CSWS%2011%B | Oaks 138 Tap - Tulsa Power Station 138 kV E | Line | CSWS.TULSA_PS.2011.CSWS.OAKSETP4.138.138 | 1 | T.P.S.-4 138.00 | 509788 | OAKSETP4 138.00 | 509850 | 138
CSWS | TOPOLOGY%CSWS%CSWS%2030%A | Oaks 138 Tap - Tulsa Power Station 138 kV W | Line | CSWS.TULSA_PS.2030.CSWS.OAKSWTP4.138.138 | 1 | T.P.S.-4 138.00 | 509788 | OAKSWTP4 138.00 | 509848 | 138
CSWS | TOPOLOGY%CSWS%CSWS%COV_DX_66_131%A | Ogden Martin - Tulsa Sunray Refinery 69 kV | Line | CSWS.COVANTA.COV_DX_66_131.CSWS.DX_SUN.69.69 | 1 | OGMARTN2 69.000 | 509751 | DX----E2 69.000 | 509795 | 69
CSWS | TOPOLOGY%CSWS%CSWS%COV_T_W_66_131%A | Ogden Martin - Tulsa Williams Brothers Pipeline 69 kV | Line | CSWS.COVANTA.COV_T_W_66_131.CSWS.T_WM_BRO.69.69 | 1 | WILLPIP2 69.000 | 509750 | OGMARTN2 69.000 | 509751 | 69
CSWS | TOPOLOGY%CSWS%CSWS%845B%T1 | Oil City - Superior 69 kV | Line | CSWS.SUPERIOR.845B.CSWS.OILCITY.69.69 | 1 | OILCITY2 69.000 | 508812 | SUPEROR2 69.000 | 508815 | 69
CSWS | TOPOLOGY%CSWS%CSWS%NASH_OKAY_1C%T1 | Okay - Tollette Co Op 69 kV | Line | CSWS.OKAY.NASH_OKAY_1C.CSWS.TOLLETTE.69.69 | 1 | TOLETTE2 69.000 | 507415 | OKAY 2 69.000 | 507427 | 69
CSWS | TOPOLOGY%CSWS%CSWS%66_138%A | Okemah - Weleetka Power Station 69 kV | Line | CSWS.OKEMAH.66_138.CSWS.WELEETKA.69.69 | 1 | OKEMAH 2 69.000 | 510871 | WELEETK2 69.000 | 510903 | 69
CSWS | TOPOLOGY%CSWS%CSWS%M_F_PRYOR_B%T1 | Oklahoma Cement CO. - Pryor Junction 115 kV | Line | CSWS.PRYOR_OK.M_F_PRYOR_B.CSWS.PRYOR_J.115.115 | 1 | LSTAR--3 115.00 | 510399 | PRY-JCT3 115.00 | 510407 | 115
CSWS | TOPOLOGY%SPS%SPS%136%1 | Oklaunion - Tuco Interchange 345 kV | Line | CSWS.OKLAUNIO.136.SPS.TUCO.345.345 | 1 | O.K.U.-7 345.00 | 511456 | TUCO_INT 7345.00 | 525832 | 345
CSWS | TOPOLOGY%CSWS%CSWS%2016%A | Okmulgee City - Riverside Station 138 kV | Line | CSWS.RIVRSIDE.2016.CSWS.OKMULGEE.138.138 | 1 | R.S.S.-4 138.00 | 509783 | OKMULGE4 138.00 | 510898 | 138
CSWS | TOPOLOGY%CSWS%CSWS%90-925%A | Oneta 345 - Oneta Energy Center (Calpine) 345 kV #1 | Line | CSWS.ONETA.90-925.CSWS.CALPINE.345.345 | 1 | ONETA--7 345.00 | 509807 | OEC 7 345.00 | 509836 | 345
CSWS | TOPOLOGY%CSWS%CSWS%90-924%A | Oneta 345 - Oneta Energy Center (Calpine) 345 kV #2 | Line | CSWS.ONETA.90-924.CSWS.CALPINE.345.345 | 2 | ONETA--7 345.00 | 509807 | OEC 7 345.00 | 509836 | 345
CSWS | TOPOLOGY%CSWS%CSWS%2010%A | Oneta 345 - Riverside Station 345 kV | Line | CSWS.RIVRSIDE.2010.CSWS.ONETA.345.345 | 1 | R.S.S.-7 345.00 | 509782 | ONETA--7 345.00 | 509807 | 345
CSWS | LINE%CURRENTLY%NOT%MODELED%IN%EMS | Oral Roberts - Oral Roberts Tap 138 kV W | Line | LINE.NOT.IN.EMS.CANT.999.999 | 1 | ORU W4 138.00 | 509732 | ORU-WTP4 138.00 | 509853 | 138
CSWS | TOPOLOGY%CSWS%CSWS%2014%A | Oral Roberts Tap - Riverside Station 138 kV E | Line | CSWS.RIVRSIDE.2014.CSWS.ORU.138.138 | 1 | R.S.S.-4 138.00 | 509783 | ORU ETP4 138.00 | 509849 | 138
CSWS | TOPOLOGY%CSWS%CSWS%2010A%A | Oral Roberts Tap - Riverside Station 138 kV W | Line | CSWS.RIVRSIDE.2010A.CSWS.ORU.138.138 | 1 | R.S.S.-4 138.00 | 509783 | ORU-WTP4 138.00 | 509853 | 138
CSWS | TOPOLOGY%CSWS%CSWS%2059B%A | Oral Roberts Tap - Southern Hills Tap 138 kV | Line | CSWS.ORU.2059B.CSWS.SHILETP4.138.138 | 1 | SHILETP4 138.00 | 509813 | ORU-WTP4 138.00 | 509853 | 138
CSWS | TOPOLOGY%CSWS%CSWS%2052%A | Oral Roberts Tap - Warren Tap 138 kV | Line | CSWS.WARNTAP4.2052.CSWS.ORU.138.138 | 1 | ORU ETP4 138.00 | 509849 | WARNTAP4 138.00 | 509858 | 138
CSWS | TOPOLOGY%CSWS%CSWS%OSAGE%B | Osage OKGE - Webb City Tap 138 kV | Line | CSWS.WEBBTAP4.OSAGE.OKGE.OSAGE_OG.138.138 | 1 | WEBBTAP4 138.00 | 510376 | OSAGE 4 138.00 | 514743 | 138
CSWS | TOPOLOGY%CSWS%CSWS%OSBURN_SSPRNG%A | Osborne - South Springdale 161 kV | Line | CSWS.OSBURN.OSBURN_SSPRNG.CSWS.SSPRINGD.161.161 | 1 | OSBURN 161.00 | 506985 | SOSPRDL5 161.00 | 506949 | 161
CSWS | TOPOLOGY%CSWS%CSWS%OVER_TURNER_1A%A | Overton - Turnertown 69 kV | Line | CSWS.TURNERTW.OVER_TURNER_1A.CSWS.OVERTONC.69.69 | 1 | OVERTON2 69.000 | 509079 | TURNERT2 69.000 | 509089 | 69
CSWS | TOPOLOGY%CO%CO%LINE%LN | Owasso - Owasso Tap 138 kV | Line | LINE.NOT.IN.EMS.CANT.999.999 | 1 | OWASO1_4 138.00 | 509726 | OWASOTP4 138.00 | 509844 | 138
CSWS | TOPOLOGY%CSWS%CSWS%2037D%T1 | Owasso - Port Of Catoosa Tap 138 kV | Line | CSWS.OWASSO.2037D.CSWS.BIRD_TAP.138.138 | 1 | PCATSAT4 138.00 | 509841 | OWASO2_4 138.00 | 509843 | 138
CSWS | TOPOLOGY%CSWS%CSWS%2080B%A | Owasso Tap - Owasso 109th Street 138 kV | Line | CSWS.OWASSO.2080B.CSWS.OWSO_109.138.138 | 1 | OWASOTP4 138.00 | 509844 | OWAS1094 138.00 | 509860 | 138
CSWS | TOPOLOGY%CSWS%CSWS%2066%A | Owasso Tap - Tulsa North 138 138 kV | Line | CSWS.OWASSO.2066.CSWS.TULSA_NO.138.138 | 1 | T.NO.--4 138.00 | 509817 | OWASOTP4 138.00 | 509844 | 138
CSWS | TOPOLOGY%CSWS%CSWS%VET_PARK%A | Park Lane OMPA - Veterans OMPA 138 kV | Line | CSWS.OMPARK4.VET_PARK.CSWS.OMPVET4.138.138 | 1 | OMPVET-4 138.00 | 529298 | OMPARK-4 138.00 | 529345 | 138
CSWS | TOPOLOGY%CSWS%CSWS%735%A | Patterson - Ashdown West Co-Op 138 kV | Line | CSWS.PATTERS.735.CSWS.W_ASHDWN.138.138 | 1 | ASHDWN_W 4 138.00 | 504124 | PATTERS4 138.00 | 507431 | 138
CSWS | TOPOLOGY%CSWS%CSWS%PATT_NNBOST_1A%A | Patterson - South Foreman Co Op 138 kV | Line | CSWS.SFOREMAN.PATT_NNBOST_1A.CSWS.PATTERS.138.138 | 1 | SFOREMAN 4 138.00 | 504029 | PATTERS4 138.00 | 507431 | 138
CSWS | TOPOLOGY%CSWS%CSWS%PATTESNASH13_1%A | Patterson - South Nashville 138 kV | Line | CSWS.SNASHVIL.PATTESNASH13_1.CSWS.PATTERS.138.138 | 1 | PATTERS4 138.00 | 507431 | SNASHVL4 138.00 | 507434 | 138
CSWS | TOPOLOGY%CSWS%CSWS%PAWO_WWALL%A | Pawhuska Tap - Western Wall 138kV | Line | CSWS.PAWOMPH.PAWO_WWALL.CSWS.WESTWALL.138.138 | 1 | PAWH-TP4 138.00 | 510412 | WPAWHSK4 138.00 | 510382 | 138
CSWS | TOPOLOGY%OKGE%OKGE%RSPS_MUSK%A | Pecan Creek - Riverside Station 345 kV | Line | CSWS.RIVRSIDE.RSPS_MUSK.OKGE.PECAN1.345.345 | 1 | R.S.S.-7 345.00 | 509782 | PECANCK7 345.00 | 515235 | 345
CSWS | TOPOLOGY%CSWS%CSWS%PECAN_CLYDE%A | Pecan Hill Co Op - Red Springs Co Op 138 kV | Line | CSWS.PECAN_HL.PECAN_CLYDE.CSWS.CLYDE_BR.138.138 | 1 | PECANHL4 138.00 | 508365 | REDSPRW4 138.00 | 508366 | 138
CSWS | TOPOLOGY%CSWS%CSWS%TL_PENDL_HEMPH%A | Pendleton-Hemphill 138kV | Line | CSWS.TL_PENDL.TL_PENDL_HEMPH.CSWS.TL_HEMPH.138.138 | 1 | HEMPHIL4 138.00 | 509106 | PENDLTN4 138.00 | 509108 | 138
CSWS | TOPOLOGY%CSWS%CSWS%PET_PILGRIM_1A%A | Petty - Pilgrams Pride 69 kV | Line | CSWS.PILGRIM.PET_PILGRIM_1A.CSWS.PETTY.69.69 | 1 | PETTY 2 69.000 | 508309 | PILGPRD2 69.000 | 508311 | 69
CSWS | TOPOLOGY%CSWS%CSWS%TEX_P_PHIL_G%A | Phillips Gas Compressor - Texas Pipeline CO. 138 kV | Line | CSWS.PHIL_GAS.TEX_P_PHIL_G.CSWS.TEX_PUMP.138.138 | 1 | PHILPS 4 138.00 | 511514 | TEXAS 4 138.00 | 511515 | 138
CSWS | TOPOLOGY%CSWS%CSWS%QUIT_GRANDS_1B%A | Pilgrams Rest Co Op - Westwood 69 kV | Line | CSWS.PILGR_RE.QUIT_GRANDS_1B.CSWS.WESTWOO3.69.69 | 1 | PILGRST2 69.000 | 508352 | WESTWD 2 69.000 | 508354 | 69
CSWS | TOPOLOGY%CSWS%CSWS%2047%A | Pine & Peoria - Pine & Peoria Tap 138 kV | Line | CSWS.PNE_PEOR.2047.CSWS.PP_TAP.138.138 | 1 | PP----W4 138.00 | 509805 | P&P WTP4 138.00 | 509851 | 138
CSWS | TOPOLOGY%CSWS%CSWS%2045A%T1 | Pine & Peoria - Yale & Archer Tap 138 kV | Line | CSWS.YA_TAP.2045A.CSWS.PNE_PEOR.138.138 | 1 | PP----E4 138.00 | 509818 | YARCHT 4 138.00 | 509862 | 138
CSWS | TOPOLOGY%CSWS%CSWS%2067%A | Pine & Peoria Tap - Tulsa North 138 138 kV | Line | CSWS.TULSA_NO.2067.CSWS.PP_TAP.138.138 | 1 | T.NO.--4 138.00 | 509817 | PPTAP 4 138.00 | 509863 | 138
CSWS | TOPOLOGY%CSWS%CSWS%1980%A | Pine & Peoria Tap - Wekiwa 138 kV | Line | CSWS.WEKIWA.1980.CSWS.PP_TAP.138.138 | 1 | WEKIWA-4 138.00 | 509757 | P&P WTP4 138.00 | 509851 | 138
CSWS | TOPOLOGY%CSWS%CSWS%2046A%T1 | Pine & Peoria Tap - Yale & Archer Tap 138 kV | Line | CSWS.PINE_TAP.2046A.CSWS.YA_TAP.138.138 | 1 | YARCHT 4 138.00 | 509862 | PPTAP 4 138.00 | 509863 | 138
CSWS | TOPOLOGY%CSWS%CSWS%2067%A | Pine & Peoria West Tap - Tulsa North 138 138 kV W | Line | CSWS.PP_TAP.2067.CSWS.TULSA_NO.138.138 | 1 | T.NO.--4 138.00 | 509817 | P&P WTP4 138.00 | 509851 | 138
CSWS | TOPOLOGY%CSWS%CSWS%PINELAND_BRONS%A | Pineland - Bronson Tap 69 kV | Line | CSWS.PINELAND.PINELAND_BRONS.CSWS.BRONSNT2.69.69 |  | 2PINELND 69.000 | 334288 |  |  | 69
CSWS | TOPOLOGY%CSWS%CSWS%PIR_SCOTTSV_1A%A | Pirkey - Sabine Mining Co Tap 138 kV | Line | CSWS.PIRKEY.PIR_SCOTTSV_1A.CSWS.SABIN_MI.138.138 | 1 | PIRKEY 4 138.00 | 508562 | SABMINT4 138.00 | 508566 | 138
CSWS | TOPOLOGY%CSWS%CSWS%962%A | Pirkey - Whitney 138 kV | Line | CSWS.WHITNEY.962.CSWS.PIRKEY.138.138 | 1 | PIRKEY 4 138.00 | 508562 | WHITNEY4 138.00 | 508575 | 138
CSWS | TOPOLOGY%CSWS%CSWS%PITTSB_SCROG%A | Pittsburg - Scroggins 138 kV | Line | CSWS.SCROGGIN.PITTSB_SCROG.CSWS.PITTSBU.138.138 | 1 | PITTSB_4 138.00 | 508313 | SCROGNS4 138.00 | 508368 | 138
CSWS | TOPOLOGY%CSWS%CSWS%PITT_GILMER_1A%A | Pittsburg (SEP) - Pittsburg Steel Tap 69 kV | Line | CSWS.PITTSBU.PITT_GILMER_1A.CSWS.PITTSBST.69.69 | 1 | PITTSB_2 69.000 | 508312 | PITTSTP2 69.000 | 508319 | 69
CSWS | TOPOLOGY%OKGE%OKGE%SEMINOLE%A | Pittsburg 345 (PSO) - Seminole OKGE 345 kV | Line | CSWS.PITTSB9.SEMINOLE.OKGE.SEMINOLE.345.345 | 1 | PITTSB-7 345.00 | 510907 | SEMINOL7 345.00 | 515045 | 345
CSWS | TOPOLOGY%CSWS%CSWS%2160%A | Pittsburg 345 (PSO) - Valliant 345 345 kV | Line | CSWS.VALLIANT.2160.CSWS.PITTSB9.345.345 | 1 | PITTSB-7 345.00 | 510907 | VALIANT7 345.00 | 510911 | 345
CSWS | TOPOLOGY%CSWS%CSWS%2130%A | Pittsburg 69kV (PSO) - Savanna 69 kV | Line | CSWS.PITTS_69.2130.CSWS.SAVANNA.69.69 | 1 | PITTSB-2 69.000 | 510885 | SAVANNA2 69.000 | 510913 | 69
CSWS | TOPOLOGY%CSWS%CSWS%PITT_GILMER_1B%A | Pittsburg Steel - Pittsburg Steel Tap 69 kV | Line | CSWS.PITTSBST.PITT_GILMER_1B.CSWS.CYPRESS.69.69 | 1 | PITTSTP2 69.000 | 508319 | PITTSTL2 69.000 | 508322 | 69
CSWS | TOPOLOGY%CSWS%CSWS%TEXPL_BLOOM_1B%A | Pleasant Hill - South Texarkana Co Op 69 kV | Line | CSWS.PLEASN_H.TEXPL_BLOOM_1B.CSWS.STEXARK.69.69 | 1 | S_TEXARK 2 69.000 | 504117 | PLEASHL2 69.000 | 508048 | 69
CSWS | TOPOLOGY%CSWS%CSWS%2037A%A | Port Of Catoosa - Port Of Catoosa Tap 138 kV | Line | CSWS.BIRD_TAP.2037A.CSWS.BIRD_CRK.138.138 | 1 | PCATOSA4 138.00 | 509725 | PCATSAT4 138.00 | 509841 | 138
CSWS | TOPOLOGY%CSWS%CSWS%2037B%A | Port Of Catoosa - Port Of Catoosa Tap 138 kV | Line | CSWS.POC.2037B.CSWS.BIRD_CRK.138.138 | [5 empty] | 138
CSWS | TOPOLOGY%CSWS%CSWS%2037C%A | Port Of Catoosa - Terra Nitrogen 138 kV | Line | CSWS.AMC.2037C.CSWS.POC.138.138 | 1 | TER-NIT4 138.00 | 509723 | PCATOSA4 138.00 | 509725 | 138
CSWS | TOPOLOGY%CSWS%CSWS%PORT_ROBSON%A | Port Robson - Wallace Lake 138 kV | Line | CSWS.PROBSON2.PORT_ROBSON.CSWS.WALLACE3.138.138 | 1 | WALLAKE4 138.00 | 507765 | PROBSON4 138.00 | 507782 | 138
CSWS | TOPOLOGY%CSWS%CSWS%PROB_BENTELER1%A | Port Robson - Woodchuck (Benteler Steel) CKT 1 138kV | Line | CSWS.PROBSON2.PROB_BENTELER1.CWSW.BENTELER.138.138 | 1 | PROBSON4 138.00 | 507782 | BENTELE4 138.00 | 507792 | 138
CSWS | TOPOLOGY%CSWS%CSWS%PROB_BENTELER2%A | Port Robson - Woodchuck (Benteler Steel) CKT 2 138kV | Line | CSWS.PROBSON2.PROB_BENTELER2.CWSW.BENTELER.138.138 | 2 | PROBSON4 138.00 | 507782 | WOODCHUCK4 138.00 | 507792 | 138
CSWS | TOPOLOGY%CSWS%CSWS%850B%A | Powell Street - Southwest Shreveport 138 kV | Line | CSWS.POWELL.850B.CSWS.SWSHREV.138.138 | 1 | POWELL 4 138.00 | 507748 | SW SHV 4 138.00 | 507759 | 138
CSWS | TOPOLOGY%CSWS%CSWS%PERNELL_PRARPN%A | Prairie Point OKGE - Pernell AEP 138 kV | Line | CSWS.PERNELL.PERNELL_PRARPN.OKGE.PRARPNT4.138.138 | 1 | PRARPNT4 138.00 | 515134 | PERNELL 138.00 | 511566 | 138
CSWS | TOPOLOGY%CSWS%CSWS%1981%A | Prattville - Sand Springs 138 138 kV | Line | CSWS.SAND_SPG.1981.CSWS.PRATTVL.138.138 | 1 | PRATTV-4 138.00 | 509758 | S.S.---4 138.00 | 509815 | 138
CSWS | TOPOLOGY%CO%CO%LINE%LN | Prescott - Prescott EES 115 kV | Line | LINE.NOT.IN.EMS.CANT.999.999 | 1 | 3PRESCT 115.00 | 337507 | PRESCOT3 115.00 | 507460 | 115
CSWS | TOPOLOGY%CSWS%CSWS%PROSPET4_TIMPS%A | Prospect - Timpson 138kV | Line | CSWS.TIMPSNA4.PROSPET4_TIMPS.CSWS.PROSPET4.138.138 | 1 | PROSPET4 138.00 | 509117 | TIMPSNA4 138.00 | 509124 | 138
CSWS | TOPOLOGY%GRDA%GRDA%2108%A | Pryor City #1 - Pryor Continetal Pipe Tap 69 kV | Line | CSWS.CON_PIPE.2108.GRDA.PRYOR.69.69 | 1 | PCP-TAP2 69.000 | 510408 | PRYORC12 69.000 | 512810 | 69
CSWS | TOPOLOGY%GRDA%GRDA%2105%A | Pryor City #1 - Pryor Junction 69 kV | Line | CSWS.PRYOR_J.2105.GRDA.PRYOR.69.69 | 1 | PRY-JCT2 69.000 | 510400 | PRYORC12 69.000 | 512810 | 69
CSWS | TOPOLOGY%CSWS%CSWS%QUIT_GRANDS_1A%T1 | Quitman - Westwood 69 kV | Line | CSWS.QUITMAN9.QUIT_GRANDS_1A.CSWS.WESTWOO3.69.69 | 1 | QUITMAN2 69.000 | 508353 | WESTWD 2 69.000 | 508354 | 69
CSWS | TOPOLOGY%CSWS%CSWS%WINN_QUITMN_1E%A | Quitman Magnolia Pump - Quitman Magnolia 69 kV | Line | CSWS.COKE_CON.WINN_QUITMN_1E.CSWS.QUIT_MAG.69.69 | [5 empty] | 69
CSWS | TOPOLOGY%CO%CO%LINE%LN | Ramona - South Fork 69 kV | Line | LINE.NOT.IN.EMS.CANT.999.999 | 1 | 2SFORKK 69.000 | 300948 | RAMONA 2 69.000 | 510392 | 69
CSWS | TOPOLOGY%AECI%AECI%RAMONP_WALMART%A | Ramona - Walmart 69 kV | Line | AECI.RAMONPS.RAMONP_WALMART.GRDA.WALMART2.69.69 | 1 | RAMONA 2 69.000 | 510392 | WALMART2 69.000 | 512682 | 69
CSWS | TOPOLOGY%CO%CO%LINE%LN | Ramona - Walmart Tap 69 kV | Line | LINE.NOT.IN.EMS.CANT.999.999 | 1 | RAMONA 2 69.000 | 510392 | WMARTTP2 69.000 | 512670 | 69
CSWS | TOPOLOGY%CSWS%CSWS%2167%A | Red Oak - Red Oak Pump 138 kV | Line | CSWS.RED_OAK.2167.CSWS.ENOGEXT4.138.138 | 1 | REDOK-4 138.00 | 510914 | ROAKTAP4 138.00 | 510942 | 138
CSWS | TOPOLOGY%WFEC%WFEC%66_118A%A | Red Oak - Talihina (WFEC) 69 kV | Line | CSWS.RED_OAK.66_118A.WFEC.TAL_WEST.69.69 | 1 | REDOAK-2 69.000 | 510900 | TALIHN2 69.000 | 510929 | 69
CSWS | TOPOLOGY%CSWS%CSWS%2152%A | Red Oak - Wilburton 69 kV | Line | CSWS.RED_OAK.2152.CSWS.WLBRTON.69.69 | 1 | REDOAK-2 69.000 | 510900 | WILBURT2 69.000 | 510905 | 69
CSWS | TOPOLOGY%CSWS%CSWS%66_121%A | Red Oak - Wister 69 kV | Line | CSWS.RED_OAK.66_121.CSWS.WISTER.69.69 | 1 | WISTER-2 69.000 | 510878 | REDOAK-2 69.000 | 510900 | 69
CSWS | TOPOLOGY%CO%CO%LINE%LN | Red Oak Pump - Red Oak Pump Tap 138 kV | Line | LINE.NOT.IN.EMS.CANT.999.999 | 1 | ROAKTAP4 138.00 | 510942 | ROAKPMP4 138.00 | 510943 | 138
CSWS | TOPOLOGY%CSWS%CSWS%RED_ROCK_DARLT%A | Red Rock - Darlington Road 138 kV | Line | CSWS.RED_ROCK.RED_ROCK_DARLT.CSWS.DARLTNRD.138.138 | 1 | REDROCKRD4 138.00 | 511548 | DARLINGTNRD4138.00 | 511559 | 138
CSWS | TOPOLOGY%CSWS%CSWS%RED_ROCK_TLBEA%A | Red Rock - Tall Bear Tap 138 kV | Line |  | 1 | TLBEART-1 138.00 | 503904 | REDROCKRD4 138.00 | 511548 | 138
CSWS | TOPOLOGY%OKGE%OKGE%REDBUD_RIVER_1%A | Redbud - Riverside Station 345 kV | Line | CSWS.RIVRSIDE.REDBUD_RIVER_1.OKGE.REDBUD.345.345 | 1 | R.S.S.-7 345.00 | 509782 | REDBUD 7 345.00 | 514909 | 345
CSWS | TOPOLOGY%CSWS%CSWS%SHIDLER_RMNGTN%A | Remington AECI - Shidler 138 kV | Line | CSWS.SHIDLER.SHIDLER_RMNGTN.AECI.REMNGTON.138.138 | 1 | 4REMNGTON 138.00 | 301369 | SHIDLER4 138.00 | 510403 | 138
CSWS | TOPOLOGY%CSWS%CSWS%BN_39TH_1B%A | Richmond Road - Redlick 69 kV | Line | CSWS.RICHMOND.BN_39TH_1B.CSWS.RED_LICK.69.69 | 1 | REDLICK2 69.000 | 508073 | RICHMND2 69.000 | 508076 | 69
CSWS | TOPOLOGY%CSWS%CSWS%2012%B | RIVERSIDE - 52TH_DELWARE | Line | CSWS.RIVRSIDE.2012.CSWS.52DELWT4.138.138 | 1 | R.S.S.-4 138.00 | 509783 | 52DELWT4 138.00 | 509814 | 138
CSWS | TOPOLOGY%CSWS%CSWS%90-906%A | Riverside Station - Sapulpa Road 345 kV | Line | CSWS.RIVRSIDE.90-906.CSWS.SAPULPA.345.345 | 1 | R.S.S.-7 345.00 | 509782 | SAPLPRD7 345.00 | 509870 | 345
CSWS | TOPOLOGY%CSWS%CSWS%SWEET_ROARK%A | Roark - Sweetwater 230 kV | Line | CSWS.ROARK.SWEET_ROARK.CSWS.SWEETWT6.230.230 | 1 | ROARK6 230.00 | 511547 | SWEETWT6 230.00 | 511541 | 230
CSWS | TOPOLOGY%CSWS%CSWS%ROBSONRD_BAYOU%A | Robson Road - Bayou Pierre 69 kV | Line | CSWS.ROBSONRD.ROBSONRD_BAYOU.CSWS.BAYOUP.69.69 | 1 | ROBSON 2 69.000 | 507752 | BAYOUP-2 69.000 | 509356 | 69
CSWS | TOPOLOGY%CSWS%CSWS%LUCAS_WLAKE_1C%T1 | Robson Road - Wallace Lake 69 kV | Line | CSWS.WALLACE3.LUCAS_WLAKE_1C.CSWS.ROBSONRD.69.69 | 1 | ROBSON 2 69.000 | 507752 | WALLAKE2 69.000 | 507764 | 69
CSWS | TOPOLOGY%CSWS%CSWS%929B%A | Rock Hill - Roseborough 69 kV | Line | CSWS.ROCKHIL.929B.CSWS.ROSEBOUR.69.69 | 1 | ROKHILL2 69.000 | 509082 | ROSBORO2 69.000 | 509085 | 69
CSWS | TOPOLOGY%CSWS%CSWS%910C%C | Rock Hill - Tatum 138 kV | Line | CSWS.ROCKHIL.910C.CSWS.TATUM.138.138 | 1 | ROKHILL4 138.00 | 509083 | TATUM 4 138.00 | 509087 | 138
CSWS | TOPOLOGY%CSWS%CSWS%SPRING_ROCKHIL%A | Rock Hill - Walnut Springs 138 kV | Line | CSWS.WLNTSPR4.SPRING_ROCKHIL.CSWS.ROCKHIL.138.138 | 1 | ROKHILL4 138.00 | 509083 | WLNTSPRINGS4138.00 | 509103 | 138
CSWS | TOPOLOGY%CSWS%CSWS%RODESSA_GODFRE%A | Rodessa - Godfrey 69kV | Line | WAUE.GODFREY.RODESSA_GODFRE.WAUE.RODESSA.69.69 | 1 | RODESSA2 69.000 | 508814 | GODFREY 69.000 | 508847 | 69
CSWS | TOPOLOGY%CSWS%CSWS%ROSVTAP2_TOMST%A | Roosevelt Tap - Tomsteed 69 kV | Line | CSWS.SNYDRTAP.SNYDRTAP_TOMST.CSWS.TOMSTEED.69.69 | 1 | R-AMOCO2 69.000 | 511432 | TOMSTEED 69.000 | 509258 | 69
CSWS | TOPOLOGY%CSWS%CSWS%ROUNDCRK_GRADY%A | Round Creek - Grady 138kV | Line | CSWS.ROUNDCRK.ROUNDCRK_GRADY.CSWS.GRADY.138.138 | 1 | GRADY 4 138.00 | 511560 | ROUNDCK4 138.00 | 511562 | 138
CSWS | TOPOLOGY%CSWS%CSWS%RUSHSP_RSH_S_1%A | Rush Springs Chestnut St - Rush Springs Chestnut Tap 138 kV | Line | CSWS.RUSHSP4.RUSHSP_RSH_S_1.CSWS.RSH_SPRG.138.138 | 1 | RUSHSP 4 138.00 | 511426 | RUSHSPT4 138.00 | 511491 | 138
CSWS | TOPOLOGY%CSWS%CSWS%2208A%A | Rush Springs Chestnut Tap - Santa Fe 138 kV | Line | CSWS.SANTAFE.2208A.CSWS.RSH_SPRG.138.138 | 1 | RUSHSPT4 138.00 | 511491 | RUSHNGT4 138.00 | 511492 | 138
CSWS | TOPOLOGY%CSWS%CSWS%CLAR_SAVINE_1B%A | Sabine - Service Pipeline Tap 69 kV | Line | CSWS.SERVICEP.CLAR_SAVINE_1B.CSWS.SABINE.69.69 | 1 | SABINE 2 69.000 | 508565 | SPIPETP2 69.000 | 508573 | 69
CSWS | TOPOLOGY%CSWS%CSWS%PIR_SCOTTSV_1A%A | Sabine Mining - Sabine Mining Co Tap 138 kV | Line | CSWS.SABIN_MI.PIR_SCOTTSV_1A.CSWS.PIRKEY.138.138 | 1 | SABMINT4 138.00 | 508566 | SABINEM4 138.00 | 508577 | 138
CSWS | TOPOLOGY%CSWS%CSWS%PIR_SCOTTSV_1B%A | Sabine Mining Co Tap - Southeast Marshall 138 kV | Line | CSWS.SABIN_MI.PIR_SCOTTSV_1B.CSWS.SE_MARSH.138.138 | 1 | SABMINT4 138.00 | 508566 | SEMRSHL4 138.00 | 508569 | 138
CSWS | TOPOLOGY%CSWS%CSWS%SANAUGS2_BRNST%A | San Augustine-Bronston Tap 69kV | Line | CSWS.BRONSNT2.SANAUGS2_BRNST.CSWS.SANAUGS2.69.69 | 1 | BRONSNT2 69.000 | 509104 | SANAUGS2 69.000 | 509112 | 69
CSWS | TOPOLOGY%CSWS%CSWS%TL_HOLLY_SANAG%A | San Augustine-Holly 69kV | Line | CSWS.SANAUGS2.TL_HOLLY_SANAG.CSWS.TL_HOLLY.69.69 | 1 | HOLLY 2 69.000 | 509111 | SANAUGS2 69.000 | 509112 | 69
CSWS | TOPOLOGY%CSWS%CSWS%81-574A%A | Sand Springs - Denver 138 kV | Line | CSWS.SAND_SPG.81-574A.CSWS.DENVER.138.138 | 1 | DENVR-W4 138.00 | 509748 | S.S.---4 138.00 | 509815 | 138
CSWS | TOPOLOGY%CSWS%CSWS%81-574%A | Sand Springs 138 - Sapulpa Road 138 kV | Line | CSWS.SAPULPA.81-574.CSWS.SAND_SPG.138.138 | 1 | S.S.---4 138.00 | 509815 | SAPLPRD4 138.00 | 509871 | 138
CSWS | TOPOLOGY%CSWS%CSWS%2058%A | Sand Springs 138 - Sheffield Steel 138 kV | Line | CSWS.SAND_SPG.2058.CSWS.SHEFFLD.138.138 | 1 | SHEFFD-4 138.00 | 509812 | S.S.---4 138.00 | 509815 | 138
CSWS | TOPOLOGY%CSWS%CSWS%2041%A | Sand Springs 138 - Tulsa Sunray Refinery 69 kV | Line | CSWS.SAND_SPG.2041.CSWS.DX_SUN.69.69 | 1 | DX----W2 69.000 | 509796 | S.S.---2 69.000 | 509816 | 69
CSWS | TOPOLOGY%CSWS%CSWS%1978C%T1 | Sand Springs 138 - West Edison Tap 138 kV | Line | CSWS.SAND_SPG.1978C.CSWS.EDISON_T.138.138 | 1 | S.S.---4 138.00 | 509815 | WED-TAP4 138.00 | 509823 | 138
CSWS | TOPOLOGY%CSWS%CSWS%90-927%A | Sapulpa Road - Wekiwa 345 kV | Line | CSWS.SAPULPA.90-927.CSWS.WEKIWA.345.345 | 1 | WEKIWA-7 345.00 | 509755 | SAPLPRD7 345.00 | 509870 | 345
CSWS | TOPOLOGY%CSWS%CSWS%WILB_SARDIS%A | Sardis (WFEC) - Wilburton Tap 138 kV | Line | WFEC.SARDIS.WILB_SARDIS.CSWS.WILB_TOK.138.138 | 1 | SARDIS 4 138.00 | 510926 | ENOWILT4 138.00 | 510944 | 138
CSWS | TOPOLOGY%CSWS%CSWS%PIR_SCOTTSV_1C%A | Scottsville - Southeast Marshall 138 kV | Line | CSWS.SCOTTSV2.PIR_SCOTTSV_1C.CSWS.SE_MARSH.138.138 | 1 | SCOTTSV4 138.00 | 508567 | SEMRSHL4 138.00 | 508569 | 138
CSWS | TOPOLOGY%CSWS%CSWS%WINNS_SCROG%A | Scroggins - Winnsboro 138 kV | Line | CSWS.SCROGGIN.WINNS_SCROG.CSWS.WINNSBO.138.138 | 1 | WINNSBO4 138.00 | 508317 | SCROGNSSW4 138.00 | 508368 | 138
CSWS | TOPOLOGY%CSWS%CSWS%SCROGTP_WINNSB%1 | Scroggins Co Op - Winnsboro 69 kV | Line | CSWS.WINNSBO.SCROGTP_WINNSB.CSWS.SCROGTP.69.69 | 1 | SCROGNS2 69.000 | 508314 | WINNSBO2 69.000 | 508316 | 69
CSWS | TOPOLOGY%CSWS%CSWS%SHADGRV4_MARTN%A | Shady Grove - Martinsville 138kV | Line | CSWS.MARTNVL4.SHADGRV4_MARTN.CSWS.SHADGRV4.138.138 | 1 | SHADGRV4 138.00 | 509119 | MARTNVL4 138.00 | 509120 | 138
CSWS | TOPOLOGY%CSWS%CSWS%2263D%A | Shamrock - Wellington 138 kV | Line | CSWS.WREA.2263D.CSWS.WELL.138.138 | 1 | WELL 4WT 138.00 | 512104 | SHAM 4WT 138.00 | 512105 | 138
CSWS | TOPOLOGY%CSWS%CSWS%1978%A | Sheffield Steel - Wekiwa 138 kV | Line | CSWS.SHEFFLD.1978.CSWS.WEKIWA.138.138 | 1 | WEKIWA-4 138.00 | 509757 | SHEFFD-4 138.00 | 509812 | 138
CSWS | TOPOLOGY%CSWS%CSWS%PAWKAM_SHIDLER%A | Shidler - Pawhuska Tap 138 kV | Line | CSWS.SHIDLER.PAWKAM_SHIDLER.CSWS.PAWKAMTP.138.138 | 1 | WPAWHSK4 138.00 | 510382 | SHIDLER4 138.00 | 510403 | 138
CSWS | TOPOLOGY%WFEC%WFEC%SHID_WBCTY%A | Shidler (WFEC) - Webb City (WFEC) 138 kV | Line | WFEC.WEBBCTY4.SHID_WBCTY.WFEC.SHIDWFEC.138.138 | 1 | WEBBCTY4 138.00 | 510375 | SHIDWFC4 138.00 | 510432 | 138
CSWS | TOPOLOGY%WFEC%WFEC%SHID_WBTP%A | Shidler (WFEC) - Webb City Tap 138 kV | Line | CSWS.WEBBTAP4.SHID_WBTP.WFEC.SHIDWFEC.138.138 | 1 | WEBBTAP4 138.00 | 510376 | SHIDWFC4 138.00 | 510432 | 138
CSWS | TOPOLOGY%GRDA%GRDA%WSILOM_GRDA_1A%A | Siloam City - Siloam Springs 161 kV | Line | GRDA.SILOAM.WSILOM_GRDA_1A.CSWS.SILSPRNG.161.161 | 1 | SILOAM 5 161.00 | 506948 | SILMCTY5 161.00 | 512643 | 161
CSWS | TOPOLOGY%CSWS%CSWS%1977%A | Silver City - Wekiwa 138 kV | Line | CSWS.WEKIWA.1977.CSWS.SILVER_T.138.138 | 1 | SILVCTYGR4 138.00 | 509757 | WEKIWA-4 138.00 | 509757 | 138
CSWS | TOPOLOGY%CSWS%CSWS%TL_HEMPH_SIXMI%A | Six Mile-Hemphill 138kV | Line | CSWS.TL_HEMPH.TL_HEMPH_SIXMI.CSWS.TL_SIXMI.138.138 | 1 | HEMPHIL4 138.00 | 509106 | SIXMILE4 138.00 | 509107 | 138
CSWS | TOPOLOGY%CSWS%CSWS%2070%A | Skiatook Water Pump Station - Tulsa North 138 138 kV | Line | CSWS.SKIATOOK.2070.CSWS.TULSA_NO.138.138 | 1 | T.NO.--4 138.00 | 509817 | SKIATOK4 138.00 | 509884 | 138
CSWS | TOPOLOGY%CSWS%CSWS%SNYDER_TIE%A | Snyder AEP - Snyder WFEC 138kV | Line | CSWS.SNYDER.SNYDER_TIE.CSWS.SNYDER2.138.138 | 1 | SNYDER-4 138.00 | 511435 | SNYDER 4 138.00 | 521052 | 138
CSWS | TOPOLOGY%CSWS%CSWS%SNYDER_SNYDRT%A | Snyder Tap - Snyder 69 kV | Line | CSWS.SNYDER.SNYDER_SNYDRT.CSWS.SNYDRTAP.69.69 | 1 | ROSVTAP2 69.000 | 511444 | SNYDER-2 69.000 | 511475 | 69
CSWS | TOPOLOGY%CSWS%CSWS%SNYDRTAP_TOMST%A | Snyder Tap - Tomsteed 69 kV | Line | CSWS.SNYDRTAP.SNYDRTAP_TOMST.CSWS.TOMSTEED.69.69 | 1 | R-AMOCO2 69.000 | 511432 | TOMSTEED 69.000 | 509258 | 69
CSWS | TOPOLOGY%CSWS%CSWS%SFAYE_SEFAY_1A%A | South Fayetteville - Southeast Fayetteville 161 kV | Line | CSWS.SFAYETTE.SFAYE_SEFAY_1A.CSWS.SEFAYETV.161.161 | 1 | SEFAYTV5 161.00 | 506943 | SFAYTVL5 161.00 | 506947 | 161
CSWS | TOPOLOGY%CSWS%CSWS%2057%A | South Hudson - Tulsa Southeast 138 kV | Line | CSWS.HUDSON.2057.CSWS.TSE_NEW.138.138 | 1 | T.S.E.-4 138.00 | 509811 | S.HUD.-4 138.00 | 509833 | 138
CSWS | TOPOLOGY%CSWS%CSWS%1989%A | South Hudson - Warren Medical Center Tap 138 kV | Line | CSWS.HUDSON.1989.CSWS.WRNMEDT4.138.138 | 1 | WRNMEDT4 138.00 | 509764 | S.HUD.-4 138.00 | 509833 | 138
CSWS | TOPOLOGY%CSWS%CSWS%SWSHR_SSHR%A | South Shreveport - Southwest Shreveport 138 kV | Line | CSWS.SSHREVE.SWSHR_SSHR.CSWS.SWSHREV.138.138 | 1 | S SHV 4 138.00 | 507755 | SW SHV 4 138.00 | 507759 | 138
CSWS | TOPOLOGY%CSWS%CSWS%865%A | South Shreveport - Wallace Lake 138 kV | Line | CSWS.SSHREVE.865.CSWS.WALLACE3.138.138 | 1 | S SHV 4 138.00 | 507755 | WALLAKE4 138.00 | 507765 | 138
CSWS | TOPOLOGY%CSWS%CSWS%SS_WELECT_1A%A | South Shreveport - Western Electric 138 kV | Line | CSWS.SSHREVE.SS_WELECT_1A.CSWS.WESTERN.138.138 | 1 | S SHV 4 138.00 | 507755 | WESTELC4 138.00 | 507767 | 138
CSWS | TOPOLOGY%CSWS%CSWS%TEXAR_STEXARK%A | South Texarkana Co Op - Texarkana Plant 69 kV | Line | CSWS.TEXARKP.TEXAR_STEXARK.CSWS.STEXARK.69.69 | 1 | S_TEXARK 2 69.000 | 504117 | TEXARK 2 69.000 | 508086 | 69
CSWS | TOPOLOGY%CSWS%CSWS%SETEXAR4_NETEX%A | Southeast Texarkana - Northeast Texarkana 138kV | Line | CSWS.SETEXAR4.SETEXAR4_NETEX.CSWS.NETEXAR.138.138 | 1 | Texarkana |  | Texarkana |  | 138
CSWS | TOPOLOGY%CSWS%CSWS%SETEXAR4_69_2%A | Southeast Texarkana - Texarkana Plant 69 kV | Line | CSWS.TEXARKP.SETEXAR4_69_2.CSWS.SETEXAR4.69.69 | 1 | SETEXAR2 69.000 | 508077 | TEXARK 2 69.000 | 508086 | 69
CSWS | TOPOLOGY%CSWS%CSWS%81-522B%A | Southern Hills - 52nd Street & Delaware 138kV | Line | CSWS.52_DEL.81-522B.CSWS.SO_HILLS.138.138 | 1 | 52DELWT4 138.00 | 509814 | S HILLW4 138.00 | 509859 | 138
CSWS | TOPOLOGY%CSWS%CSWS%2059%A | Southern Hills - Southern Hills Tap 138 kV | Line | CSWS.SO_HILLS.2059.CSWS.SHILETP4.138.138 | 1 | S.HIL E4 138.00 | 509731 | SHILETP4 138.00 | 509813 | 138
CSWS | TOPOLOGY%CSWS%CSWS%SWSHREV_SPRI%A | Southwest Shreveport - Spring Ridge Co Op 138 kV | Line | CSWS.SPRINGRI.SWSHREV_SPRI.CSWS.SWSHREV.138.138 | 1 | SPRIDGE4 138.00 | 507757 | SW SHV 4 138.00 | 507759 | 138
CSWS | TOPOLOGY%CSWS%CSWS%872%A | Southwest Shreveport - Western Electric Tap 138 kV | Line | CSWS.WE_TAP.872.CSWS.SWSHREV.138.138 | 1 | SW SHV 4 138.00 | 507759 | WESTELT4 138.00 | 507768 | 138
CSWS | TOPOLOGY%CSWS%CSWS%2248%A | Southwestern Power Station - Verden Natural Gas 138 kV | Line | CSWS.SW_STA.2248.CSWS.VERDEN4.138.138 | 1 | VERDEN 4 138.00 | 511421 | S.W.S.-4 138.00 | 511477 | 138
CSWS | TOPOLOGY%WFEC%WFEC%WASHIT_SWST%A | Southwestern Power Station - Washita 138 kV | Line | WFEC.WASHIT1.WASHIT_SWST.CSWS.SW_STA.138.138 | 1 | S.W.S.-4 138.00 | 511477 | WASHITA4 138.00 | 521089 | 138
CSWS | TOPOLOGY%CSWS%CSWS%SPRING_WLNT%A | Spring Ridge Co Op - Walnut Springs 138 kV | Line | CSWS.SPRINGRI.SPRING_WLNT.CSWS.WLNTSPR4.138.138 | 1 | SPRIDGE4 138.00 | 507757 | WLNTSPRINGS4138.00 | 509103 | 138
CSWS | TOPOLOGY%CSWS%CSWS%LOWEL_DYESS_1B%A | Springdale AEP - Springdale Tap 69 kV | Line | CSWS.SPRINGDA.LOWEL_DYESS_1B.CSWS.SPRING_T.69.69 | 1 | SPRDALE2 69.000 | 506950 | SPRDALT2 69.000 | 506951 | 69
CSWS | TOPOLOGY%CO%CO%LINE%LN | Stigler - Stigler Tap 138 kV | Line | LINE.NOT.IN.EMS.CANT.999.999 | 1 | STIGLRT4 138.00 | 510924 | STIGLER4 138.00 | 510934 | 138
CSWS | TOPOLOGY%CSWS%CSWS%SWSHR_WE_1B%A | Stonewall - Western Electric Tap 138 kV | Line | CSWS.STONEWA.SWSHR_WE_1B.CSWS.WE_TAP.138.138 | 1 | WESTELT4 138.00 | 507768 | STONWAL4 138.00 | 509052 | 138
CSWS | TOPOLOGY%CSWS%CSWS%STONYBR_SWROGE%A | Stony Brooke - SW Rogers 69 kV | Line | CSWS.STONYBR.STONYBR_SWROGE.CSWS.SWROGERS.69.69 | 1 | STONYBR 69.000 | 504004 | SWROGERS 69.000 | 504005 | 69
CSWS | TOPOLOGY%EDE%EDE%HOCKERVILLE%A | Sub 404 Hockerville - Vinita Junction 138 kV | Line | EDE.HOCKERVL.HOCKERVILLE.CSWS.VINITA_J.138.138 | 1 | VINTAJC4 138.00 | 510417 | HOC404 4 138.00 | 547486 | 138
CSWS | TOPOLOGY%CSWS%CSWS%ASHDWN_12TH_1C%A | Sugar Hill - Sugar Hill East Tap 69kV | Line | CSWS.SUGHLET.ASHDWN_12TH_1C.CSWS.SUGARHI.69.69 | 1 | SUGHLET2 69.000 | 508081 | SUGARHL2 69.000 | 508079 | 69
CSWS | TOPOLOGY%CSWS%CSWS%BN_39TH_1F%T1 | Sugar Hill - Sugar Hill West Tap 69 kV | Line | CSWS.SUGARHI.BN_39TH_1F.CSWS.SUGHLWT.69.69 | 1 | SUGARHL2 69.000 | 508079 | SUGHLWT2 69.000 | 508082 | 69
CSWS | TOPOLOGY%CSWS%CSWS%TERRYRD_SUNYSD%A | Sunnyside - Terry Road 345 kV | Line | OKGE.SUNNYSDE.TERRYRD_SUNYSD.CSWS.TERRY_RD.345.345 |  | SUNNYSD7 345.00 | 515136 | TERRY_RD 345.00 | 511962 | 345
CSWS | TOPOLOGY%CSWS%CSWS%842B%T1 | Superior - Vivian 69 kV | Line | CSWS.SUPERIOR.842B.CSWS.VIVIAN.69.69 | 1 | SUPEROR2 69.000 | 508815 | VIVIAN 2 69.000 | 508817 | 69
CSWS | TOPOLOGY%SPS%SPS%SWEET_WHEEL%A | Sweetwater - Wheeler County Interchange 230 kV | Line | CSWS.SWEETWT6.SWEET_WHEEL.SPS.WHEELER.230.230 | 1 | SWEETWT6 230.00 | 511541 | WHEELER 6230.00 | 523777 | 230
CSWS | TOPOLOGY%CSWS%CSWS%TLWNDA_MCALIND%A | Talawanda - McAlister Industrial 138kV | Line | CSWS.TALAWNDA.TLWNDA_MCALIND.CSWS.MCAL_IND.138.138 | 1 | MCALESTIND 4138.00 | 510909 | TALAWANDA 4138.00 | 510951 | 138
CSWS | TOPOLOGY%CSWS%CSWS%TALAWNDA_CRIVR%A | Talawanda - Canadian River PSO 138 kV | Line | CSWS.TALAWNDA.TALAWNDA_CRIVR.CSWS.CRIVRAEP.138.138 | 1 | C-RIVER4 138.00 | 510946 | TALAWANDA 4138.00 | 510951 | 138
CSWS | TOPOLOGY%CSWS%CSWS%TALAWNDA_MCALE%A | Talawanda - McAlester City Tap 138 kV | Line | CSWS.TALAWNDA.TALAWNDA_MCALE.CSWS.MCALESTR.138.138 | 1 | MCALEST4 | 510908 | TALAWANDA | 510951 | 138
CSWS | TOPOLOGY%CSWS%CSWS%TAHL_LOADCSW%A | Talihina (WFEC) - Talihina West 69 kV | Line | LINE.NOT.IN.EMS.CANT.999.999 | 1 | TALIHN2 69.000 | 510929 | TALHNW2 69.000 | 510930 | 69
CSWS | TOPOLOGY%CSWS%CSWS%TLBEART_TALBEA%A | Tall Bear - Tall Bear Tap 138 kV | Line | CSWS.TLBEART.TLBEART_TALBEA.OKGE.TALBEAR4.138.138 | [5 empty] | 138
CSWS | TOPOLOGY%CSWS%CSWS%TAY_TEXOPCE_1A%A | Taylor Street - Texarkana Operations Center 69 kV | Line | CSWS.TEXARK_O.TAY_TEXOPCE_1A.CSWS.TAYLORS2.69.69 | 1 | TAYLOR 2 69.000 | 508083 | TEXOPER2 69.000 | 508087 | 69
CSWS | TOPOLOGY%CSWS%CSWS%817%A | Taylor Street - Texarkana Plant 69 kV | Line | CSWS.TAYLORS2.817.CSWS.TEXARKP.69.69 | 1 | TAYLOR 2 69.000 | 508083 | TEXARK 2 69.000 | 508086 | 69
CSWS | TOPOLOGY%CSWS%CSWS%TENAHA_PROSPET%A | Tenaha - Prospect 138kV | Line | CSWS.PROSPET4.TENAHA_PROSPET.CSWS.TENAHA.138.138 | 1 | TENAHA 4 138.00 | 509088 | PROSPET4 138.00 | 509117 | 138
CSWS | TOPOLOGY%CSWS%CSWS%TENASK_GATEWAY%A | Tenaska Gateway Co Op - Tenaska Switching Station 345 kV | Line | CSWS.GATEWAY2.TENASK_GATEWAY.CSWS.TENASKA.345.345 | 1 | TENRUSK7 345.00 | 508585 | TENGEN 7 345.00 | 508586 | 345
CSWS | TOPOLOGY%CSWS%CSWS%2035A%T1 | Terra Nitrogen - Terra Nitrogen Tap 138 kV | Line | CSWS.AMC.2035A.CSWS.AMC_TAP.138.138 | 1 | TER-NIT4 138.00 | 509723 | TERNITP4 138.00 | 509835 | 138
CSWS | TOPOLOGY%CSWS%CSWS%2078A%A | Terra Nitrogen Tap - Verdigris Tap 138 kV | Line | CSWS.AMC_TAP.2078A.CSWS.VERD_TAP.138.138 | 1 | TERNITP4 138.00 | 509835 | VERDIGS4 138.00 | 509854 | 138
CSWS | TOPOLOGY%CSWS%CSWS%TEXPL_12TH_1A%A | Texarkana Plant - Washington Street 69 kV | Line | CSWS.WASHINGT.TEXPL_12TH_1A.CSWS.TEXARKP.69.69 | 1 | TEXARK 2 69.000 | 508086 | WASHST 2 69.000 | 508088 | 69
CSWS | TOPOLOGY%CSWS%CSWS%2198B%A | Thomas - Thomas Refinery 69 kV | Line | CSWS.THOMAS.2198B.CSWS.THOM_REF.69.69 | 1 | TREFRY 2 69.000 | 511518 | T CITY 2 69.000 | 511519 | 69
CSWS | TOPOLOGY%CSWS%CSWS%66-622B%B | Thomas Refinery - Thomas Tap 69 kV | Line | CSWS.THOMAS_T.2198A.CSWS.THOM_REF.69.69 | 1 | THOMAST2 69.000 | 511517 | TREFRY 2 69.000 | 511518 | 69
CSWS | TOPOLOGY%CSWS%CSWS%66-622%A | Thomas Tap - Weatherford 69 kV | Line | CSWS.THOMAS_T.66-622.CSWS.WEATH.69.69 | 1 | WEATHER2 69.000 | 511481 | THOMAST2 69.000 | 511517 | 69
CSWS | TOPOLOGY%CSWS%CSWS%TIMPSNA_FITZE%A | Timpson - Fitze 138kV | Line | CSWS.FITZE4.TIMPSNA_FITZE.CSWS.TIMPSNA4.138.138 | 1 | FITZE 4 138.00 | 509123 | TIMPSNA4 138.00 | 509124 | 138
CSWS | TOPOLOGY%CSWS%CSWS%TIPTON_TIPTNC%1 | Tipton (CSWS) - Tipton City 69 kV | Line | CSWS.TIPTON.TIPTON_TIPTNC.CSWS.TIPTON_C.69.69 | 1 | TIPTCTY2 69.000 | 511479 | TIPTON 2 69.000 | 511545 | 69
CSWS | TOPOLOGY%CSWS%CSWS%TIPTON_608%1 | Tipton City - Tipton City Tap (Riverside) 69 kV | Line | CSWS.608A_T.TIPTON_608.CSWS.TIPTON.69.69 | 1 | TIPTN T2 69.000 | 511543 | TIPTON 2 69.000 | 511545 | 69
CSWS | TOPOLOGY%CSWS%CSWS%FREDJ_TIPTNSW%1 | Tipton City Tap-Fredrick Junction 69kV | Line | CSWS.TIPTNTSW.FREDJ_TIPTNSW.CSWS.FRED_J.69.69 | 1 | FREDJC-2 69.000 | 511460 | TIPTE T2 69.000 | 511472 | 69
CSWS | TOPOLOGY%CSWS%CSWS%SNYDER_TIPTNSW%1 | Tipton City Tap-Snyder 69kV | Line | CSWS.TIPTNTSW.SNYDER_TIPTNSW.CSWS.SNYDER.69.69 | 1 | TIPTE T2 69.000 | 511472 | SNYDER-2 69.000 | 511475 | 69
CSWS | TOPOLOGY%CSWS%CSWS%TIPTON_TIPTNSW%1 | Tipton City Tap-Tipton (CSWS) 69kV | Line | CSWS.TIPTNTSW.TIPTON_TIPTNSW.CSWS.TIPTON.69.69 | 1 | TIPTE T2 69.000 | 511472 | TIPTON 2 69.000 | 511545 | 69
CSWS | TOPOLOGY%WFEC%WFEC%TUPELO_02%A | TransOK Allen - Tupelo 138 kV | Line | SPA.TUPELO2.TUPELO_02.CSWS.ALLENGT4.138.138 | 1 | TUPELO 4 138.00 | 505600 | ALLENGT4 138.00 | 510881 | 138
CSWS | TOPOLOGY%CSWS%CSWS%838B%A | Trichel - Whitehurst 138 kV | Line | CSWS.TRICHEL.838B.CSWS.WHITEHU.138.138 | 1 | TRICHEL4 138.00 | 507763 | WHITEHS4 138.00 | 507769 | 138
CSWS | TOPOLOGY%CSWS%CSWS%021B%A | Tulsa North - Whirlpool 138 kV | Line | CSWS.WHIRL_TP.021B.CSWS.TULSA_NO.138.138 | 1 | CDC-WT 4 138.00 | 509842 | WHIRLPO4 138.00 | 509840 | 138
CSWS | TOPOLOGY%CSWS%CSWS%1973%A | Tulsa North 345 - Wekiwa 345 kV | Line | CSWS.TULSA_NO.1973.CSWS.WEKIWA.345.345 | 1 | WEKIWA-7 345.00 | 509755 | T.NO.--7 345.00 | 509852 | 345
CSWS | TOPOLOGY%CSWS%CSWS%TPS_W2166_131%A | Tulsa Power Station - West 21st Street 69 kV | Line | CSWS.W_21_ST.TPS_W2166_131.CSWS.TULSA_PS.69.69 | 1 | T.P.S.-2 69.000 | 509789 | W 21 ST 69.000 | 509713 | 69
CSWS | TOPOLOGY%CSWS%CSWS%2032%A | Tulsa PowerStation - Tulsa WilliamsBrothers Pipeline 69 kV | Line | CSWS.T_WM_BRO.2032.CSWS.TULSA_PS.69.69 | 1 | WILLPIP2 69.000 | 509750 | T.P.S.-2 69.000 | 509789 | 69
CSWS | TOPOLOGY%CSWS%CSWS%SUN_W2166_131%A | Tulsa Williams Brothers Pipeline - West 21st Street 69 kV | Line | CSWS.W_21_ST.SUN_W2166_131.CSWS.T_WM_BRO.69.69 | 1 | WILLPIP2 69.000 | 509750 | W 21 ST 69.000 | 509713 | 69
CSWS | TOPOLOGY%CSWS%CSWS%782%A | Turk - McNab 115kV | Line | CSWS.TURK_PP.782.CSWS.MCNAB.115.115 | 1 | TURK 3 115.00 | 507456 | MCNAB 3 115.00 | 504122 | 115
CSWS | TOPOLOGY%CSWS%CSWS%OKAY_TURK%A | Turk - Okay 138 kV | Line | CSWS.TURK_PP.OKAY_TURK.CSWS.OKAY.138.138 | 1 | TURK 4 138.00 | 507454 | OKAY 4 138.00 | 507428 | 138
CSWS | TOPOLOGY%CSWS%CSWS%TURK_SETEX%A | Turk - Southeast Texarkana 138kV | Line | CSWS.TURK_PP.TURK_SETEX.CSWS.SETEXAR4.138.138 | 1 | SETEXAR4 138.00 | 508078 | MANDEVILTP4 138.00 | 508105 | 138
CSWS | TOPOLOGY%CSWS%CSWS%SUGA_TURK%A | Turk - Sugar Hill 138kV | Line | CSWS.TURK_PP.SUGA_TURK.CSWS.SUGARHI.138.138 | 1 | TURK 4 138.00 | 507454 | SUGARHL4 138.00 | 508080 | 138
CSWS | TOPOLOGY%CSWS%CSWS%2205A%T1 | Tuttle - Tuttle Conoco Tap 138 kV | Line | CSWS.TUTL_CTY.2205A.CSWS.TUTL_CON.138.138 | 1 | TUTCONT4 138.00 | 511425 | TUTTLE4 138.00 | 511501 | 138
CSWS | TOPOLOGY%CO%CO%LINE%LN | Tuttle Conoco - Tuttle Conoco Tap 138 kV | Line | LINE.NOT.IN.EMS.CANT.999.999 | 1 | T-CONCO4 138.00 | 511424 | TUTCONT4 138.00 | 511425 | 138
CSWS | TOPOLOGY%CO%CO%LINE%LN | US Motors - US Motors Tap 69 kV | Line | LINE.NOT.IN.EMS.CANT.999.999 | 1 | USMOTAP2 69.000 | 507435 | USMOTOR2 69.000 | 507439 | 69
CSWS | TOPOLOGY%CSWS%CSWS%CAMPTI_SWP_LD%A | Valley-Cane River #1 115kV | Line |  | 1 | VALYTIM2 69.000 | 510894 |  |  | 115
CSWS | TOPOLOGY%CSWS%CSWS%CANERI_SWP_LD%A | Valley-Cane River #2 115kV | Line |  | 1 | VALYTIM2 69.000 | 510894 |  |  | 115
CSWS | TOPOLOGY%CSWS%CSWS%GECORE_SWP_LD%A | Valley-Cane River #3 115kV | Line |  | 1 | VALYTIM2 69.000 | 510894 |  |  | 115
CSWS | TOPOLOGY%CSWS%CSWS%CAROLL_TIE1%A | Valley-Carroll #1 34.5kV | Line |  | 1 | VALYTIM2 69.000 | 510894 |  |  | 0
CSWS | TOPOLOGY%CSWS%CSWS%CAROLL_TIE2%A | Valley-Carroll #2 34.5kV | Line |  | 1 | VALYTIM2 69.000 | 510894 |  |  | 0
CSWS | TOPOLOGY%CSWS%CSWS%CAROLL_TIE3%A | Valley-Carroll #3 34.5kV | Line |  | 1 | VALYTIM2 69.000 | 510894 |  |  | 0
CSWS | TOPOLOGY%CSWS%CSWS%CLARNC_TIE1%A | Valley-Clarence #1 34.5kV | Line |  | 1 | VALYTIM2 69.000 | 510894 |  |  | 0
CSWS | TOPOLOGY%CSWS%CSWS%CLARNC_TIE2%A | Valley-Clarence #2 34.5kV | Line |  | 1 | VALYTIM2 69.000 | 510894 |  |  | 0
CSWS | TOPOLOGY%CSWS%CSWS%COLFAX_TIE1%A | Valley-Colfax #1 34.5kV | Line |  | 1 | VALYTIM2 69.000 | 510894 |  |  | 0
CSWS | TOPOLOGY%CSWS%CSWS%COLFAX_TIE2%A | Valley-Colfax #2 34.5kV | Line |  | 1 | VALYTIM2 69.000 | 510894 |  |  | 0
CSWS | TOPOLOGY%CSWS%CSWS%ELEES7_TIE1%A | Valley-East Leesville #1 230kV | Line |  | 1 | VALYTIM2 69.000 | 510894 |  |  | 230
CSWS | TOPOLOGY%CSWS%CSWS%ELEES7_TIE2%A | Valley-East Leesville #2 34.5kV | Line |  | 1 | VALYTIM2 69.000 | 510894 |  |  | 0
CSWS | TOPOLOGY%CSWS%CSWS%JELDWNCSWS_TIE%A | Valley-JELDWEN 115kV | Line |  | 1 | VALYTIM2 69.000 | 510894 |  |  | 115
CSWS | TOPOLOGY%CSWS%CSWS%MANFL7_TIE%A | Valley-Mansfield 34.5kV | Line |  | 1 | VALYTIM2 69.000 | 510894 |  |  | 0
CSWS | TOPOLOGY%CSWS%CSWS%MANYBLK_TIE1%A | Valley-Many #1 138kV | Line |  | 1 | VALYTIM2 69.000 | 510894 |  |  | 138
CSWS | TOPOLOGY%CSWS%CSWS%MANYBLK_TIE2%A | Valley-Many #2 138kV | Line |  | 1 | VALYTIM2 69.000 | 510894 |  |  | 138
CSWS | TOPOLOGY%CSWS%CSWS%VERDA_SWP_LD%A | Valley-Montgomery 230kV | Line |  | 1 | VALYTIM2 69.000 | 510894 |  |  | 230
CSWS | TOPOLOGY%CSWS%CSWS%PROVEN1_SWP_LD%A | Valley-Provencial #1 115kV | Line |  | 1 | VALYTIM2 69.000 | 510894 |  |  | 115
CSWS | TOPOLOGY%CSWS%CSWS%PROVEN2_SWP_LD%A | Valley-Provencial #2 115kV | Line |  | 1 | VALYTIM2 69.000 | 510894 |  |  | 115
CSWS | TOPOLOGY%CSWS%CSWS%81_507%T1 | Valliant 345 - Valliant Weyco Tap 138 kV | Line | CSWS.WEYCO_TP.81_507.CSWS.VALLIANT.138.138 | 1 | V-WEYCO4 138.00 | 510866 | VALIANT4 138.00 | 510918 | 138
CSWS | TOPOLOGY%CSWS%CSWS%66_145%A | Valliant 345 - Wright City Tap 69 kV | Line | CSWS.VALLIANT.66_145.CSWS.WC_TAP.69.69 | 1 | WCITYTP2 69.000 | 510870 | VALIANT2 69.000 | 510910 | 69
CSWS | TOPOLOGY%CSWS%CSWS%81_507B%T1 | Valliant Weyco Tap - Valliant Weyco #1 138 kV | Line | CSWS.WEYCO_TP.81_507B.CSWS.WEYCO_1.138.138 | [5 empty] | 138
CSWS | TOPOLOGY%CSWS%CSWS%81_507A%T1 | Valliant Weyco Tap - Valliant Weyco #2 138 kV | Line | CSWS.WEYCO_TP.81_507A.CSWS.WEYCO_2.138.138 | [5 empty] | 138
CSWS | TOPOLOGY%WFEC%WFEC%VERNON_WFEC%A | Vernon - Vernon WFEC 69 kV | Line | CSWS.VERNON.VERNON_WFEC.WFEC.VRNMTAP2.69.69 | 1 | VRNMTAP2 69.000 | 512113 | VERNON 2 69.000 | 521081 | 69
CSWS | TOPOLOGY%CSWS%CSWS%2112%A | Vinita - Vinita Junction 69 kV | Line | CSWS.VINITA.2112.CSWS.VINITA_J.69.69 | 1 | VINITA-2 69.000 | 510404 | VINTAJC2 69.000 | 510418 | 69
CSWS | TOPOLOGY%CSWS%CSWS%WALMART_RAMONP%A | Walmart - Ramon PS 69 kV | Line | CSWS.WALMART2.WALMART_RAMONP.AECI.RAMONPS.69.69 | 1 | WALMART2 69.000 | 512682 | RAMONA 2 69.000 | 510392 | 69
CSWS | TOPOLOGY%CSWS%CSWS%WALMART_RAMONG%A | Walmart - Ramona GR 69 kV | Line | CSWS.WALMART2.WALMART_RAMONG.AECI.RAMONAGR.69.69 | 1 | WALMART2 69.000 | 512682 | 2RAMONA K 69.000 | 301000 | 69
CSWS | TOPOLOGY%CSWS%CSWS%2170%A | Walters - Walters Junction 69 kV | Line | CSWS.WALT_J.2170.CSWS.WALTCITY.69.69 | 1 | WALTRS-2 69.000 | 511434 | WALTERS2 69.000 | 521086 | 69
CSWS | TOPOLOGY%CSWS%CSWS%W_F_HOLLISTER%A | Walters City (OMPA) - Walters Junction 69 kV | Line | CSWS.WALT_J.W_F_HOLLISTER.WFEC.WALT_WFE.69.69 | 1 | WALTRS-2 69.000 | 511434 | OMWALTR2 69.000 | 529311 | 69
CSWS | TOPOLOGY%CSWS%CSWS%WAPANUK_STNWL%A | Wapanuka - Stonewall Jct 138 kV | Line | CSWS.WAPANUKA.WAPANUK_STNWL.WFEC.STONEWTP.138.138 |  | WAPANUCKA 4138.00 | 510949 | STONEWAL LH138.00 | 521075 | 138
CSWS | TOPOLOGY%CSWS%CSWS%1988B%A | Warren Medical Center - Warren Medical Center Tap 138 kV | Line | CSWS.WARRENM.1988B.CSWS.WRNMEDT4.138.138 | 1 | WRN-MED4 138.00 | 509729 | WRNMEDT4 138.00 | 509764 | 138
CSWS | TOPOLOGY%CSWS%CSWS%2052-B%A | Warren Medical Center - Warren Tap 138 kV | Line | CSWS.WARRENM.2052-B.CSWS.WARNTAP4.138.138 | [5 empty] | 138
CSWS | TOPOLOGY%CSWS%CSWS%1988%A | Warren Medical Center Tap - 81st Street & Yale 138 kV | Line | CSWS.WRNMEDT4.1988.CSWS.81_YALE.138.138 | 1 | WRNMEDT4 138.00 | 509764 | 81YALTP4 138.00 | 509809 | 138
CSWS | TOPOLOGY%CSWS%CSWS%WAURIK_LAWLIFT%A | Waurika - Waurika Relift station Tap 69 kV | Line | CSWS.WLIFTP2.WAURIK_LAWLIFT.CSWS.WAURIKA2.69.69 | 1 | WAURIKA2 69.000 | 511480 | W-LIFTP2 69.000 | 511529 | 69
CSWS | TOPOLOGY%CSWS%CSWS%LAWLIFT_WRELIF%A | Waurika Relift station - Waurika Relift station Tap 69 kV | Line | CSWS.WLIFTP2.LAWLIFT_WRELIF.CSWS.W-RELIF2.69.69 | 1 | W-LIFTP2 69.000 | 511529 | W-RELIF2 69.000 | 511530 | 69
CSWS | TOPOLOGY%CSWS%CSWS%66-632%A | Weatherford - Weatherford Southeast 69 kV | Line | CSWS.WEATH.66-632.CSWS.WTH_SE4.69.69 | 1 | WEATHER2 69.000 | 511481 | WTH_SE 2 69.000 | 511496 | 69
CSWS | TOPOLOGY%CSWS%CSWS%81-506A%A | Weatherford - Weatherford Tap 138 kV | Line | CSWS.WEATH.81-506A.CSWS.WEATHTP4.138.138 | 1 | WEATHER4 138.00 | 511532 | WEATHTP4 138.00 | 511536 | 138
CSWS | TOPOLOGY%CSWS%CSWS%81-570%A | Weatherford Junction - Weatherford Southeast 138 kV | Line | CSWS.WEATH_J.81-570.CSWS.WTH_SE4.138.138 | 1 | WTH_JCT4 138.00 | 511489 | WTH_SE 4 138.00 | 511497 | 138
CSWS | TOPOLOGY%CSWS%CSWS%81-508%A | Weatherford Southeast - Weatherford Tap 138 kV | Line | CSWS.WEATHTP4.81-508.CSWS.WTH_SE4.138.138 | 1 | WTH_SE 4 138.00 | 511497 | WEATHTP4 138.00 | 511536 | 138
CSWS | TOPOLOGY%CSWS%CSWS%81_572%A | Weatherford Tap - Weatherford Wind Farm 138 kV | Line | CSWS.WEATHTP4.81_572.CSWS.WFRDT.138.138 | 1 | WTH WF 4 138.00 | 511506 | WEATHTP4 138.00 | 511536 | 138
CSWS | TOPOLOGY%CSWS%CSWS%PRI_INCNT_MTR%A | Weatherford Wind Farm Gen - Weatherford Wind Farm 138 kV | Line | CSWS.WFRDG.PRI_INCNT_MTR.CSWS.WFRDT.138.138 | [5 empty] | 138
CSWS | TOPOLOGY%CSWS%CSWS%2064%A | Wedis Tap - Tulsa North 138 kV | Line | CSWS.WEDIS_TP.2064.CSWS.TULSA_NO.138.138 | 1 | T.NO.--4 138.00 | 509817 | WEDIS_TP 138.00 | 509883 | 138
CSWS | TOPOLOGY%CSWS%CSWS%1978A%A | Wekiwa - West Edison Tap 138 kV | Line | CSWS.WEKIWA.1978A.CSWS.EDISON_T.138.138 | 1 | WEKIWA-4 138.00 | 509757 | WED-TAP4 138.00 | 509823 | 138
CSWS | TOPOLOGY%SPA%SPA%81_802%A | Weleetka - Weleetka Power Station 138 kV | Line | SPA.WEL_SPA.81_802.CSWS.WELEETKA.161.161 | 1 | WELEETK4 138.00 | 505592 | WELETK4 138.00 | 510902 | 138
CSWS | TOPOLOGY%CSWS%CSWS%WELEETKA%A | Weleetka Power Station - Wetumka Tap 69 kV | Line | CSWS.WELEETKA.WELEETKA.CSWS.WETUMTP.69.69 | 1 | WETUMTP2 69.000 | 510883 | WELEETK2 69.000 | 510903 | 69
CSWS | TOPOLOGY%CSWS%CSWS%974%A | Welsh - Wilkes 345 kV | Line | CSWS.WILKES.974.CSWS.WELSH.345.345 | 1 | WELSH 7 345.00 | 508359 | WILKES 7 345.00 | 508841 | 345
CSWS | TOPOLOGY%CSWS%CSWS%960%A | Welsh Reserve Tap - Wilkes 138 kV | Line | CSWS.WELSH.960.CSWS.WILKES.138.138 | 1 | WELSHRE4 138.00 | 508355 | WILKES 4 138.00 | 508840 | 138
CSWS | TOPOLOGY%CSWS%CSWS%973%A | West Atlanta - Wilkes 138 kV | Line | CSWS.W_ATLANT.973.CSWS.WILKES.138.138 | 1 | WATLANT4 138.00 | 508090 | WILKES 4 138.00 | 508840 | 138
CSWS | TOPOLOGY%CSWS%CSWS%CTY_LAKE_W_MTP%A | West Mt. Pleasant - City Lake 69 kV | Line | CSWS.CTY_LAKE.CTY_LAKE_W_MTP.CSWS.W_MTPLEA.69.69 | 1 | CTY_LAKE 69.000 | 508106 | WMTPLES2 69.000 | 508318 | 69
CSWS | TOPOLOGY%CSWS%CSWS%SWSHR_WE_1C%T1 | Western Electric - Western Electric Tap 138 kV | Line | CSWS.WESTERN.SWSHR_WE_1C.CSWS.WE_TAP.138.138 | 1 | WESTELC4 138.00 | 507767 | WESTELT4 138.00 | 507768 | 138
CSWS | TOPOLOGY%CSWS%CSWS%8190%A | Wetumka (OMPA) - Wetumka Tap 69 kV | Line | CSWS.OMWEUMK.8190.CSWS.WETUMTP.69.69 | 1 | WETUMTP2 69.000 | 510883 | OMWEUMK2 69.000 | 529309 | 69
CSWS | TOPOLOGY%CO%CO%LINE%LN | Wilburton (TransOK) - Wilburton Tap 138 kV | Line | LINE.NOT.IN.EMS.CANT.999.999 | 1 | ENOWILT4 138.00 | 510944 | ENOWILB4 138.00 | 510945 | 138
CSWS | TOPOLOGY%CSWS%CSWS%WLDCH_WILDHORS%A | Wildcat - Wildhorse 138 kV | Line | CSWS.WLDCH_TP.WLDCH_WILDHORS.CSWS.WILDHORS.138.138 | 1 | WILDCAT HL 138.00 | 509821 | WHORSE-4 138.00 | 509754 | 138
CSWS | LINE%CURRENTLY%NOT%MODELED%IN%EMS | Woolworth Road Co Op - Woolworth Road Tap 69 kV | Line | CSWS.WOOLWORT.1.CSWS.WOOLWORT.69.69 | 1 | WOOLWTP2 69.000 | 507770 | WOOLWTH2 69.000 | 507783 | 69
CSWS | TOPOLOGY%CSWS%CSWS%66_145A%A | Wright City - Wright City Tap 69 kV | Line | CSWS.WC_TAP.66_145A.CSWS.WRTCITY.69.69 | 1 | W CITY 2 69.000 | 510869 | WCITYTP2 69.000 | 510870 | 69
CSWS | TOPOLOGY%CSWS%CSWS%2071%A | Yale & Archer - Yale & Archer Tap 138 kV | Line | CSWS.YA_TAP.2071.CSWS.YALE_ARC.138.138 | 1 | YARCH-N4 138.00 | 509825 | YARCHT 4 138.00 | 509862 | 138
CSWS | TOPOLOGY%CSWS%CSWS%ZUNIS_KENOSHA2%A | Zunis - Kenosha 138 kV | Line | CSWS.ZUNIS2.ZUNIS_KENOSHA2.CSWS.KENOSHA2.138.138 | 1 | KENSH-E4 138.00 | 509744 | ZUNIS-N4 138.00 | 509827 | 138
DERS | TOPOLOGY%EES%EES%DERS_LOSS_VIE%A | City of Ruston 1 - Vienna 115 kV #1 | Line | EES.VIENNA.DERS_LOSS_VIE.EES.RSCITY.115.115 | 1 | 3VIENNA-LA 115.00 | 337371 | 3RUSTON 115.00 | 337372 | 115
DERS | TOPOLOGY%EES%EES%VIENNA_RSCITY3%A | City of Ruston 1 - Vienna 115 kV #2 | Line | EES.VIENNA.VIENNA_RSCITY3.EES.RSCITY.115.115 | 2 | 3VIENNA-LA 115.00 | 337371 | 3RUSTON 115.00 | 337372 | 115
EDE | TOPOLOGY%EDE%EDE%11454%A | Arcola North Sub 250 - Sub 631 Stockton City 69 kV | Line | EDE.STK631J.11454.EDE.ARC250.69.69 | 1 | ARC250 2 69.000 | 547549 | STK324J2 69.000 | 547616 | 69
EDE | TOPOLOGY%EDE%EDE%11359%A | Asbury Sub 349 - Carl Junction East Sub 366 161 kV | Line | EDE.ASB3491.11359.EDE.CJ366.161.161 | 1 | ASB349 5 161.00 | 547476 | CJ 366 5 161.00 | 547477 | 161
EDE | TOPOLOGY%SPA%SPA%7366%A | Atlas Jct. Sub 109 - Carthage SPA 161 kV | Line | EDE.ATL1091.7366.SPA.CARTHAGE.161.161 | 1 | CARTHAG5 161.00 | 505488 | ATL109 5 161.00 | 547466 | 161
EDE | TOPOLOGY%AECI%AECI%BIL221_BILLING%A | Billings AECI - Sub 221 Billings Northeast 69 kV | Line | AECI.BILLINGS.BIL221_BILLING.EDE.BIL221.69.69 | 1 | 2BILLNG 69.000 | 300658 | BIL221 2 69.000 | 547546 | 69
EDE | TOPOLOGY%AECI%AECI%3922%A | Billings AECI - Sub 446 Chesapeake 69 kV | Line | AECI.BILLINGS.3922.EDE.CPK446.69.69 | 1 | 2BILLNG 69.000 | 300658 | CPK446 2 69.000 | 547618 | 69
EDE | TOPOLOGY%EDE%EDE%BWRSML-CLEVER%A | Bowers Mill - Sub 262 Albatross 69 kV | Line | EDE.ALB262.BWRSML-CLEVER.AECI.BOWERSML.69.69 | 1 | 2BOWRML 69.000 | 300659 | ALB262 2 69.000 | 547553 | 69
EDE | TOPOLOGY%SPA%SPA%7367%A | Carthage SPA - Sub 382 Larussel 161 kV | Line | SPA.CARTHAGE.7367.EDE.LAR3821.161.161 | 1 | CARTHAG5 161.00 | 505488 | LAR382 5 161.00 | 547479 | 161
EDE | TOPOLOGY%SPA%SPA%7368%A | Carthage SPA - Sub 395 Carthage Southwest 161 kV | Line | EDE.CAR395.7368.SPA.CARTHAGE.161.161 | 1 | CARTHAG5 161.00 | 505488 | CAR395 5 161.00 | 547485 | 161
EDE | TOPOLOGY%EDE%EDE%BIL221_CLEVER%A | Clever - Sub 221 Billings Northeast 69 kV | Line | EDE.BIL221.BIL221_CLEVER.AECI.CLEVER.69.69 | 1 | 2CLEVER 69.000 | 300665 | BIL221 2 69.000 | 547546 | 69
EDE | TOPOLOGY%EDE%EDE%EXP450_EXP450T%A | Explorer Pleasant Hope - Explorer Pleasant Hope Tap 69 kV | Line | EDE.EXP450.EXP450_EXP450T.EDE.EXP450T.69.69 | 1 | EXP450T2 69.000 | 547440 | EXP4502 69.000 | 547441 | 69
EDE | TOPOLOGY%EDE%EDE%EXP449_EXP449T%A | Explorer Spring City - Explorer Spring City Tap 69 kV | Line | EDE.EXP449.EXP449_EXP449T.EDE.EXP449T.69.69 | 1 | EXP449T2 69.000 | 547438 | EXP4492 69.000 | 547439 | 69
EDE | TOPOLOGY%GRDA%GRDA%8588%A | Fairland Ede Tap - Sub 363 Fairland West 69 kV | Line | GRDA.FAIRTAP.8588.EDE.FRL363.69.69 | 1 | FAIRTAP2 69.000 | 512708 | FRL363 2 69.000 | 547583 | 69
EDE | TOPOLOGY%EDE%EDE%JAMESV-BHJ415%A | Jamesville AECI - Sub 415 Blackhawk Jct. 69 kV | Line | EDE.BHJ415.JAMESV-BHJ415.AECI.JAMESVIL.69.69 | 1 | 2JAMESV 69.000 | 300673 | BHJ415 2 69.000 | 547604 | 69
EDE | TOPOLOGY%EDE%EDE%10282%A | Litchfield - Sub 349 Asbury 161 kV | Line | EDE.ASB3491.10282.WR.LITC.161.161 | 1 | LITCH 5 161.00 | 532932 | ASB349 5 161.00 | 547476 | 161
EDE | TOPOLOGY%GRDA%GRDA%8520%A | Miami GRDA - Sub 404 Hockerville 161 kV | Line | EDE.HOCKERVL.8520.GRDA.MIAMI_1.161.161 | 1 | MIAMI 5 161.00 | 512631 | HOC404 5 161.00 | 547487 | 161
EDE | TOPOLOGY%AECI%AECI%MTVRNON_ALB262%B | Midway Tap - Sub 262 Albatross 69 kV | Line | EDE.ALB262.MTVRNON_ALB262.AECI.MT_VRNON.69.69547553 | 1 | 2MIDWYTP 69.000 | 300684 | ALB262 2 69.000 | 547553 | 69
EDE | TOPOLOGY%EDE%EDE%MRGN-DADV_ED%A | Morgan - Sub 368 Dadeville East 161 kV | Line | AECI.DADEVL.MORGAN-DADEVL.AECI.MORGAN.69.69 | 1 | 5MORGAN 161.00 | 300101 | DAD368 5 161.00 | 547478 | 161
EDE | TOPOLOGY%AECI%AECI%MTVRNON_CPK446%A | Mount Vernon - Sub 446 Chesapeake 69 kV | Line | AECI.MT_VRNON.MTVRNON_CPK446.EDE.CPK446.69.69 | 1 | 2MTVRN 69.000 | 300677 | CPK446 2 69.000 | 547618 | 69
EDE | TOPOLOGY%WR%WR%10291%A | Neosho - Riverton Ram Sub 452 161 kV | Line | WR.NSES.10291.EDE.RAM452.161.161 | 1 | NEOSHO 5 161.00 | 532937 | RIV4525 161.00 | 547469 | 161
EDE | TOPOLOGY%SPA%SPA%7362%A | Neosho SPA - Sub 184 Neosho South Jct. 161 kV | Line | SPA.NEOSPA.7362.EDE.NEO_EDE.161.161 | 1 | NEO SPA5 161.00 | 505486 | NEO184 5 161.00 | 547471 | 161
EDE | TOPOLOGY%SPA%SPA%7363%A | Neosho SPA - Sub 292 Tipton Ford 161 kV | Line | SPA.NEOSPA.7363.EDE.TIP2921.161.161 | 1 | NEO SPA5 161.00 | 505486 | TIP292 5 161.00 | 547472 | 161
EDE | TOPOLOGY%SPRM%SPRM%11445%A | Nichols - Sub 170 Nichols St. 69 kV | Line | SPRM.NICHOL2.11445.EDE.NIC171.69.69 | 1 | NIC170 2 69.000 | 547542 | NICHOLS 269.000 | 549925 | 69
EDE | TOPOLOGY%EDE%EDE%OZRK_B-OMAHA_5%A | Omaha - Sub 312 Powersite 161 kV | Line | EDE.OZRK_B.OZRK_B-OMAHA_5.EES.OMAHA.161.161 | 1 | OZD312 5 161.00 | 547474 | 5OMAHA+ 161.00 | 338105 | 161
EDE | TOPOLOGY%EDE%EDE%OZRK_RIVDL%A | Ozark Sub 457 - Riverside AECI 161 kV | Line | EDE.OZARK457.OZRK_RIVDL.AECI.5RIVRSD.161.161 | 1 | 5RIVERSIDE 161.00 | 300805 | OZK457 5 161.00 | 547621 | 161
EDE | TOPOLOGY%EDE%EDE%BOSTON_RICHLND%A | Richland AECI - Sub 249 Boston East 69 kV | Line | EDE.BOS249.BOSTON_RICHLND.AECI.2RICHLND.69.69 | 1 | 2RICHLND 69.000 | 300712 | BOS249 2 69.000 | 547548 | 69
EDE | TOPOLOGY%EDE%EDE%RAM452_RIV452T%A | Riverton RAM Sub 452 - Riverton 161 kV | Line | EDE.RAM452.RAM452_RIV452T.EDE.RIV452T.161.161 | 1 | RIV4525 161.00 | 547469 | RIV452T 5 161.00 | 547503 | 161
EDE | TOPOLOGY%EDE%EDE%SEK225_SEK225T%A | Sekan - Sekan Tap 69 kV | Line | EDE.SEK225.SEK225_SEK225T.EDE.SEK225T.69.69 | 1 | SEK225T2 69.000 | 547412 | SEK225 2 69.000 | 547413 | 69
EDE | TOPOLOGY%EDE%EDE%COL942_SEK225T%A | Sekan - Sub 282 Columbus Tennessee St. 69 kV | Line | EDE.COL942.COL942_SEK225T.EDE.SEK225T.69.69 | 1 | COL 94 2 69.000 | 547530 | SEK225T2 69.000 | 547412 | 69
EDE | TOPOLOGY%EDE%EDE%SEK225_SMN425%A | Sekan - Sub 425 Sherman City 69 kV | Line | EDE.SMN425.SEK225_SMN425.EDE.SEK225T.69.69 | 1 | SEK225T2 69.000 | 547412 | SMN425 2 69.000 | 547414 | 69
EDE | TOPOLOGY%EDE%EDE%SEK225_SHR444%A | Sekan - Sub 444 Sherwin 69 kV | Line | EDE.SHR444.SEK225_SHR444.EDE.SEK225T.69.69 | 1 | SEK225T2 69.000 | 547412 | SHR444 2 69.000 | 547415 | 69
EDE | TOPOLOGY%SPA%SPA%SPFLD-LARUSL%A | Springfield SPA - Sub 382 Larussel 161 kV | Line | EDE.LAR3821.SPFLD-LARUSL.AECI.SPRGFLD.161.161 | 1 | SPRGFLD5 161.00 | 505492 | LAR382 5 161.00 | 547479 | 161
EDE | TOPOLOGY%EDE%EDE%11500%A | Stockton AECI - Sub 631 Stockton City 69 kV | Line | EDE.STK631J.11500.EDE.STOCKTO3.69.69 | 1 | STK418 2 69.000 | 547605 | STK324J2 69.000 | 547616 | 69
EDE | TOPOLOGY%EDE%EDE%11407%A | Sub 100 Joplin 2nd St - Sub 284 Joplin East 5Th St. 69 kV | Line | EDE.JOP100.11407.EDE.JOP284.69.69 | 1 | JOP100 2 69.000 | 547531 | JOP284 2 69.000 | 547557 | 69
EDE | TOPOLOGY%EDE%EDE%11408%A | Sub 100 Joplin 2nd St - Sub 372 Joplin 2nd & Division 69 kV | Line | EDE.JOP100.11408.EDE.JOP372.69.69 | 1 | JOP100 2 69.000 | 547531 | JOP372 2 69.000 | 547588 | 69
EDE | TOPOLOGY%EDE%EDE%WEB105_OAK28_1%A | Sub 105 Webb City Tom Street - Sub 280 Oakland East 69 kV | Line | EDE.OAK280.WEB105_OAK28_1.EDE.WEB105.69.69 | 1 | WEB105 2 69.000 | 547431 | OAK280 2 69.000 | 547556 | 69
EDE | TOPOLOGY%EDE%EDE%11409%A | Sub 108 Carthage Northwest - Sub 109 Atlas Jct. 69 kV | Line | EDE.CAR108.11409.EDE.ATL1091.69.69 | 1 | CAR108 2 69.000 | 547532 | ATL109 2 69.000 | 547533 | 69
EDE | TOPOLOGY%EDE%EDE%11410%A | Sub 108 Carthage NW - Sub 436 Webb City Cardinal 69 kV | Line | EDE.CAR108.11410.EDE.WEB4362.69.69 | 1 | WEB436 2 69.000 | 547527 | CAR108 2 69.000 | 547532 | 69
EDE | TOPOLOGY%EDE%EDE%11412%A | Sub 109 Atlas Jct. - Sub 280 Oakland East 69 kV | Line | EDE.ATL1091.11412.EDE.OAK280.69.69 | 1 | ATL109 2 69.000 | 547533 | OAK280 2 69.000 | 547556 | 69
EDE | TOPOLOGY%EDE%EDE%11413%A | Sub 109 Atlas Jct. - Sub 315 Solar (Atlas Powder Co.) 69 kV | Line | EDE.SOL3151.11413.EDE.ATL1091.69.69 | 1 | ATL109 2 69.000 | 547533 | SOL315 2 69.000 | 547564 | 69
EDE | TOPOLOGY%EDE%EDE%11415%A | Sub 109 Atlas Jct. - Sub 360 Joplin Northeast 69 kV | Line | EDE.JOP360.11415.EDE.ATL1091.69.69 | 1 | ATL109 2 69.000 | 547533 | JOP360 2 69.000 | 547581 | 69
EDE | TOPOLOGY%EDE%EDE%11414%A | Sub 109 Atlas Jct. - Sub 393 Reinmiller 69 kV | Line | EDE.RNM393.11414.EDE.ATL1091.69.69 | 1 | ATL109 2 69.000 | 547533 | RNM393 2 69.000 | 547595 | 69
EDE | TOPOLOGY%EDE%EDE%11328%A | Sub 109 Atlas Jct. - Sub 432 Joplin Oakland North 161 kV | Line | EDE.OAK432.11328.EDE.ATL1091.161.161 | 1 | ATL109 5 161.00 | 547466 | OAK432 5 161.00 | 547494 | 161
EDE | TOPOLOGY%EDE%EDE%11331%A | Sub 110 Oronogo Jct. - Sub 145 Joplin West 7Th 161 kV | Line | EDE.ORO1101.11331.EDE.JOP1451.161.161 | 1 | ORO110 5 161.00 | 547467 | JOP145 5 161.00 | 547470 | 161
EDE | TOPOLOGY%EDE%EDE%11416%A | Sub 110 Oronogo Jct. - Sub 280 Oakland East 69 kV | Line | EDE.OAK280.11416.EDE.ORO1101.69.69 | 1 | ORO110 2 69.000 | 547534 | OAK280 2 69.000 | 547556 | 69
EDE | TOPOLOGY%EDE%EDE%11417%A | Sub 110 Oronogo Jct. - Sub 341 Joplin Northwest 69 kV | Line | EDE.JOP341.11417.EDE.ORO1101.69.69 | 1 | ORO110 2 69.000 | 547534 | JOP341 2 69.000 | 547574 | 69
EDE | TOPOLOGY%EDE%EDE%11332%A | Sub 110 Oronogo Jct. - Sub 417 Joplin Fir Rd. 161 kV | Line | EDE.ORO1101.11332.EDE.FIR417.161.161 | 1 | ORO110 5 161.00 | 547467 | FIR417 5 161.00 | 547490 | 161
EDE | TOPOLOGY%EDE%EDE%11333%A | Sub 110 Oronogo Jct. - Sub 432 Joplin Oakland North 161 kV | Line | EDE.ORO1101.11333.EDE.OAK432.161.161 | 1 | ORO110 5 161.00 | 547467 | OAK432 5 161.00 | 547494 | 161
EDE | TOPOLOGY%EDE%EDE%11410%B | Sub 110 Oronogo Jct. - Sub 436 Webb City Cardinal 69 kV | Line | EDE.WEB4362.11410.EDE.ORO1101.69.69 | 1 | WEB436 2 69.000 | 547527 | ORO110 2 69.000 | 547534 | 69
EDE | TOPOLOGY%EDE%EDE%11330%A | Sub 110 Oronogo Jct. - Sub 452 Riverton RAM 161 kV | Line | EDE.RAM452.11330.EDE.ORO1101.161.161 | 1 | ORO110 5 161.00 | 547467 | RIV4525 161.00 | 547469 | 161
EDE | TOPOLOGY%EDE%EDE%11418%A | Sub 114 Nixa North - Sub 170 Nichols St. 69 kV | Line | EDE.NIX115.11418.EDE.NIC171.69.69 | 1 | NIX114 2 69.000 | 547535 | NIC170 2 69.000 | 547542 | 69
EDE | TOPOLOGY%EDE%EDE%11419%A | Sub 114 Nixa North - Sub 415 Blackhawk Jct. 69 kV | Line | EDE.BHJ415.11419.EDE.NIX115.69.69 | 1 | NIX114 2 69.000 | 547535 | BHJ415 2 69.000 | 547604 | 69
EDE | TOPOLOGY%EDE%EDE%11420%A | Sub 121 Ash Grove H.T. - Sub 260 Lawrenceburg Shell 69 kV | Line | EDE.ASH121.11420.EDE.LAW260.69.69 | 1 | ASH121 2 69.000 | 547536 | LAW260 2 69.000 | 547552 | 69
EDE | TOPOLOGY%EDE%EDE%11421%A | Sub 121 Ash Grove H.T. - Sub 368 Dadeville East 69 kV | Line | EDE.ASH121.11421.EDE.DADVL_ED.69.69 | 1 | ASH121 2 69.000 | 547536 | DAD368 2 69.000 | 547585 | 69
EDE | TOPOLOGY%EDE%EDE%11422%A | Sub 121 Ash Grove H.T. - Sub 445 Willard 69 kV | Line | EDE.WIL369T.11422.EDE.ASH121.69.69 | 1 | ASH121 2 69.000 | 547536 | WIL445 2 69.000 | 547586 | 69
EDE | TOPOLOGY%EDE%EDE%11423%A | Sub 124 Aurora H.T. - Sub 152 Monett H.T. 69 kV | Line | EDE.AUR1241.11423.EDE.MON152.69.69 | 1 | AUR124 2 69.000 | 547537 | MON152 2 69.000 | 547540 | 69
EDE | TOPOLOGY%EDE%EDE%11335%A | Sub 124 Aurora H.T. - Sub 295 Reeds Spring 161 kV | Line | EDE.RDSPG5.11335.EDE.AUR1241.161.161 | 1 | AUR124 5 161.00 | 547468 | RDS295 5 161.00 | 547473 | 161
EDE | TOPOLOGY%EDE%EDE%11424%A | Sub 124 Aurora H.T. - Sub 355 Aurora West 69 kV | Line | EDE.AUR1241.11424.EDE.AUR355.69.69 | 1 | AUR124 2 69.000 | 547537 | AUR355 2 69.000 | 547578 | 69
EDE | TOPOLOGY%EDE%EDE%11337%A | Sub 124 Aurora H.T. - Sub 383 Monett 161 kV | Line | EDE.MONETT.11337.EDE.AUR1241.161.161 | 1 | AUR124 5 161.00 | 547468 | MON383 5 161.00 | 547480 | 161
EDE | TOPOLOGY%EDE%EDE%11425%A | Sub 124 Aurora H.T. - Sub 437 Marionville Northwest 69 kV | Line | EDE.AUR1241.11425.EDE.MAR437.69.69 | 1 | AUR124 2 69.000 | 547537 | MAR437 2 69.000 | 547611 | 69
EDE | TOPOLOGY%EDE%EDE%11336%A | Sub 124 Aurora H.T. - Sub 446 Chesapeake 161 kV | Line | EDE.AUR1241.11336.EDE.CPK446.161.161 | 1 | AUR124 5 161.00 | 547468 | CPK446 5 161.00 | 547499 | 161
EDE | TOPOLOGY%EDE%EDE%GNB347J_DIA131%A | Sub 131 Diamond Jct. - Sub 347 Granby North 69 kV | Line | EDE.GNB347J.GNB347J_DIA131.EDE.DIA131.69.69 | 1 | GNB347J2 69.000 | 547421 | DIA131 2 69.000 | 547538 | 69
EDE | TOPOLOGY%EDE%EDE%KODIAK_DIAMOND%A | Sub 131 Diamond Jct. - Sub 471 Kodiak 69kV | Line | EDE.DIA131.KODIAK_DIAMOND.EDE.KODIAK47.69.69 | 1 | DIA131 2 69.000 | 547538 | KOD471 2 69.000 | 547463 | 69
EDE | TOPOLOGY%EDE%EDE%11426%A | Sub 131 Diamond Jct. - Sub 474 Sarcoxie South 69 kV | Line | EDE.DIA131.11426.EDE.SAR362T.69.69 | 1 | DIA131 2 69.000 | 547538 | SAR362T2 69.000 | 547582 | 69
EDE | TOPOLOGY%EDE%EDE%11428%A | Sub 145 Joplin West 7Th - Sub 278 Galena Northeast 69 kV | Line | EDE.JOP1451.11428.EDE.GAL278.69.69 | 1 | JOP145 2 69.000 | 547539 | GAL278 2 69.000 | 547555 | 69
EDE | TOPOLOGY%EDE%EDE%11429%A | Sub 145 Joplin West 7Th - Sub 341 Joplin Northwest 69 kV | Line | EDE.JOP1451.11429.EDE.JOP341.69.69 | 1 | JOP145 2 69.000 | 547539 | JOP341 2 69.000 | 547574 | 69
EDE | TOPOLOGY%EDE%EDE%11345%A | Sub 145 Joplin West 7Th - Sub 439 Stateline Plant 161 kV | Line | EDE.STL4391.11345.EDE.JOP1451.161.161 | 1 | JOP145 5 161.00 | 547470 | STL439 5 161.00 | 547498 | 161
EDE | TOPOLOGY%EDE%EDE%11396%A | Sub 145 Joplin West 7Th - Sub 64 Joplin 10Th St. 69 kV | Line | EDE.JOP1451.11396.EDE.JOP64.69.69 | 1 | JOP 64 2 69.000 | 547526 | JOP145 2 69.000 | 547539 | 69
EDE | TOPOLOGY%EDE%EDE%11430%A | Sub 152 Monett H.T. - Sub 383 Monett 69 kV | Line | EDE.MONETT.11430.EDE.MON152.69.69 | 1 | MON152 2 69.000 | 547540 | MON383 2 69.000 | 547591 | 69
EDE | TOPOLOGY%EDE%EDE%11431%A | Sub 167 Riverton - Sub 278 Galena Northeast 69 kV | Line | EDE.RIV1671.11431.EDE.GAL278.69.69 | 1 | RIV167 2 69.000 | 547541 | GAL278 2 69.000 | 547555 | 69
EDE | TOPOLOGY%EDE%EDE%RIV167_GLF33_1%A | Sub 167 Riverton - Sub 339 Gulf Jayhawk 69 kV | Line | EDE.GLF339.RIV167_GLF33_1.EDE.RIV1671.69.69 | 1 | RIV167 2 69.000 | 547541 | GLF339 2 69.000 | 547690 | 69
EDE | TOPOLOGY%EDE%EDE%11432%A | Sub 167 Riverton - Sub 406 Riverton South 69 kV | Line | EDE.RIV1671.11432.EDE.RIV406.69.69 | 1 | RIV167 2 69.000 | 547541 | RIV406 2 69.000 | 547602 | 69
EDE | TOPOLOGY%EDE%EDE%11393%A | Sub 167 Riverton - Sub 59 Joplin 26Th St. 69 kV | Line | EDE.JOP59.11393.EDE.RIV1671.69.69 | 1 | JOP 59 TX 69.000 | 547523 | RIV167 2 69.000 | 547541 | 69
EDE | TOPOLOGY%EDE%EDE%11405%A | Sub 167 Riverton - Sub 94 Columbus Southeast 69 kV | Line | EDE.COL942.11405.EDE.RIV1671.69.69 | 1 | COL 94 2 69.000 | 547530 | RIV167 2 69.000 | 547541 | 69
EDE | TOPOLOGY%EDE%EDE%11436%A | Sub 170 Nichols St. - Sub 345 Republic Northeast 69 kV | Line | EDE.NIC171.11436.EDE.REP345.69.69 | 1 | NIC170 2 69.000 | 547542 | REP345 2 69.000 | 547576 | 69
EDE | TOPOLOGY%EDE%EDE%11401%A | Sub 170 Nichols St. - Sub 80 Marshfield Jct. 69 kV | Line | EDE.SED80.11401.EDE.NIC171.69.69 | 1 | SED 80 2 69.000 | 547529 | NIC170 2 69.000 | 547542 | 69
EDE | TOPOLOGY%EDE%EDE%11437%A | Sub 184 Neosho S Jct. - Sub 296 Neosho Teledyne 69 kV | Line | EDE.NEO_EDE.11437.EDE.ROC296.69.69 | 1 | NEO184 2 69.000 | 547543 | ROC296 2 69.000 | 547560 | 69
EDE | TOPOLOGY%EDE%EDE%11438%A | Sub 184 Neosho South Jct. - Sub 314 Neosho Linde 69 kV | Line | EDE.NEO_EDE.11438.EDE.LIN314.69.69 | 1 | NEO184 2 69.000 | 547543 | LIN314 2 69.000 | 547563 | 69
EDE | TOPOLOGY%EDE%EDE%11439%A | Sub 184 Neosho South Jct. - Sub 322 &erson Southwest 69 kV | Line | EDE.NEO_EDE.11439.EDE.AND322.69.69 | 1 | NEO184 2 69.000 | 547543 | AND322 2 69.000 | 547566 | 69
EDE | TOPOLOGY%EDE%EDE%11347%A | Sub 184 Neosho South Jct. - Sub 435 Noel Southwest 161 kV | Line | EDE.NOELSW5.11347.EDE.NEO_EDE.161.161 | 1 | NEO184 5 161.00 | 547471 | NOL435 5 161.00 | 547496 | 161
EDE | TOPOLOGY%EDE%EDE%11442%A | Sub 205 Wentworth West - Sub 474 Sarcoxie South 69 kV | Line | EDE.WEN205.11442.EDE.SAR362T.69.69 | 1 | WEN205 2 69.000 | 547544 | SAR362T2 69.000 | 547582 | 69
EDE | TOPOLOGY%EDE%EDE%HER209_BOL731%A | Sub 209 Hermitage East - Sub 73 Bolivar Burns 69 kV | Line | EDE.HER209.HER209_BOL731.EDE.BOL731.69.69 | 1 | HER209 2 69.000 | 547425 | BOL 73 2 69.000 | 547528 | 69
EDE | TOPOLOGY%EDE%EDE%11444%A | Sub 217 Fairplay East - Sub 368 Dadeville East 69 kV | Line | EDE.FRP2171.11444.EDE.DADVL_ED.69.69 | 1 | FRP217 2 69.000 | 547545 | DAD368 2 69.000 | 547585 | 69
EDE | TOPOLOGY%EDE%EDE%BOL_FRP%A | Sub 217 Fairplay East - Sub 602 Bolivar Plant 69 kV | Line | EDE.BOL602.BOL_FRP.EDE.FRP2171.69.69 | 1 | FRP217 2 69.000 | 547545 | BOL602 2 69.000 | 547612 | 69
EDE | TOPOLOGY%EDE%EDE%11447%A | Sub 221 Billings Northeast - Sub 359 Republic East 69 kV | Line | EDE.REP359.11447.EDE.BIL221.69.69 | 1 | BIL221 2 69.000 | 547546 | REP359 2 69.000 | 547580 | 69
EDE | TOPOLOGY%EDE%EDE%11448%A | Sub 221 Billings Northeast - Sub 437 Marionville NW 69 kV | Line | EDE.BIL221.11448.EDE.MAR437.69.69 | 1 | BIL221 2 69.000 | 547546 | MAR437 2 69.000 | 547611 | 69
EDE | TOPOLOGY%EDE%EDE%GNB347J_DIA242%A | Sub 242 Diamond Shell - Sub 347 Granby North 69 kV | Line | EDE.GNB347J.GNB347J_DIA242.EDE.DIA242.69.69 | 1 | GNB347J2 69.000 | 547421 | DIA242 2 69.000 | 547423 | 69
EDE | TOPOLOGY%EDE%EDE%BUF243_BUF243J%A | Sub 243 Buffalo Shell - Sub 243 Buffalo Shell Tap 69 kV | Line | EDE.BUF243.BUF243_BUF243J.EDE.BUF243J.69.69 | 1 | BUF243J2 69.000 | 547432 | BUF243 2 69.000 | 547547 | 69
EDE | TOPOLOGY%EDE%EDE%11450%A | Sub 243 Buffalo Shell - Sub 342 Buffalo South 69 kV | Line | EDE.BUF243J.11450.EDE.BUF342.69.69 | 1 | BUF243J2 69.000 | 547432 | BUF342 2 69.000 | 547575 | 69
EDE | TOPOLOGY%EDE%EDE%FRG397_FGC333%A | Sub 243 Buffalo Shell - Sub 397 Fairgrove South 69 kV | Line | EDE.BUF243J.FRG397_FGC333.EDE.FRG397.69.69 | 1 | BUF243J2 69.000 | 547432 | FRG397 2 69.000 | 547596 | 69
EDE | TOPOLOGY%EDE%EDE%11451%A | Sub 249 Boston East - Sub 251 Golden City North 69 kV | Line | EDE.BOS249.11451.EDE.GLD251.69.69 | 1 | BOS249 2 69.000 | 547548 | GLD251 2 69.000 | 547550 | 69
EDE | TOPOLOGY%EDE%EDE%11452%A | Sub 249 Boston East - Sub 403 Jasper West Tap 69 kV | Line | EDE.JAS403T2.11452.EDE.BOS249.69.69 | 1 | BOS249 2 69.000 | 547548 | JAS403T2 69.000 | 547600 | 69
EDE | TOPOLOGY%EDE%EDE%11453%A | Sub 250 Arcola North - Sub 614 Greenfield 69 kV | Line | EDE.ARC250.11453.EDE.GRN614.69.69 | 1 | ARC250 2 69.000 | 547549 | GRN614 2 69.000 | 547613 | 69
EDE | TOPOLOGY%EDE%EDE%11455%A | Sub 251 Golden City North - Sub 400 Lockwood 69 kV | Line | EDE.GLD251.11455.EDE.LKW400.69.69 | 1 | GLD251 2 69.000 | 547550 | LKW400 2 69.000 | 547598 | 69
EDE | TOPOLOGY%EDE%EDE%11456%A | Sub 258 Gateway Drive - Sub 447 Pillsbury 69 kV | Line | EDE.GAT258.11456.EDE.PLB447.69.69 | 1 | GAT258 2 69.000 | 547551 | PLB447 2 69.000 | 547685 | 69
EDE | TOPOLOGY%EDE%EDE%11394%A | Sub 258 Gateway Drive - Sub 59 Joplin 26Th St. 69 kV | Line | EDE.JOP59.11394.EDE.GAT258.69.69 | 1 | JOP 59 TX 69.000 | 547523 | GAT258 2 69.000 | 547551 | 69
EDE | TOPOLOGY%EDE%EDE%11458%A | Sub 262 Albatross - Sub 338 Heatonville Cherokee 69 kV | Line | EDE.ALB262.11458.EDE.HTC338.69.69 | 1 | ALB262 2 69.000 | 547553 | HTC338 2 69.000 | 547573 | 69
EDE | TOPOLOGY%EDE%EDE%RES364_ALB262%A | Sub 262 Albatross - Sub 364 Rescue Explorer 69 kV | Line | EDE.ALB262.MTV463_ALB262.EDE.MTV463.69.70 | 1 | RES364 2 69.000 | 547424 | ALB262 2 69.000 | 547553 | 69
EDE | TOPOLOGY%EDE%EDE%MTV463_ALB262%A | Sub 262 Albatross - Sub 463 Mount Vernon 69 kV | Line | EDE.ALB262.MTV463_ALB262.EDE.MTV463.69.69 | 1 | ALB262 2 69.000 | 547553 | MTV463 2 69.000 | 547619 | 69
EDE | TOPOLOGY%EDE%EDE%11461%A | Sub 271 Baxter Springs West - Sub 404 Hockerville 69 kV | Line | EDE.BAX271.11461.EDE.HOCKERVL.69.69 | 1 | BAX271 2 69.000 | 547554 | HOC404 2 69.000 | 547601 | 69
EDE | TOPOLOGY%EDE%EDE%11406%A | Sub 271 Baxter Springs West - Sub 94 Columbus SE 69 kV | Line | EDE.COL942.11406.EDE.BAX271.69.69 | 1 | COL 94 2 69.000 | 547530 | BAX271 2 69.000 | 547554 | 69
EDE | TOPOLOGY%EDE%EDE%COL942_COL282%A | Sub 282 Columbus Tennessee St. - Sub 94 Columbus SE 69 kV | Line | EDE.COL942.COL942_COL282.EDE.COL282.69.69 | 1 | COL282 2 69.000 | 547411 | COL 94 2 69.000 | 547530 | 69
EDE | TOPOLOGY%EDE%EDE%11397%A | Sub 284 Joplin East 5Th St. - Sub 64 Joplin 10Th St. 69 kV | Line | EDE.JOP64.11397.EDE.JOP284.69.69 | 1 | JOP 64 2 69.000 | 547526 | JOP284 2 69.000 | 547557 | 69
EDE | TOPOLOGY%EDE%EDE%BAX291_BAX291J%A | Sub 291 BaxterSprings - Sub 291 BaxterSprings 12ThSt. 69 kV | Line | EDE.BAX291.BAX291_BAX291J.EDE.BAX291J2.69.69 | 1 | BAX291 2 69.000 | 547429 | BAX291J2 69.000 | 547558 | 69
EDE | TOPOLOGY%EDE%EDE%11462%A | Sub 291 BaxterSprings 12ThSt. - Sub 406 Riverton S 69 kV | Line | EDE.BAX291J2.11462.EDE.RIV406.69.69 | 1 | BAX291J2 69.000 | 547558 | RIV406 2 69.000 | 547602 | 69
EDE | TOPOLOGY%EDE%EDE%11463%A | Sub 292 Tipton Ford - Sub 332 Neosho Cherokee 69 kV | Line | EDE.TIP2921.11463.EDE.NEO332.69.69 | 1 | TIP292 2 69.000 | 547559 | NEO332 2 69.000 | 547571 | 69
EDE | TOPOLOGY%EDE%EDE%11351%A | Sub 292 Tipton Ford - Sub 383 Monett 161 kV | Line | EDE.MONETT.11351.EDE.TIP2921.161.161 | 1 | TIP292 5 161.00 | 547472 | MON383 5 161.00 | 547480 | 161
EDE | TOPOLOGY%EDE%EDE%11352%A | Sub 292 Tipton Ford - Sub 389 Joplin Southwest 161 kV | Line | EDE.TIP2921.11352.EDE.JOP3891.161.161 | 1 | TIP292 5 161.00 | 547472 | JOP389 5 161.00 | 547483 | 161
EDE | TOPOLOGY%EDE%EDE%11353%A | Sub 292 Tipton Ford - Sub 393 Reinmiller 161 kV | Line | EDE.TIP2921.11353.EDE.RNM393.161.161 | 1 | TIP292 5 161.00 | 547472 | RNM393 5 161.00 | 547500 | 161
EDE | TOPOLOGY%EDE%EDE%11464%A | Sub 292 Tipton Ford - Sub 393 Reinmiller 69 kV | Line | EDE.RNM393.11464.EDE.TIP2921.69.69 | 1 | TIP292 2 69.000 | 547559 | RNM393 2 69.000 | 547595 | 69
EDE | TOPOLOGY%EDE%EDE%RDSPG-AURORA%A | Sub 295 Reeds Spring - Sub 424 AEC Reeds Spring 161 kV | Line | EDE.RDSPG5.RDSPG-AURORA.EDE.REEDS_ED.161.161 | 1 | RDS295 5 161.00 | 547473 | RDS424 5 161.00 | 547492 | 161
EDE | TOPOLOGY%EDE%EDE%11465%A | Sub 296 Neosho Teledyne - Sub 398 Neosho E 69 kV | Line | EDE.ROC296.11465.EDE.NEO398.69.69 | 1 | ROC296 2 69.000 | 547560 | NEO398 2 69.000 | 547597 | 69
EDE | TOPOLOGY%EDE%EDE%11322%A | Sub 311 Monett City - Sub 352 Monett City North 69 kV | Line | EDE.MON3521.11322.EDE.MON3111.69.69 | 1 | MON352J2 69.000 | 547405 | MON311J2 69.000 | 547407 | 69
EDE | TOPOLOGY%EDE%EDE%11324%A | Sub 311 Monett City - Sub 376 Monett City South 69 kV | Line | EDE.MON3111.11324.EDE.MON3761.69.69 | 1 | MON376 2 69.000 | 547401 | MON311J2 69.000 | 547407 | 69
EDE | TOPOLOGY%EDE%EDE%11354%A | Sub 312 Powersite - Sub 331 Branson North 161 kV | Line | EDE.OZRK_B.11354.EDE.BRN331.161.161 | 1 | OZD312 5 161.00 | 547474 | BRN331 5 161.00 | 547475 | 161
EDE | TOPOLOGY%EDE%EDE%11355%A | Sub 312 Powersite - Sub 387 Hollister East 161 kV | Line | EDE.OZRK_B.11355.EDE.HOL387.161.161 | 1 | OZD312 5 161.00 | 547474 | HOL387 5 161.00 | 547482 | 161
EDE | TOPOLOGY%EDE%EDE%11468%A | Sub 312 Powersite - Sub 410 Forsyth North 69 kV | Line | EDE.OZRK_B.11468.EDE.FOR410.69.69 | 1 | OZD312 2 69.000 | 547562 | FOR410 2 69.000 | 547603 | 69
EDE | TOPOLOGY%EDE%EDE%11390%A | Sub 314 Neosho Linde - Sub 56 Neosho West 69 kV | Line | EDE.NEO56.11390.EDE.LIN314.69.69 | 1 | NEO 56 2 69.000 | 547524 | LIN314 2 69.000 | 547563 | 69
EDE | TOPOLOGY%EDE%EDE%11413%A | Sub 315 Solar (Atlas) - Sub 315 Solar Tap (Atlas) 69 kV | Line | EDE.SOL3151.11469.EDE.SOL315T2.69.69 | 1 | SOL315 2 69.000 | 547564 | SOL315T2 69.000 | 547565 | 69
EDE | TOPOLOGY%EDE%EDE%11466%A | Sub 322 Anderson Southwest - Sub 443 Noel City 69 kV | Line | EDE.NOL310.11466.EDE.AND322.69.69 | 1 | NOL443 2 69.000 | 547561 | AND322 2 69.000 | 547566 | 69
EDE | TOPOLOGY%EDE%EDE%11398%B | Sub 323 Brighton East - Sub 450T Brighton Explorer 69 kV | Line | EDE.EXP450T.11398.EDE.BRT323.69.69 | 1 | EXP450T2 69.000 | 547440 | BRT323 2 69.000 | 547567 | 69
EDE | TOPOLOGY%EDE%EDE%11402%A | Sub 323 Brighton East - Sub 80 Marshfield Jct. 69 kV | Line | EDE.SED80.11402.EDE.BRT323.69.69 | 1 | SED 80 2 69.000 | 547529 | BRT323 2 69.000 | 547567 | 69
EDE | TOPOLOGY%EDE%EDE%11471%A | Sub 324 Stockton Northwest - Sub 631 Stockton City 69 kV | Line | EDE.STK3241.11471.EDE.STK631J.69.69 | 1 | STK324 2 69.000 | 547568 | STK324J2 69.000 | 547616 | 69
EDE | TOPOLOGY%EDE%EDE%11475%A | Sub 330 Ozark Northwest - Sub 415 Blackhawk Jct. 69 kV | Line | EDE.BHJ415.11475.EDE.OZK330.69.69 | 1 | OZK330 2 69.000 | 547570 | BHJ415 2 69.000 | 547604 | 69
EDE | TOPOLOGY%EDE%EDE%11476%A | Sub 330 Ozark Northwest - Sub 434 Ozark Southeast 69 kV | Line | EDE.OZK330.11476.EDE.OZK434.69.69 | 1 | OZK330 2 69.000 | 547570 | OZK434 2 69.000 | 547609 | 69
EDE | TOPOLOGY%EDE%EDE%11358%A | Sub 331 Branson North - Sub 412 Branson Northwest 161 kV | Line | EDE.BRN331.11358.EDE.BRANNW5.161.161 | 1 | BRN331 5 161.00 | 547475 | BRN412 5 161.00 | 547488 | 161
EDE | TOPOLOGY%EDE%EDE%11477%A | Sub 332 Neosho Cherokee - Sub 398 Neosho East 69 kV | Line | EDE.NEO332.11477.EDE.NEO398.69.69 | 1 | NEO332 2 69.000 | 547571 | NEO398 2 69.000 | 547597 | 69
EDE | TOPOLOGY%EDE%EDE%11399%A | Sub 342 Buffalo South - Sub 73 Bolivar Burns 69 kV | Line | EDE.BOL731.11399.EDE.BUF342.69.69 | 1 | BOL 73 2 69.000 | 547528 | BUF342 2 69.000 | 547575 | 69
EDE | TOPOLOGY%EDE%EDE%JAS344_CAR108%A | Sub 344 Jasper Tap - Sub 108 Carthage Nortwest 69 kV | Line | EDE.JAS344.JAS344_CAR108.EDE.CAR108.69.69 | 1 | JAS344T2 69.000 | 547450 | CAR108 2 69.000 | 547532 | 69
EDE | TOPOLOGY%EDE%EDE%11411%A | Sub 344 Jasper Tap - Sub 403 Jasper West Tap 69 kV | Line | EDE.JAS344.11411.EDE.JAS403T2.69.69 | 1 | JAS344T2 69.000 | 547450 | JAS403T2 69.000 | 547600 | 69
EDE | TOPOLOGY%EDE%EDE%11478%A | Sub 345 Republic NE - Sub 451 Republic Hines St. 69 kV | Line | EDE.REP451.11478.EDE.REP345.69.69 | 1 | REP451 2 69.000 | 547443 | REP345 2 69.000 | 547576 | 69
EDE | TOPOLOGY%EDE%EDE%GNB347_GNB34_1%A | Sub 347 Granby North - Sub 347 Granby Junction 69 kV | Line | EDE.GNB347.GNB347_GNB34_1.EDE.GNB347J.69.69 | 1 | GNB347J2 69.000 | 547421 | GNB347 2 69.000 | 547422 | 69
EDE | TOPOLOGY%EDE%EDE%MTV348_MTV351%A | Sub 348 Mt. Vernon City - Sub 351 Mount Vernon East 69 kV | Line | EDE.MTV351.MTV348_MTV351.EDE.MTV348.69.69 | 1 | MTV351 2 69.000 | 547577 | MTV348 2 69.000 | 547620 | 69
EDE | TOPOLOGY%EDE%EDE%11360%A | Sub 349 Asbury - Sub 421 Purcell Southwest 161 kV | Line | EDE.ASB3491.11360.EDE.PUR421.161.161 | 1 | ASB349 5 161.00 | 547476 | PUR421 5 161.00 | 547491 | 161
EDE | TOPOLOGY%EDE%EDE%11480%A | Sub 351 Mount Vernon East - Sub 420 Mt. Vernon SE 69 kV | Line | EDE.MTV420.11480.EDE.MTV351.69.69 | 1 | MTV351 2 69.000 | 547577 | MTV420 2 69.000 | 547606 | 69
EDE | TOPOLOGY%EDE%EDE%MTV463_MTV351%A | Sub 351 Mount Vernon East - Sub 463 Mount Vernon 69 kV | Line | LINE.NOT.IN.EMS.CANT.999.999 | 1 | MTV351 2 69.000 | 547577 | MTV003 69.000 | 547619 | 69
EDE | TOPOLOGY%EDE%EDE%11323%A | Sub 352 Monett City North - Sub 383 Monett 69 kV | Line | EDE.MONETT.11323.EDE.MON3521.69.69 | 1 | MON352J2 69.000 | 547405 | MON383 2 69.000 | 547591 | 69
EDE | TOPOLOGY%EDE%EDE%11481%A | Sub 355 Aurora West - Sub 420 Mt. Vernon Southeast 69 kV | Line | EDE.AUR355.11481.EDE.MTV420.69.69 | 1 | AUR355 2 69.000 | 547578 | MTV420 2 69.000 | 547606 | 69
EDE | TOPOLOGY%EDE%EDE%11479%A | Sub 359 Republic East - Sub 451 Republic Hines Street 69 kV | Line | EDE.REP451.11479.EDE.REP359.69.69 | 1 | REP451 2 69.000 | 547443 | REP359 2 69.000 | 547580 | 69
EDE | TOPOLOGY%EDE%EDE%11484%A | Sub 360 Joplin NE - Sub 372 Joplin 2nd & Division 69 kV | Line | EDE.JOP360.11484.EDE.JOP372.69.69 | 1 | JOP360 2 69.000 | 547581 | JOP372 2 69.000 | 547588 | 69
EDE | TOPOLOGY%EDE%EDE%SAR362_SAR362T%A | Sub 362 Sarcoxie SW - Sub 474 Sarcoxie South 69 kV | Line | EDE.SAR362T.SAR362_SAR362T.EDE.SAR362.69.69 | 1 | SAR362 2 69.000 | 547430 | SAR362T2 69.000 | 547582 | 69
EDE | TOPOLOGY%EDE%EDE%11482%A | Sub 363 Fairland West - Sub 381 Commerce North 69 kV | Line | EDE.FRL363.11482.EDE.COM381T.69.69 | 1 | COM381T2 69.000 | 547579 | FRL363 2 69.000 | 547583 | 69
EDE | TOPOLOGY%EDE%EDE%FRL363_FRL428%A | Sub 363 Fairland West - Sub 428 Fairland Southwest 69 kV | Line | EDE.FRL363.FRL363_FRL428.EDE.FRL428.69.69 |  | FRL363 2 69.000 | 547583 | FRL428 2 69.000 | 547435 | 69
EDE | TOPOLOGY%EDE%EDE%FIR417_CJ366%A | Sub 366 Carl Junction East - Sub 417 Joplin Fir Rd. 161 kV | Line | EDE.FIR417.FIR417_CJ366.EDE.CJ366.161.161 | 1 | CJ 366 5 161.00 | 547477 | FIR417 5 161.00 | 547490 | 161
EDE | TOPOLOGY%EDE%EDE%11485%A | Sub 367 Bolivar Southeast - Sub 602 Bolivar Plant 69 kV | Line | EDE.BOL367.11485.EDE.BOL602.69.69 | 1 | BOL367 2 69.000 | 547584 | BOL602 2 69.000 | 547612 | 69
EDE | TOPOLOGY%EDE%EDE%11400%A | Sub 367 Bolivar Southeast - Sub 73 Bolivar Burns 69 kV | Line | EDE.BOL367.11400.EDE.BOL731.69.69 | 1 | BOL 73 2 69.000 | 547528 | BOL367 2 69.000 | 547584 | 69
EDE | TOPOLOGY%EDE%EDE%11364%A | Sub 368 Dadeville East - Sub 431 Bolivar South 161 kV | Line | EDE.BOL431.11364.EDE.DADVL_ED.161.161 | 1 | DAD368 5 161.00 | 547478 | BOL431 5 161.00 | 547493 | 161
EDE | TOPOLOGY%EDE%EDE%11336%B | Sub 368 Dadeville East - Sub 446 Chesapeake 161 kV | Line | EDE.DADVL_ED.11336.EDE.CPK446.161.161 | 1 | DAD368 5 161.00 | 547478 | CPK446 5 161.00 | 547499 | 161
EDE | TOPOLOGY%EDE%EDE%11486%A | Sub 368 Dadeville East - Sub CU Pump Station Tap 69 kV | Line | EDE.CUPTAP2.11486.EDE.DADVL_ED.69.69 | 1 | CUPTAP 2 69.000 | 547436 | DAD368 2 69.000 | 547585 | 69
EDE | TOPOLOGY%EDE%EDE%WIL369_WIL368T%A | Sub 369 Willard - Sub 445 Willard 69 kV | Line | EDE.WIL369.WIL369_WIL368T.EDE.WIL369T.69.69 | 1 | WIL445 2 69.000 | 547586 | WIL369 2 69.000 | 547691 | 69
EDE | TOPOLOGY%EDE%EDE%11487%A | Sub 370 Strafford - Sub 397 Fairgrove South 69 kV | Line | EDE.STR370.11487.EDE.FRG397.69.69 | 1 | STR370 2 69.000 | 547587 | FRG397 2 69.000 | 547596 | 69
EDE | TOPOLOGY%EDE%EDE%SEN375_RAC375%A | Sub 375 Seneca - Sub 375 Seneca East 69 kV | Line | EDE.SEN375.SEN375_RAC375.EDE.RAC375.69.69 | 1 | SEN375 2 69.000 | 547426 | RAC375 2 69.000 | 547589 | 69
EDE | TOPOLOGY%EDE%EDE%11489%A | Sub 375 Seneca - Sub 449 Tap Joplin Explorer 69 kV | Line | EDE.EXP449T.11489.EDE.RAC375.69.69 | 1 | EXP449T2 69.000 | 547438 | RAC375 2 69.000 | 547589 | 69
EDE | TOPOLOGY%EDE%EDE%11391%A | Sub 375 Seneca - Sub 56 Neosho West 69 kV | Line | EDE.NEO56.11391.EDE.RAC375.69.69 | 1 | NEO 56 2 69.000 | 547524 | RAC375 2 69.000 | 547589 | 69
EDE | TOPOLOGY%EDE%EDE%11318%A | Sub 376 Monett City South - Sub 383 Monett 69 kV | Line | EDE.MONETT.11318.EDE.MON3761.69.69 | 1 | MON376J2 69.000 | 547400 | MON383 2 69.000 | 547591 | 69
EDE | TOPOLOGY%EDE%EDE%11317%A | Sub 376 Monett City South - Sub 416 Monett City East 69 kV | Line | EDE.MON3761.11317.EDE.MON4161.69.69 | 1 | MON376J2 69.000 | 547400 | MON416J2 69.000 | 547402 | 69
EDE | TOPOLOGY%EDE%EDE%11483%A | Sub 377 Quapaw (Eagle Picher) - Sub 381 Commerce N 69 kV | Line | EDE.QUA377.11483.EDE.COM381T.69.69 | 1 | COM381T2 69.000 | 547579 | QUA377 2 69.000 | 547590 | 69
EDE | TOPOLOGY%EDE%EDE%11490%A | Sub 377 Quapaw (Eagle Picher) - Sub 404 Hockerville 69 kV | Line | EDE.QUA377.11490.EDE.HOCKERVL.69.69 | 1 | QUA377 2 69.000 | 547590 | HOC404 2 69.000 | 547601 | 69
EDE | TOPOLOGY%EDE%EDE%COM381_COM381T%A | Sub 381 Commerce North - Sub 381 Commerce North Tap 69 kV | Line | EDE.COM381.COM381_COM381T.EDE.COM381T.69.69 | 1 | COM381 2 69.000 | 547427 | COM381T2 69.000 | 547579 | 69
EDE | TOPOLOGY%EDE%EDE%11367%A | Sub 382 Larussel - Sub 383 Monett 161 kV | Line | EDE.MONETT.11367.EDE.LAR3821.161.161 | 1 | LAR382 5 161.00 | 547479 | MON383 5 161.00 | 547480 | 161
EDE | TOPOLOGY%EDE%EDE%11443%A | Sub 383 Monett - Sub 460 Pierce City 69 kV | Line | EDE.MONETT.11443.EDE.WEN205.69.69 | 1 | PRC460 2 69.000 | 547449 | MON383 2 69.000 | 547591 | 69
EDE | TOPOLOGY%EDE%EDE%MONET-VERONA%A | Sub 383 Monett - Verona 69 kV | Line | EDE.MONETT.MONET-VERONA.AECI.VERONA.69.69 | 1 | 2VERONA 69.000 | 300680 | MON383 2 69.000 | 547591 | 69
EDE | TOPOLOGY%EDE%EDE%11374%A | Sub 387 Hollister East - Sub 438 Riverside 161 kV | Line | EDE.HOL387.11374.EDE.RVS4385.161.161 | 1 | HOL387 5 161.00 | 547482 | RVS438 5 161.00 | 547497 | 161
EDE | TOPOLOGY%EDE%EDE%11492%A | Sub 389 Joplin Southwest - Sub 469 Silver Creek 161 kV | Line | EDE.JOP3891.11492.EDE.JOP469.161.161 | 1 | SVRCK469 5 161.00 | 547462 | JOP389 5 161.00 | 547483 | 161
EDE | TOPOLOGY%EDE%EDE%11493%A | Sub 389 Joplin SW - Sub 430 Joplin 32nd & Oliver 69 kV | Line | EDE.JOP3891.11493.EDE.JOP430.69.69 | 1 | JOP389 2 69.000 | 547592 | JOP430 2 69.000 | 547608 | 69
EDE | TOPOLOGY%EDE%EDE%11375%A | Sub 389 Joplin SW - Sub 439 Stateline Plant 161 kV #1 | Line | EDE.STL4391.11375.EDE.JOP3891.161.161 | 1 | JOP389 5 161.00 | 547483 | STL439 5 161.00 | 547498 | 161
EDE | TOPOLOGY%EDE%EDE%11375B%A | Sub 389 Joplin SW - Sub 439 Stateline Plant 161 kV #2 | Line | EDE.STL4391.11375B.EDE.JOP3891.161.161 | 2 | JOP389 5 161.00 | 547483 | STL439 5 161.00 | 547498 | 161
EDE | TOPOLOGY%EDE%EDE%11489%B | Sub 389 Joplin SW - Sub 449 Tap Joplin Explorer 69 kV | Line | EDE.EXP449T.11489.EDE.JOP3891.69.69 | 1 | EXP449T2 69.000 | 547438 | JOP389 2 69.000 | 547592 | 69
EDE | TOPOLOGY%EDE%EDE%11320%A | Sub 390 Purdy South - Sub 416 Monett City East 69 kV | Line | EDE.MON4161.11320.EDE.PUR390.69.69 | 1 | MON416J2 69.000 | 547402 | PUR390 2 69.000 | 547404 | 69
EDE | TOPOLOGY%EDE%EDE%11494%A | Sub 391 Joplin Southeast - Sub 393 Reinmiller 161 kV | Line | EDE.JOP391.11494.EDE.RNM393.161.161 | 1 | RNM393 5 161.00 | 547500 | JOP391 5 161.00 | 547593 | 161
EDE | TOPOLOGY%EDE%EDE%11377%A | Sub 392 Decatur South - Sub 435 Noel Southwest 161 kV | Line | EDE.NOELSW5.11377.EDE.DECAS5.161.161 | 1 | DEC392 5 161.00 | 547484 | NOL435 5 161.00 | 547496 | 161
EDE | TOPOLOGY%EDE%EDE%11456%B | Sub 393 Reinmiller - Sub 447 Pillsbury 69 kV | Line | EDE.RNM393.11456.EDE.PLB447.69.69 | 1 | RNM393 2 69.000 | 547595 | PLB447 2 69.000 | 547685 | 69
EDE | TOPOLOGY%EDE%EDE%11379%A | Sub 395 Carthage SW - Sub 421 Purcell Southwest 161 kV | Line | EDE.PUR421.11379.EDE.CAR395.161.161 | 1 | CAR395 5 161.00 | 547485 | PUR421 5 161.00 | 547491 | 161
EDE | TOPOLOGY%EDE%EDE%11404%A | Sub 397 Fairgrove South - Sub 80 Marshfield Jct. 69 kV | Line | EDE.SED80.11404.EDE.FRG397.69.69 | 1 | SED 80 2 69.000 | 547529 | FRG397 2 69.000 | 547596 | 69
EDE | TOPOLOGY%EDE%EDE%11496%A | Sub 400 Lockwood - Sub 614 Greenfield 69 kV | Line | EDE.GRN614.11496.EDE.LKW400.69.69 | 1 | LKW400 2 69.000 | 547598 | GRN614 2 69.000 | 547613 | 69
EDE | TOPOLOGY%EDE%EDE%11497%A | Sub 403 Jasper West - Sub 403 Jasper West Tap 69 kV | Line | EDE.JAS403T2.11497.EDE.JAS4031.69.69 | 1 | JAS403 2 69.000 | 547599 | JAS403T2 69.000 | 547600 | 69
EDE | TOPOLOGY%EDE%EDE%11341%A | Sub 404 Hockerville - Sub 452 Riverton RAM 161 kV | Line | EDE.HOCKERVL.11341.EDE.RAM452.161.161 | 1 | RIV4525 161.00 | 547469 | HOC404 5 161.00 | 547487 | 161
EDE | TOPOLOGY%EDE%EDE%BUF4092_BUF342%A | Sub 409 Buffalo North- Sub 342 Buffalo South 69 kV | Line | EDE.BUF4092.BUF4092_BUF342.EDE.BUF342.69.69 | 1 | BUF409 2 69.000 | 547434 | BUF342 2 69.000 | 547575 | 69
EDE | TOPOLOGY%EDE%EDE%OZRK_FOR410%A | Sub 410 Forsyth North - Sub 457 Ozark South 69 kV | Line | EDE.FOR410.OZRK_FOR410.EDE.OZARK457.69.69 | 1 | OZK457 2 69.000 | 547442 | FOR410 2 69.000 | 547603 | 69
EDE | TOPOLOGY%EDE%EDE%REEDSP-OZDAM%A | Sub 412 Branson Northwest - Sub 424 AEC Reeds Spring 161 kV | Line | AECI.REEDS_SP.REEDSP-OZDAM.EDE.BRANNW5.161.161 | 1 | BRN412 5 161.00 | 547488 | RDS424 5 161.00 | 547492 | 161
EDE | TOPOLOGY%EDE%EDE%11383%A | Sub 412 Branson Northwest - Sub 433 Gretna 161 kV | Line | EDE.GRT433.11383.EDE.BRANNW5.161.161 | 1 | BRN412 5 161.00 | 547488 | GRT433 5 161.00 | 547495 | 161
EDE | TOPOLOGY%EDE%EDE%11384%A | Sub 413 Branson Southwest - Sub 433 Gretna 161 kV | Line | EDE.BRN413.11384.EDE.GRT433.161.161 | 1 | BRN413 5 161.00 | 547489 | GRT433 5 161.00 | 547495 | 161
EDE | TOPOLOGY%EDE%EDE%11385%A | Sub 413 Branson Southwest - Sub 438 Riverside 161 kV | Line | EDE.RVS4385.11385.EDE.BRN413.161.161 | 1 | BRN413 5 161.00 | 547489 | RVS438 5 161.00 | 547497 | 161
EDE | TOPOLOGY%EDE%EDE%SWC414_NOELS_1%A | Sub 414 Southwest City - Sub 435 Noel Southwest 69 kV | Line | EDE.NOELSW5.SWC414_NOELS_1.EDE.SWC414.69.69 | 1 | SWC414 2 69.000 | 547428 | NOL435 2 69.000 | 547610 | 69
EDE | TOPOLOGY%EDE%EDE%BHJ415_STR370%A | Sub 415 Blackhawk Jct. - Sub 370 Strafford 69 kV | Line | EDE.BHJ415.BHJ415_STR370.EDE.STR370.69.69 | 1 | STR370 2 69.000 | 547587 | STRKAMO2 69.000 | 547433 | 69
EDE | TOPOLOGY%EDE%EDE%JOP389_JOP469%A | Sub 422 Joplin 24th Street - Sub 469 Silver Creek 161 kV | Line | EDE.JOP422.JOP389_JOP469.EDE.JOP469.161.161 | 1 | SVRCK469 5 161.00 | 547462 | JOP422 5 161.00 | 547607 | 161
EDE | TOPOLOGY%EDE%EDE%11395%A | Sub 430 Joplin 32nd & Oliver - Sub 59 Joplin 26Th St. 69 kV | Line | EDE.JOP59.11395.EDE.JOP430.69.69 | 1 | JOP 59 2 69.000 | 547525 | JOP430 2 69.000 | 547608 | 69
EDE | TOPOLOGY%EDE%EDE%11325%A | Sub 431 Bolivar South - Sub 73 Bolivar Burns 161 kV | Line | EDE.BOL431.11325.EDE.BOL731.161.161 | 1 | BOL 73 5 161.00 | 547464 | BOL431 5 161.00 | 547493 | 161
EDE | TOPOLOGY%EDE%EDE%OZRK_OZK434%A | Sub 434 Ozark Southeast - Sub 457 Ozark South 69 kV | Line | EDE.OZK434.OZRK_OZK434.EDE.OZARK457.69.69 | 1 | OZK457 2 69.000 | 547442 | OZK434 2 69.000 | 547609 | 69
EDE | TOPOLOGY%EDE%EDE%11467%A | Sub 435 Noel Southwest - Sub 443 Noel City 69 kV | Line | EDE.NOL310.11467.EDE.NOELSW5.69.69 | 1 | NOL443 2 69.000 | 547561 | NOL435 2 69.000 | 547610 | 69
EDE | TOPOLOGY%EDE%EDE%11502%A | Sub 435 Noel Southwest - Sub 700 Gravette 69 kV | Line | EDE.GRA700.11502.EDE.NOELSW5.69.69 | 1 | NOL435 2 69.000 | 547610 | GRA700 2 69.000 | 547617 | 69
EDE | TOPOLOGY%EDE%EDE%TROCK-OZ_DAM%A | Sub 438 Riverside - Table Rock SPA 161 kV | Line | AECI.TABLE_RK.TROCK-OZ_DAM.EDE.RVS4385.161.161 | 1 | TABLE R5 161.00 | 505472 | RVS438 5 161.00 | 547497 | 161
EDE | TOPOLOGY%EDE%EDE%11342%A | Sub 439 Stateline Plant - Sub 452 Riverton RAM 161 kV | Line | EDE.STL4391.11342.EDE.RAM452.161.161 | 1 | STL439 5 161.00 | 547498 | RIV4525 161.00 | 547469 | 161
EDE | TOPOLOGY%EDE%EDE%STL4391_WWR477%A | Sub 439 Stateline Plant - Sub 477 Wildwood 161 kV | Line | EDE.WWR477.STL4391_WWR477.EDE.STL4391.161.161 |  | STL439 5 161.00 | 547498 |  |  | 161
EDE | TOPOLOGY%EDE%EDE%11403%A | Sub 445 Willard - Sub 80 Marshfield Jct. 69 kV | Line | EDE.WIL369T.11403.EDE.SED80.69.69 | 1 | SED 80 2 69.000 | 547529 | WIL445 2 69.000 | 547586 | 69
EDE | TOPOLOGY%EDE%EDE%11398%A | Sub 450T Brighton Explorer - Sub 73 Bolivar Burns 69 kV | Line | EDE.EXP450T.11398.EDE.BOL731.69.69 | 1 | EXP450T2 69.000 | 547440 | BOL 73 2 69.000 | 547528 | 69
EDE | TOPOLOGY%EDE%EDE%69KV_BUSTIE%A | Sub 452 Riverton RAM - Sub 167 Riverton 69 kV | Line | EDE.RAM452.69KV_BUSTIE.EDE.RIV1671.69.69 | [5 empty] | 69
EDE | TOPOLOGY%EDE%EDE%RIV167_RIV452T%A | Sub 452 Riverton Tap - Sub 167 Riverton 161 kV | Line | EDE.RIV452T.RIV167_RIV452T.EDE.RIV1671.161.161 | 1 | RIV167 5 161.00 | 547502 | RIV452T 5 161.00 | 547503 | 161
EDE | TOPOLOGY%EDE%EDE%RIV453_RIV452T%A | Sub 453 Riverton Turbine - Sub 452 Riverton Tap 161 kV | Line | EDE.RIV453.RIV453_RIV452T.EDE.RIV452T.161.161 | 1 | RIV453 5 161.00 | 547501 | RIV452T 5 161.00 | 547503 | 161
EDE | TOPOLOGY%EDE%EDE%PRC460_WEN205%A | Sub 460 Pierce City - Sub 205 Wentworth West 69 kV | Line | EDE.PRC460.PRC460_WEN205.EDE.WEN205.69.69 | 1 | PRC460 2 69.000 | 547449 | WEN205 2 69.000 | 547544 | 69
EDE | TOPOLOGY%EDE%EDE%11473%A | Sub 467 Decatur North - Sub 392 Decatur South 69 kV | Line | EDE.DEC326.11473.EDE.DECAS5.69.69 | 1 | DEC467 2 69.000 | 547569 | DEC392 2 69.000 | 547594 | 69
EDE | TOPOLOGY%EDE%EDE%11474%A | Sub 467 Decatur North - Sub 700 Gravette 69 kV | Line | EDE.DEC326.11474.EDE.GRA700.69.69 | 1 | DEC467 2 69.000 | 547569 | GRA700 2 69.000 | 547617 | 69
EDE | TOPOLOGY%EDE%EDE%11427%A | Sub 471 Kodiak - Sub 393 Reinmiller 69 kV | Line | EDE.RNM393.11427.EDE.KODIAK47.69.69 | 1 | RNM393 2 69.000 | 547595 | KOD471 2 69.000 | 547463 | 69
EDE | TOPOLOGY%EDE%EDE%11392%A | Sub 59 Joplin 26Th St. - Sub 64 Joplin 10Th St. 69 kV | Line | EDE.JOP59.11392.EDE.JOP64.69.69 | 1 | JOP 59 2 69.000 | 547525 | JOP 64 2 69.000 | 547526 | 69
EDE | TOPOLOGY%EDE%EDE%11486%B | Sub 614 Greenfield - Sub CU Pump Station Tap 69 kV | Line | EDE.CUPTAP2.11486.EDE.GRN614.69.69 | 1 | CUPTAP 2 69.000 | 547436 | GRN614 2 69.000 | 547613 | 69
EDE | TOPOLOGY%EDE%EDE%SCAM66_COL94_1%A | Sub 66 Scammon South - Sub 94 Columbus Southeast 69 kV | Line | EDE.COL942.SCAM66_COL94_1.EDE.SCAM66.69.69 | 1 | SCAM66 2 69.000 | 547409 | COL 94 2 69.000 | 547530 | 69
EDE | TOPOLOGY%EDE%EDE%CUPTAP_CUPSUB2%A | Sub CU Pump Station - Sub CU Pump Station Tap 69 kV | Line | EDE.CUPTAP2.CUPTAP_CUPSUB2.EDE.CUPSUB2.69.69 | 1 | CUPTAP 2 69.000 | 547436 | CUPSUB 2 69.000 | 547437 | 69
EDE | TOPOLOGY%EDE%EDE%11457%A | Sub260 LawrenceburgShell - Sub338 HeatonvilleCherokee 69 kV | Line | EDE.LAW260.11457.EDE.HTC338.69.69 | 1 | LAW260 2 69.000 | 547552 | HTC338 2 69.000 | 547573 | 69
EDE | TOPOLOGY%EDE%EDE%11460%A | Sub271 BaxterSpringsW - Sub291BaxterSprings 12Th St 69 kV | Line | EDE.BAX271.11460.EDE.BAX291J2.69.69 | 1 | BAX271 2 69.000 | 547554 | BAX291J2 69.000 | 547558 | 69
EDE | TOPOLOGY%EDE%EDE%11495%A | Sub391 Joplin SE - Sub422 Joplin 24th&Connecticut 161 kV | Line | EDE.JOP422.11495.EDE.JOP391.161.161 | 1 | JOP391 5 161.00 | 547593 | JOP422 5 161.00 | 547607 | 161
EES | TOPOLOGY%EES%EES%AMELIA_AMELAN6%A | Amelia Bulk - Amelia 230 kV | Line | EES.AMELAN.AMELIA_AMELAN6.EES.AMELIA_E.230.230 | 1 | 6AMELSPLT! 230.00 | 334323 | 6AMELIA! 230.00 | 334327 | 230
EES | TOPOLOGY%EES%EES%BEVIL_AMELAN6%A | Amelia Bulk - Bevil EES 230 kV | Line | EES.AMELAN.BEVIL_AMELAN6.EES.BEVIL.230.230 | 1 | 6AMELSPLT! 230.00 | 334323 | 6BEVIL 230.00 | 334328 | 230
EES | TOPOLOGY%EES%EES%AMELAN_CHINA6%A | Amelia Bulk - China 230 kV | Line | EES.AMELAN.AMELAN_CHINA6.EES.CHI.230.230 | [5 empty] | 230
EES | TOPOLOGY%EES%EES%CHISRD_HELBIG6%A | Chisholm Road - Helbig 230 kV | Line | EES.CHISRD.CHISRD_HELBIG6.EES.HLB.230.230 | [5 empty] | 230
EES | TOPOLOGY%EES%EES%CHISRD_SABINE6%A | Chisholm Road - Sabine EES 230 kV | Line | EES.CHISRD.CHISRD_SABINE6.EES.SABINE_E.230.230 | [5 empty] | 230
EES | TOPOLOGY%EES%EES%DELTA5_RULEVL3%A | Delta - Ruleville 115 kV | Line | EES.DELTA5.DELTA5_RULEVL3.EES.RULEVL.115.115 | 1 | 3DELTA SES% 115.00 | 337085 | 3RULEVILLE 115.00 | 337090 | 115
EES | TOPOLOGY%EES%EES%DRIVER_BIGRS16%1 | Driver - BIGRST 230 kV Ckt 1 | Line | EES.DRIVER.DRIVER_BIGRS16.EES.BIGRST.230.230 | 1 | 6BRS 230.00 | 338197 | 6DRIVER% 230.00 | 338199 | 230
EES | TOPOLOGY%EES%EES%DRIVER_BIGRS26%1 | Driver - BIGRST 230 kV Ckt 2 | Line | EES.DRIVER.DRIVER_BIGRS26.EES.BIGRST.230.230 | [5 empty] | 230
EES | TOPOLOGY%EES%EES%DRIVER_SANSSU8%1 | Driver - Sans Souci 500 kV | Line | EES.DRIVER.DRIVER_SANSSU8.EES.SANSSU.500.500 | 1 | 8SANS SOUCI%500.00 | 338188 | 8DRIVER% 500.00 | 338198 | 500
EES | TOPOLOGY%EES%EES%DUNN_HRIG%1 | Dunn - HRIG 115 kV | Line | EES.DUNN_E.DUNN_HRIG.CAJN.HRIG.115.115 | [5 empty] | 115
EES | TOPOLOGY%EES%EES%ELQUIN_SUMVIL3%A | Eldorado Quinn - Summerville 115 kV | Line | EES.ELQUIN.ELQUIN_SUMVIL3.EES.SUMVIL.115.115 | [5 empty] | 115
EES | TOPOLOGY%EES%EES%INDEP2_DELL__8%A | Independence - Dell 500kV | Line | EES.INDEP2.INDEP2_DELL__8.EES.DELL.500.500 | 1 | 8ISES 500.00 | 338145 | 8DELL 500.00 | 338187 | 500
EES | TOPOLOGY%EES%EES%SHEL12_DRIVER8%1 | Shelby TVA - Driver 500 kV | Line | TVA.SHELBYTV.SHEL12_DRIVER8.EES.DRIVER.500.500 | 1 | 8DRIVER% 500.00 | 338198 | 8SHELBY TN 500.00 | 360021 | 500
GRDA | TOPOLOGY%GRDA%GRDA%8490%A | 2J6 - Explorer Pipeline Tap 69 kV | Line | GRDA.J6.8490.GRDA.EXPLTP.69.69 | 1 | 2J6 69.000 | 300829 | EXPL TP2 69.000 | 512672 | 69
GRDA | TOPOLOGY%GRDA%GRDA%8491%A | 2J6 - Vinita Neo Tap 69 kV | Line | GRDA.J6.8491.GRDA.VINEOTP.69.69 | 1 | 2J6 69.000 | 300829 | VINEOTP2 69.000 | 512673 | 69
GRDA | TOPOLOGY%GRDA%GRDA%8585%A | Adair GRDA - Parker 69 kV | Line | GRDA.PARKER2.8585.GRDA.ADARNEO.69.69 | 1 | ADARNEO2 69.000 | 512695 | PARKER 2 69.000 | 512696 | 69
GRDA | TOPOLOGY%GRDA%GRDA%8524%A | Afton - Cleora Tap 69 kV | Line | GRDA.AFTON1.8524.GRDA.CLEORTP.69.69 | 1 | AFTON 2 69.000 | 512633 | CLEORTP2 69.000 | 512692 | 69
GRDA | TOPOLOGY%GRDA%GRDA%8523%A | Afton - Explorer Pipline Tap 69 kV | Line | GRDA.AFTON1.8523.GRDA.EXPLTP.69.69 | 1 | AFTON 2 69.000 | 512633 | EXPL TP2 69.000 | 512672 | 69
GRDA | TOPOLOGY%GRDA%GRDA%8525%A | Afton - Fairland Ede Tap 69 kV | Line | GRDA.AFTON1.8525.GRDA.FAIRTAP.69.69 | 1 | AFTON 2 69.000 | 512633 | FAIRTAP2 69.000 | 512708 | 69
GRDA | TOPOLOGY%GRDA%GRDA%8519%A | Afton - Miami GRDA 161 kV | Line | GRDA.MIAMI_1.8519.GRDA.AFTON1.161.161 | 1 | MIAMI 5 161.00 | 512631 | AFTON 5 161.00 | 512632 | 161
GRDA | TOPOLOGY%GRDA%GRDA%8573%A | Air Products GRDA - Hunt 69 kV | Line | GRDA.AIRPRO3.8573.GRDA.HUNT1.69.69 | 1 | HUNT 2 69.000 | 512671 | AIRPROD2 69.000 | 512687 | 69
GRDA | TOPOLOGY%GRDA%GRDA%8581%A | Air Products GRDA - Wilgro 69 kV | Line | GRDA.WILGRO.8581.GRDA.AIRPRO3.69.69 | 1 | AIRPROD2 69.000 | 512687 | WILGRO 2 69.000 | 512699 | 69
GRDA | TOPOLOGY%GRDA%GRDA%8574%A | Armin - Hunt 69 kV | Line | GRDA.HUNT1.8574.GRDA.ARMIN.69.69 | 1 | HUNT 2 69.000 | 512671 | ARMIN 2 69.000 | 512812 | 69
GRDA | TOPOLOGY%GRDA%GRDA%TALEQUAH%A | AVEC Highway 59 Tap - Tahlequah 161 kV | Line | GRDA.TAHLQH5.TALEQUAH.OKGE.HWY59.161.161 | 1 | TAHLQH 5 161.00 | 512655 | HWY59 5 161.00 | 515347 | 161
GRDA | TOPOLOGY%GRDA%GRDA%STILWEL_BRIGG%A | Briggs Tap - Stillwell 161 kV | Line | GRDA.BRIGG.STILWEL_BRIGG.GRDA.STILW161.161.161 | 1 | 5BRIGGSTP 161.00 | 300766 | STIWEL5 161.00 | 512704 | 161
GRDA | TOPOLOGY%GRDA%GRDA%TAHLQ_BRIGG%A | Briggs Tap - Tahlequah 161 kV | Line | GRDA.TAHLQH5.TAHLQ_BRIGG.GRDA.BRIGG.161.161 | 1 | 5BRIGGSTP 161.00 | 300766 | TAHLQH 5 161.00 | 512655 | 161
GRDA | TOPOLOGY%AECI%AECI%8494%A | Brushy - Gore GRDA 69 kV | Line | AECI.ILINOTP.8494.GRDA.GORE2.69.69 | 1 | 2ILINOTP 69.000 | 300864 | GORE GR2 69.000 | 512644 | 69
GRDA | TOPOLOGY%AECI%AECI%8486%A | Brushy - Sallisaw GRDA 69 kV | Line | AECI.BRUSHY.8486.GRDA.SALISA3.69.69 | 1 | 2BRUSHY 69.000 | 300859 | SALSWGR2 69.000 | 512652 | 69
GRDA | TOPOLOGY%GRDA%GRDA%CATOOSA_JUMP_2%A | Catoosa CSWS - Catoosa GRDA Jump 2 138 kV | Line | GRDA.CATSAGR5.CATOOSA_JUMP_2.CSWS.CATOOSA.138.138 | 1 | CATOOSGR2 138.00 | 512623 | CATOOSA4 138.00 | 509790 | 138
GRDA | TOPOLOGY%GRDA%GRDA%CATOOSA_JUMP_1%A | Catoosa CSWS- Catoosa GRDA Jump 1 138 kV | Line | GRDA.CATSAGR5.CATOOSA_JUMP_1.CSWS.CATOOSA.138.138 | 1 | CATOOSGR2 138.00 | 512623 | CATOOSA4 138.00 | 509790 | 138
GRDA | TOPOLOGY%AECI%AECI%8504B%A | Catoosa GRDA - Elm Creek AECI 161 kV | Line | GRDA.CATSAGR5.8504B.AECI.ELMCRK.161.161 | 1 | 5ELMCRK 161.00 | 300993 | CATSAGR5 161.00 | 512638 | 161
GRDA | TOPOLOGY%GRDA%GRDA%8534%A | Catoosa GRDA - Maid GRDA 161 kV #1 | Line | GRDA.MAID1.8534.GRDA.CATSAGR5.161.161 | 1 | CATSAGR5 161.00 | 512638 | MAID 5 161.00 | 512648 | 161
GRDA | TOPOLOGY%GRDA%GRDA%8535%B | Catoosa GRDA - Maid GRDA 161 kV #2 | Line | GRDA.MAID1.8535.GRDA.CATSAGR5.161.161 | 2 | CATSAGR5 161.00 | 512638 | MAID 5 161.00 | 512648 | 161
GRDA | TOPOLOGY%GRDA%GRDA%TAHL_LOC%A | Cedar Crest AECI - Tahlequah 161 kV | Line | GRDA.TAHLQH5.TAHL_LOC.GRDA.CEDARCRS.161.161 | 1 | 5CDRCRST 161.00 | 301344 | TAHLQH 5 161.00 | 512655 | 161
GRDA | TOPOLOGY%AECI%AECI%MANFOR_CEDR__1%A | Cedar Point - Mannford GRDA 69 kV | Line | GRDA.MANFORD2.MANFOR_CEDR__1.AECI.CEDR_PNT.69.69 | 1 | 2CEDARPT 69.000 | 300923 | MANFORD2 69.000 | 512641 | 69
GRDA | TOPOLOGY%GRDA%GRDA%8597%A | Chelsea - Pyramid Corner Tap 69 kV | Line | GRDA.CHELSGR.8597.GRDA.PYRCNRTP.69.69 | [5 empty] | 69
GRDA | TOPOLOGY%GRDA%GRDA%8586%A | Chelsea GRDA - Parker 69 kV | Line | GRDA.PARKER2.8586.GRDA.CHELSGR.69.69 | 1 | PARKER 2 69.000 | 512696 | CHELSGR2 69.000 | 512725 | 69
GRDA | TOPOLOGY%GRDA%GRDA%8431%A | Chelsea GRDA - Sequoyah 69 kV | Line | GRDA.SEQUOYA.8431.GRDA.CHELSGR.69.69 | 1 | 2SEQUOYA 69.000 | 301002 | CHELSGR2 69.000 | 512725 | 69
GRDA | TOPOLOGY%CO%CO%LINE%LN | Childers - Childress AECI 69 kV | Line | LINE.NOT.IN.EMS.CANT.999.999 | 1 | 2CHILDRS 69.000 | 300991 | CHILDRS2 69.000 | 512723 | 69
GRDA | TOPOLOGY%GRDA%GRDA%8596%A | Childers - Pyramid Corners 69 kV | Line | GRDA.CHILDRS.8596.GRDA.PYRCNRTP.69.69 | 1 | CHILDRS2 69.000 | 512723 | PYRCRNR2 69.000 | 512724 | 69
GRDA | TOPOLOGY%GRDA%GRDA%8464%A | Childers - South Coffeyville AECI 69 kV | Line | GRDA.COFEYVL.8464.GRDA.CHILDRS.69.69 | 1 | 2SCOFEYV 69.000 | 301001 | CHILDRS2 69.000 | 512723 | 69
GRDA | TOPOLOGY%GRDA%GRDA%CHTEAU-MAID%A | Chouteau AECI - Maid GRDA 161 kV | Line | AECI.CHOUT_AE.CHTEAU-MAID.GRDA.MAID1.161.161 | 1 | 5CHOTEAU1 161.00 | 300069 | MAID 5 161.00 | 512648 | 161
GRDA | TOPOLOGY%GRDA%GRDA%8564%A | Chouteau Power Plant (CPP) - Pryor Foundry South 69 kV | Line | GRDA.GOAB6HNT.8564.GRDA.FNDRY_1.69.69 | 1 | CPPXF#22 69.000 | 512661 | AMERCAST S2 69.000 | 512681 | 69
GRDA | TOPOLOGY%GRDA%GRDA%8579%A | Chouteau Power Plant (CPP) - Pryor Foundry Tap 69 kV | Line | GRDA.GOAB6HNT.8579.GRDA.FNDRYTP.69.69 | 1 | CASTING TAP269.000 | 512685 | CPPXF#32 69.000 | 512684 | 0
GRDA | TOPOLOGY%GRDA%GRDA%8566%A | Chouteau Power Plant (CPP) - Wilgro 69 kV | Line | GRDA.GOAB6HNT.8566.GRDA.WILGRO.69.69 | 1 | CPPXF#22 69.000 | 512661 | PRYORCHEM2 69.000 | 512699 | 69
GRDA | TOPOLOGY%GRDA%GRDA%8550%A | Claremore GRDA - GREC 161 kV | Line | GRDA.GRDA17.8550.GRDA.CLARMR4.161.161 | 1 | CLARMR 5 161.00 | 512651 | GRDA1 5 161.00 | 512656 | 161
GRDA | TOPOLOGY%AECI%AECI%8429%A | Claremore GRDA - Keetonville 161 kV | Line | GRDA.CLARMR4.8429.AECI.KETONVL.161.161 | 1 | 5KETONVL 161.00 | 300997 | CLARMR 5 161.00 | 512651 | 161
GRDA | TOPOLOGY%GRDA%GRDA%CLARMR_OOLG%A | Claremore GRDA - Oologa 138 kV | Line | GRDA.OOLOGAH.CLARMR_OOLG.GRDA.CLARMR4.138.138 | 1 | CLARMR 4 138.00 | 512707 | 4OOLOGAH 138.00 | 300795 | 138
GRDA | TOPOLOGY%GRDA%GRDA%8430%A | Claremore GRDA - Sequoya 69 kV | Line | GRDA.CLARMR4.8430.GRDA.SEQUOYA.69.69 | 1 | 2SEQUOYA 69.000 | 301002 | CLARMR 2 69.000 | 512679 | 69
GRDA | TOPOLOGY%GRDA%GRDA%CLEORA_NEO%A | Cleora - Cleora Tap 69 kV | Line | GRDA.CLEORTP.CLEORA_NEO.AECI.CLEORA.69.69 | 1 | CLEORTP2 69.000 | 512692 | CLEORA 2 69.000 | 512693 | 69
GRDA | TOPOLOGY%GRDA%GRDA%CLEVL_GRD_AECI%A | Cleveland GRDA/AECI 138 kV Bus Tie | Line | GRDA.CLEVLND7.CLEVL_GRD_AECI.AECI.CLEV_AEC.138.138 | 1 | CLEVLND 4 138.00 | 512729 | 4CLEVLND 138.00 | 300138 | 138
GRDA | TOPOLOGY%GRDA%GRDA%KANSAS_N_NEO%A | Colcord Tap - Kansas 69 kV | Line | GRDA.KANSAS2.KANSAS_N_NEO.AECI.COLCORD.69.69 | 1 | KANSAS 2 69.000 | 512715 | COLCOTP2 69.000 | 512829 | 69
GRDA | TOPOLOGY%AECI%AECI%8504%A | Collinsville - Elm Creek AECI 161 kV | Line | GRDA.COLINS3.8504.AECI.ELMCRK.161.161 | 1 | 5ELMCRK 161.00 | 300993 | COLINS 5 161.00 | 512627 | 161
GRDA | TOPOLOGY%AECI%AECI%8428%A | Collinsville - Keetonville 161 kV | Line | GRDA.COLINS3.8428.AECI.KETONVL.161.161 | 1 | 5KETONVL 161.00 | 300997 | COLINS 5 161.00 | 512627 | 161
GRDA | TOPOLOGY%AECI%AECI%8471%A | Collinsville - Owasso 69 kV | Line | GRDA.COLINS3.8471.AECI.OWASSO2.69.69 | 1 | COLNSGR2 69.000 | 512676 | 2OWASSO 69.000 | 300998 | 69
GRDA | TOPOLOGY%AECI%AECI%8417%A | Collinsville - Skiatook Tap 138 kV | Line | GRDA.COLINS3.8417.AECI.SKIAETAP.138.138 | 1 | COLLINS4 138.00 | 512705 | 4SKIAETP 138.00 | 300146 | 138
GRDA | TOPOLOGY%AECI%AECI%8416%A | Collinsville - Skiatook Tap 69 kV | Line |  | 1 | COLNSGR2 69.000 | 512676 | 2PARKMDWT 69.000 | 301998 | 69
GRDA | TOPOLOGY%AECI%AECI%8380%A | Cushing AECI - Cushing GRDA 69 kV | Line | AECI.CUSHING.8380.GRDA.CUSHGR.69.69 | 1 | 2CUSHING 69.000 | 300836 | CUSH GR2 69.000 | 512674 | 69
GRDA | TOPOLOGY%GRDA%GRDA%8543%A | Dry Gultch - Maid GRDA 161 kV | Line | GRDA.DGULTCH.8543.GRDA.MAID1.161.161 | 1 | DRYGULCH5 161.00 | 512629 | MAID 5 161.00 | 512648 | 161
GRDA | TOPOLOGY%GRDA%GRDA%8543%B | Dry Gultch - Pensacola 161 kV | Line | GRDA.DGULTCH.8543.GRDA.PENSA1.161.161 | 1 | DRYGULCH5 161.00 | 512629 | PENSA 5 161.00 | 512654 | 161
GRDA | TOPOLOGY%GRDA%GRDA%8577%A | Eastern State Hospital - Eastern State Hospital Tap 69 kV | Line | GRDA.ESHOSP.8577.GRDA.ESHTP2.69.69 | 1 | ESHOSP 2 69.000 | 512678 | ESH TP 2 69.000 | 512680 | 69
GRDA | TOPOLOGY%GRDA%GRDA%8576%A | Eastern State Hospital Tap - Vinita Neo Tap 69 kV | Line | GRDA.VINEOTP.8576.GRDA.ESHTP2.69.69 | 1 | VINEOTP2 69.000 | 512673 | ESH TP 2 69.000 | 512680 | 69
GRDA | TOPOLOGY%AECI%AECI%FAIR_PAWNEE%A | Fairfax - Pawnee 138kV | Line | AECI.FAIRFAX.FAIR_PAWNEE.AECI.PAWNSW4.138.138 | 1 | 4FAIRFAX 138.00 | 300139 | PAWNSW4 138.00 | 512749 | 138
GRDA | TOPOLOGY%GRDA%GRDA%8583%A | Fairland Ede Tap - Fairland Neo 69 kV | Line | GRDA.FAIRTAP.8583.GRDA.FAIRNEO.69.69 | 1 | FAIRNEO2 69.000 | 512691 | FAIRTAP2 69.000 | 512708 | 69
GRDA | TOPOLOGY%GRDA%GRDA%7418%A | Fort Gibson SPA - Okay GRDA 161 kV | Line | SPA.FTGIB1.7418.GRDA.OKAY2.161.161 | 1 | FT GIB 5 161.00 | 505560 | OKAYGR 5 161.00 | 512640 | 161
GRDA | TOPOLOGY%GRDA%GRDA%MAID1_GERLDGAY%A | Gerald Gay - Maid 1 161kV | Line | GRDA.MAID1.MAID1_GERLDGAY.GRDA.GERLDGAY.161.161 | 1 | GERALD GAY 161.00 | 512760 | MAID 5 161.00 | 512648 | 161
GRDA | TOPOLOGY%GRDA%GRDA%NWMAIDTP_G_GAY%A | Gerald Gay - NW Maid 161kV | Line | GRDA.NWMAIDTP.NWMAIDTP_G_GAY.GRDA.GERLDGAY.161.161 | 1 | GERALD GAY 161.00 | 512760 | NWMAID5 161.00 | 512757 | 161
GRDA | TOPOLOGY%AECI%AECI%8540%A | Gore GRDA - Kerr McGee Sequoyah 69 kV | Line | OKGE.SEQUY.8540.GRDA.GORE2.69.69 | 1 | GORE GR2 69.000 | 512644 | SEQUOYA2 69.000 | 515255 | 69
GRDA | TOPOLOGY%AECI%AECI%8450%A | Gore GRDA - Vian AECI 69 kV | Line | GRDA.GORE2.8450.AECI.VIAN.69.69 | 1 | 2VIAN 69.000 | 300879 | GORE GR2 69.000 | 512644 | 69
GRDA | TOPOLOGY%AECI%AECI%8448%A | Gore GRDA - Webber Falls 69 kV | Line | AECI.WEBFAL2.8448.GRDA.GORE2.69.69 | 1 | 2WEBFALS 69.000 | 300880 | GORE GR2 69.000 | 512644 | 69
GRDA | TOPOLOGY%GRDA%GRDA%8545%A | GREC - Maid GRDA 161 kV #1 | Line | GRDA.MAID1.8545.GRDA.GRDA17.161.161 | 1 | MAID 5 161.00 | 512648 | GRDA1 5 161.00 | 512656 | 161
GRDA | TOPOLOGY%GRDA%GRDA%8546%B | GREC - Maid GRDA 161 kV #2 | Line | GRDA.MAID1.8546.GRDA.GRDA17.161.161 | 2 | MAID 5 161.00 | 512648 | GRDA1 5 161.00 | 512656 | 161
GRDA | TOPOLOGY%AECI%AECI%8559%A | GREC - Wagoner GRDA 161 kV | Line | GRDA.WAGNOR1.8559.GRDA.GRDA17.161.161 | 1 | GRDA1 5 161.00 | 512656 | WAGNOR 5 161.00 | 512700 | 161
GRDA | TOPOLOGY%GRDA%GRDA%WMAIN_GRDA1%A | GREC - West Main 161 kV | Line | GRDA.GRDA17.WMAIN_GRDA1.GRDA.W_MAIN.161.161 | 1 | GRDA1 5 161.00 | 512656 | WMAIN ST5 161.00 | 512742 | 161
GRDA | TOPOLOGY%GRDA%GRDA%GRD17_SPORTSMN%A | GREC 2 - Sportsman 345kV | Line | AECI.SPORTSMN.GRD17_SPORTSMN.GRDA.GRDA17.345.345 | 1 | GRDA1 7 345.00 | 512650 | 7SPORTSMAN 345.00 | 300740 | 345
GRDA | TOPOLOGY%GRDA%GRDA%TONN_GRDA%A | GREC 2 - Tonnece 345kV | Line | GRDA.GRDA17.TONN_GRDA.GRDA.TONNECE.345.345 | 1 | GRDA1 7 345.00 | 512650 | TONECE7 345.00 | 512750 | 345
GRDA | TOPOLOGY%GRDA%GRDA%GRDA17_GREC3%A | GREC 3 - GREC 2 345 kV | Line | GRDA.GRDA17.GRDA17_GREC3.GRDA.GREC3.345.345 | 1 | GRDA1 7 345.00 | 512650 | GREC TAP5 345.00 | 512865 | 345
GRDA | TOPOLOGY%GRDA%GRDA%GREC3_TULSA_NO%A | GREC 3 - Tulsa North 345 kV | Line | GRDA.GREC3.GREC3_TULSA_NO.CSWS.TULSA_NO.345.345 | 1 | T.NO.--7 345.00 | 509852 | GREC TAP5 345.00 | 512865 | 345
GRDA | TOPOLOGY%GRDA%GRDA%COWSKIN_GROVE2%1 | Grove AEP - Grove GRDA ZBR | Line | GRDA.GROVE_GR.COWSKIN_GROVE2.CSWS.GROVE.138.138 | [5 empty] | 138
GRDA | TOPOLOGY%GRDA%GRDA%TAHLQH5_HWY59T%A | Highway 59 Tap - Tahlequah 161 kV | Line | GRDA.TAHLQH5.TAHLQH5_HWY59T.OKGE.HWY59TP.161.161 | 1 | HWY59TP5 161.00 | 515527 | TAHLQH 5 161.00 | 512655 | 161
GRDA | TOPOLOGY%GRDA%GRDA%8536%A | Hunt - Pryor City #2 69 kV | Line | GRDA.HUNT1.8536.GRDA.PRY02GR.69.69 | 1 | PRY0RC22 69.000 | 512639 | HUNT 2 69.000 | 512671 | 69
GRDA | TOPOLOGY%GRDA%GRDA%8533%B | HWY 412 Sub - Kansas Tap 161 kV | Line | GRDA.KANSATP.8533.GRDA.412SUB5.161.161 | 1 | 412SUB 5 161.00 | 512637 | KANSATP5 161.00 | 512714 | 161
GRDA | TOPOLOGY%GRDA%GRDA%8533%A | HWY 412 Sub - Kerr 161 kV | Line | GRDA.KERR_HYD.8533.GRDA.412SUB5.161.161 | 1 | KERR GR5 161.00 | 512635 | 412SUB 5 161.00 | 512637 | 161
GRDA | TOPOLOGY%GRDA%GRDA%8591%A | Kansas - Kansas Tap 161 kV | Line | GRDA.KANSATP.8591.GRDA.KANSAS2.161.161 | 1 | KANSATP5 161.00 | 512714 | KANSAS 5 161.00 | 512716 | 161
GRDA | TOPOLOGY%GRDA%GRDA%8539%A | Kansas Tap - Siloam Springs West 161 kV | Line | GRDA.W_SILOAM.8539.GRDA.KANSATP.161.161 | 1 | SILSPWW5 161.00 | 512642 | KANSATP5 161.00 | 512714 | 161
GRDA | TOPOLOGY%GRDA%GRDA%8529%A | Kerr - Maid GRDA 161 kV #1 | Line | GRDA.KERR_HYD.8529.GRDA.MAID1.161.161 | 1 | KERR GR5 161.00 | 512635 | MAID 5 161.00 | 512648 | 161
GRDA | TOPOLOGY%GRDA%GRDA%8530%B | Kerr - Maid GRDA 161 kV #2 | Line | GRDA.KERR_HYD.8530.GRDA.MAID1.161.161 | 2 | KERR GR5 161.00 | 512635 | MAID 5 161.00 | 512648 | 161
GRDA | TOPOLOGY%GRDA%GRDA%KERR_PENSA1%A | Kerr - Pensacola 161 kV | Line | GRDA.PENSA1.KERR_PENSA1.GRDA.KERR_HYD.161.161 | 1 | KERR GR5 161.00 | 512635 | PENSA 5 161.00 | 512654 | 161
GRDA | TOPOLOGY%GRDA%GRDA%SALINE5_KERR_H%A | Kerr - Saline Creek 161 kV #2 | Line | GRDA.SALINE5.SALINE5_KERR_H.GRDA.KERR_HYD.161.161 | 2 | KERR GR5 161.00 | 512635 | SALNCRK5 161.00 | 512805 | 161
GRDA | TOPOLOGY%GRDA%GRDA%FDR44%A | Kerr - Saline Creek 161kV #1 | Line | GRDA.KERR_HYD.FDR44.GRDA.SALINE5.161.161 | 1 | KERR GR5 161.00 | 512635 | SALNCRK5 161.00 | 512805 | 161
GRDA | TOPOLOGY%GRDA%GRDA%M_F_PRYOR%A | Kerry Hydro - Locust Grove 115 kV | Line | GRDA.KERR_HYD.M_F_PRYOR.CSWS.L_GROVE.115.115 | 1 | L GROVE3 115.00 | 510423 | KERR GR3 115.00 | 512634 | 115
GRDA | TOPOLOGY%GRDA%GRDA%KETCHUM_AFTON1%A | Ketchum - Afton 161 kV | Line | GRDA.AFTON1.8522.GRDA.PENSA1.161.161 | 1 | AFTON 5 161.00 | 512632 | KETCHUM5 161.00 | 512669 | 161
GRDA | TOPOLOGY%GRDA%GRDA%KETCHUM_PENSA1%A | Ketchum - Pensacola 161 kV | Line | GRDA.KETCHUM.KETCHUM_PENSA1.GRDA.PENSA1.161.161 | 1 | PENSA 5 161.00 | 512654 | KETCHUM5 161.00 | 512669 | 161
GRDA | TOPOLOGY%AECI%AECI%KINZEG_KINZE_1%A | Kinze - Stillwater Kinzie 138 kV | Line | OKGE.KINZE.KINZEG_KINZE_1.GRDA.KINZEG1.138.138 | 1 | KINZEGR4 138.00 | 512710 | KINZE 4 138.00 | 515008 | 138
GRDA | TOPOLOGY%AECI%AECI%8563%A | Kinzie AECI - Stillwater Admiral 69 kV | Line | AECI.KINZEG1.8563.GRDA.ADMIRAL.69.69 | 1 | ADMIRAL2 69.000 | 512660 | KINZEGR2 69.000 | 512713 | 69
GRDA | TOPOLOGY%WFEC%WFEC%LNDS_LYNS_GRD%A | Lindsay GRDA - Lindsay SW WFEC 69 kV | Line | GRDA.LYNS_GRD.LNDS_LYNS_GRD.WFEC.LNDSYSW.69.69 | 1 | LINDSAY2 69.000 | 520977 | LNDSYSW2 69.000 | 520979 | 69
GRDA | TOPOLOGY%GRDA%GRDA%CEDARCRS_LOC%A | Locust Grove - Cedar Crest 161 kV | Line | GRDA.LOC_GROV.CEDARCRS_LOC.GRDA.CEDARCRS.161.161 | 1 | 5LOCSTGV 161.00 | 300274 | 5CDRCRST 161.00 | 301344 | 161
GRDA | TOPOLOGY%GRDA%GRDA%MAID_LOC%A | Locust Grove AECI - Maid GRDA 161 kV | Line | GRDA.MAID1.MAID_LOC.AECI.LOC_GROV.161.161 | 1 | 5LOCSTGV 161.00 | 300274 | MAID 5 161.00 | 512648 | 161
GRDA | TOPOLOGY%GRDA%GRDA%8502%A | Maid GRDA - American Casting South 69 kV | Line | GRDA.MAID1.8502.GRDA.FNDRY_1.69.69 | 1 | MAID 2 69.000 | 512626 | AMERCAST S2 69.000 | 512681 | 69
GRDA | TOPOLOGY%GRDA%GRDA%8503%A | Maid GRDA - Redden 69 kV | Line | GRDA.MAID1.8503.GRDA.REDDEN.69.69 | 1 | MAID 2 69.000 | 512626 | REDDEN 2 69.000 | 512698 | 69
GRDA | TOPOLOGY%GRDA%GRDA%MAIDTP2_GRDA17%A | Maid Tap - GREC 69kV | Line | GRDA.MAIDTP2.MAIDTP2_GRDA17.GRDA.GRDA17.69.69 | 1 | MAIDTP2 69.000 | 512625 | GRDA1 2 69.000 | 512727 | 69
GRDA | TOPOLOGY%GRDA%GRDA%MAIDTP2_HUNT1%A | Maid Tap-Hunt 69kV | Line | GRDA.MAIDTP2.MAIDTP2_HUNT1.GRDA.HUNT1.69.69 | 1 | MAIDTP2 69.000 | 512625 | HUNT 2 69.000 | 512671 | 69
GRDA | TOPOLOGY%GRDA%GRDA%MAIDTP2_MAID1%A | MAID TAP-MAID1 | Line | GRDA.MAIDTP2.MAIDTP2_MAID1.GRDA.MAID1.69.69 | 1 | MAIDTP2 69.000 | 512625 | MAID 2 69.000 | 512626 | 69
GRDA | TOPOLOGY%AECI%AECI%MANFOR_MANFORD%A | Mannford AECI - Mannford GRDA 69 kV | Line | AECI.MANFORD.MANFOR_MANFORD.GRDA.MANFORD2.69.69 | 1 | 2MANFORD 69.000 | 300936 | MANFORD2 69.000 | 512641 | 69
GRDA | TOPOLOGY%AECI%AECI%MIAMI_SENECA%A | Miami East NEO - Seneca 69 kV | Line | AECI.EASTMIAM.MIAMI_SENECA.AECI.SENECA.69.69 | 1 | 2SENECA 69.000 | 300830 | MIAENEO2 69.000 | 512636 | 69
GRDA | TOPOLOGY%GRDA%GRDA%8517%A | Miami GRDA - Fairland Neo 69 kV | Line | GRDA.MIAMI_1.8517.GRDA.FAIRNEO.69.69 | 1 | MIAMI 2 69.000 | 512630 | FAIRNEO2 69.000 | 512691 | 69
GRDA | TOPOLOGY%AECI%AECI%MIAMI-NEOSHO%A | Miami GRDA - Miami East NEO 69kV | Line | GRDA.MIAMI_1.MIAMI-NESHO.AECI.EASTMIAM.69.69 | 1 | MIAMI 2 69.000 | 512630 | 2MIAETP 69.000 | 300852 | 69
GRDA | TOPOLOGY%GRDA%GRDA%COMMERCE_NEO%A | Miami GRDA Tap - Commerce 69 kV | Line | GRDA.MIAMI_TP.COMMERCE_NEO.AECI.COMMERCE.69.69 | 1 | MIAMI 2 69.000 | 512630 | COMMNEO2 69.000 | 512827 | 69
GRDA | TOPOLOGY%GRDA%GRDA%MIAMI_TAP1%A | Miami GRDA Tap - Miami GRDA 69 kV Line 1 | Line | GRDA.MIAMI_TP.MIAMI_TAP1.GRDA.MIAMI_1.69.69 | 1 | MIAMI 2 69.000 | 512630 | MIAMI 2 69.000 | 512630 | 69
GRDA | TOPOLOGY%GRDA%GRDA%MIAMI_TAP2%A | Miami GRDA Tap - Miami GRDA 69 kV Line 2 | Line | GRDA.MIAMI_TP.MIAMI_TAP2.GRDA.MIAMI_1.69.69 | 2 | MIAMI 2 69.000 | 512630 | MIAMI 2 69.000 | 512630 | 69
GRDA | TOPOLOGY%GRDA%GRDA%AFTON_NEO%A | Newport - Afton 69 kV | Line | GRDA.AFTON1.AFTON_NEO.AECI.NEWPORT2.69.69 | 1 | AFTON 2 69.000 | 512633 | NEWPORT2 69.000 | 512645 | 69
GRDA | TOPOLOGY%GRDA%GRDA%WMAIN_NWMAID%A | NorthWest MAID - West Main GRDA 161 kV | Line | GRDA.NWMAIDTP.WMAIN_NWMAID.GRDA.W_MAIN.161.161 | 1 | WMAIN ST5 161.00 | 512742 | NWMAID5 161.00 | 512757 | 161
GRDA | TOPOLOGY%AECI%AECI%8538%A | Okay GRDA - Wagoner GRDA 161 kV | Line | AECI.OKAY2.8538.AECI.WAGNOR1.161.161 | 1 | OKAYGR 5 161.00 | 512640 | WAGNOR 5 161.00 | 512700 | 161
GRDA | TOPOLOGY%AECI%AECI%PARK_TIE%A | Park Hill - Tahlequah 161 kV | Line | GRDA.TAHLQH5.PARK_TIE.AECI.PARK_AEC.161.161 | 1 | 5PARK 161.00 | 301307 | TAHLQH 5 161.00 | 512655 | 161
GRDA | TOPOLOGY%GRDA%GRDA%PAWNEE_3956%A | Pawnee City GRDA - Pawnee AECI #3956 69 kV | Line | GRDA.PAWNEGR.PAWNEE_3956.AECI.PAWNEE2.69.69 |  | 2PAWNEE 69.000 | 300939 | PAWNEGR2 69.000 | 512675 | 69
GRDA | TOPOLOGY%GRDA%GRDA%8512%A | Pensacola - Adair GRDA 69 kV | Line | GRDA.PENSA1.8512.GRDA.ADARNEO.69.69 | 1 | PENSA 2 69.000 | 512628 | ADARNEO2 69.000 | 512695 | 69
GRDA | TOPOLOGY%GRDA%GRDA%8511%A | Pensacola - Cleora Tap 69 kV | Line | GRDA.PENSA1.8511.GRDA.CLEORTP.69.69 | 1 | PENSA 2 69.000 | 512628 | CLEORTP2 69.000 | 512692 | 69
GRDA | TOPOLOGY%GRDA%GRDA%PENSACOLA_NEO%A | Pensacola - Gray Tap 69 kV | Line | GRDA.PENSA1.PENSACOLA_NEO.AECI.GRAYTP.69.69 | 1 | PENSA 2 69.000 | 512628 | 2GRAY TP 69.000 | 301451 | 69
GRDA | TOPOLOGY%GRDA%GRDA%8510%A | Pensacola - LangYP 69 kV | Line | GRDA.PENSA1.8510.GRDA.LANGYPS.69.69 | [5 empty] | 69
GRDA | TOPOLOGY%GRDA%GRDA%PRYOR_PRYOR3%A | Pryor City 1 - Pryor City 3 69kV | Line | GRDA.PRYOR.PRYOR_PRYOR3.GRDA.PRYOR3.69.69 | 1 | PRYORC12 69.000 | 512810 | PRYOR3 69.000 | 512766 | 69
GRDA | TOPOLOGY%GRDA%GRDA%PRY02GR_PRYOR3%A | Pryor City 2 - Pryor City 3 69kV | Line | GRDA.PRY02GR.PRY02GR_PRYOR3.GRDA.PRYOR3.69.69 | 1 | PRY0RC22 69.000 | 512639 | PRYOR3 69.000 | 512766 | 69
GRDA | TOPOLOGY%GRDA%GRDA%8578%A | Pryor Foundry North - Pryor Foundry Tap 69 kV | Line | GRDA.FNDRYTP.8578.GRDA.FNDRY_1.69.69 | 1 | FNDRY#N2 69.000 | 512683 | FNDRYTP2 69.000 | 512685 | 69
GRDA | TOPOLOGY%GRDA%GRDA%8580%A | Pryor Foundry Tap - Redden 69 kV | Line | GRDA.REDDEN.8580.GRDA.FNDRYTP.69.69 | 1 | FNDRYTP2 69.000 | 512685 | REDDEN 2 69.000 | 512698 | 69
GRDA | TOPOLOGY%GRDA%GRDA%PYRAMID_NEO%A | Pyramid Corner GRDA - AECI 69 kV | Line | GRDA.PYRCNRTP.PYRAMID_NEO.AECI.PYRCRNR.69.69 | [5 empty] | 69
GRDA | TOPOLOGY%AECI%AECI%8391%A | Ramsey - Stillwater 19th Street 138 kV | Line | GRDA.9THST4.8391.AECI.RAMSEY2.138.138 | 1 | 4RAMSEY 138.00 | 300844 | 19TH ST4 138.00 | 512712 | 138
GRDA | TOPOLOGY%GRDA%GRDA%RDFRNTP_REDFRN%A | Redfern - Redfern Tap 69 kV | Line | GRDA.REDFRNTP.RDFRNTP_REDFRN.GRDA.REDFERN.69.69 | 1 | REDFRNTP 69.000 | 512804 | REDFERN 69.000 | 515391 | 69
GRDA | TOPOLOGY%GRDA%GRDA%TAHLQH_REDFERN%A | Redfern Tap - Tahlaqua 69 kV | Line | GRDA.TAHLQH5.TAHLQH_REDFERN.GRDA.REDFRNTP.69.69 | 1 | REDFRNTP 69.000 | 512804 | TAHLQH 2 69.000 | 512647 | 69
GRDA | TOPOLOGY%GRDA%GRDA%REDFERN_TAHCY3%A | Redfern Tap - Tahlaqua City #3 69 kV | Line | GRDA.REDFRNTP.REDFERN_TAHCY3.GRDA.TAH33CT2.69.69 | 1 | REDFRNTP 69.000 | 512804 | TAH33CT2 69.000 | 512823 | 69
GRDA | TOPOLOGY%AECI%AECI%RAMONG_WALMART%A | Romona - Walmart Tap 69 kV | Line | AECI.RAMONAGR.RAMONG_WALMART.GRDA.WALMART2.69.69 | 1 | 2RAMONA K 69.000 | 301000 | WMARTTP2 69.000 | 512670 | 69
GRDA | TOPOLOGY%GRDA%GRDA%8557%A | Ross Lake - Tahlequah 161 kV | Line | GRDA.TAHLQH5.8557.OKGE.ROSS2.161.161 | 1 | TAHLQH 5 161.00 | 512655 | ROSSLAK5 161.00 | 515252 | 161
GRDA | TOPOLOGY%CSWS%CSWS%8526%A | Sailboat Bridge CSWS - Afton 69 kV | Line | CSWS.SAILBOAT.8526.GRDA.AFTON1.69.69 | 1 | SAILBOA2 69.000 | 510409 | AFTON 2 69.000 | 512633 | 69
GRDA | TOPOLOGY%GRDA%GRDA%FDR124%A | Salina - Saline Creek 161kV | Line | GRDA.SALINE5.FDR124.GRDA.SALINA1.161.161 | 1 | SALINA 5 161.00 | 512686 | SALNCRK5 161.00 | 512805 | 161
GRDA | TOPOLOGY%GRDA%GRDA%8460%A | Salisaw - Sallisaw City #2 69 kV | Line | AECI.SALISAW.8460.GRDA.SALICY2.69.69 | 1 | 2SALISAW 69.000 | 300874 | SALICY22 69.000 | 512657 | 69
GRDA | TOPOLOGY%GRDA%GRDA%8461%A | Salisaw - Sallisaw City #3 69 kV | Line | AECI.SALISAW.8461.GRDA.SALISA2.69.69 | 1 | 2SALISAW 69.000 | 300874 | SALICY32 69.000 | 512658 | 69
GRDA | TOPOLOGY%GRDA%GRDA%8553%A | Sallisaw City #2 - Sallisaw GRDA 69 kV | Line | GRDA.SALISA3.8553.GRDA.SALICY2.69.69 | 1 | SALSWGR2 69.000 | 512652 | SALICY22 69.000 | 512657 | 69
GRDA | TOPOLOGY%GRDA%GRDA%8554%A | Sallisaw City #3 - Sallisaw GRDA 69 kV | Line | GRDA.SALISA2.8554.GRDA.SALISA3.69.69 | 1 | SALSWGR2 69.000 | 512652 | SALICY32 69.000 | 512658 | 69
GRDA | TOPOLOGY%AECI%AECI%8451%A | Sallisaw GRDA - Vian AECI 69 kV | Line | GRDA.SALISA3.8451.AECI.VIAN.69.69 | 1 | 2VIAN 69.000 | 300879 | SALSWGR2 69.000 | 512652 | 69
GRDA | TOPOLOGY%GRDA%GRDA%WSILOM_GRDA_1A%B | Siloam City - Siloam Springs West 161 kV | Line | GRDA.SILOAM.WSILOM_GRDA_1A.GRDA.W_SILOAM.161.161 | 1 | SILSPWW5 161.00 | 512642 | SILMCTY5 161.00 | 512643 | 161
GRDA | TOPOLOGY%AECI%AECI%SILVER_CITY%A | Silver City - Silver City CSWS 138 kV | Line | AECI.SILVR_CY.SILVER_CITY.CSWS.SILVER_T.138.138 | 1 | 4SILVCTY 138.00 | 300140 | SILVCTYGR4 138.00 | 512726 | 138
GRDA | TOPOLOGY%AECI%AECI%8466%A | Skiatook - Skiatook City 69 kV | Line | AECI.SKIACGR.8466.AECI.SKIATOK.69.69 | 1 | 2SKIATOK 69.000 | 301003 | SKIACGR2 69.000 | 512702 | 69
GRDA | TOPOLOGY%GRDA%GRDA%SKIATOOK_CITY%A | Skiatook City GRDA - Skiatok AECI 69 kV | Line | GRDA.SKIACITY.SKIATOOK_CITY.GRDA.SKIATOK.69.69 | 1 | SKIACGR2 69.000 | 512702 | 2SKIATOK 69.000 | 301003 | 69
GRDA | TOPOLOGY%GRDA%GRDA%SKIATOOK_TIE%A | Skiatook East AECI - Skiatook East GRDA 138 kV | Line | GRDA.SKIAEAS4.SKIATOOK_TIE.AECI.SKIAETAP.138.138 | 1 | 4SKIAETP 138.00 | 300146 | SKIAEAS4 138.00 | 512649 | 138
GRDA | TOPOLOGY%AECI%AECI%8589%A | Stillwater 19th Street - Stillwater Kinzie 138 kV | Line | GRDA.9THST4.8589.GRDA.KINZEG1.138.138 | 1 | KINZEGR4 138.00 | 512710 | 19TH ST4 138.00 | 512712 | 138
GRDA | TOPOLOGY%GRDA%GRDA%8562%A | Stillwater Admiral - Stillwater Boomer 69 kV | Line | GRDA.BOOMER.8562.GRDA.ADMIRAL.69.69 | 1 | ADMIRAL2 69.000 | 512660 | BOOMER 2 69.000 | 512663 | 69
GRDA | TOPOLOGY%GRDA%GRDA%8561%A | Stillwater Admiral - Stillwater Hospital 69 kV | Line | GRDA.HOSPITL.8561.GRDA.ADMIRAL.69.69 | 1 | HOSPITL2 69.000 | 512659 | ADMIRAL2 69.000 | 512660 | 69
GRDA | TOPOLOGY%AECI%AECI%8409%A | Stillwater AECI - Stillwater GRDA 69 kV | Line | AECI.STILWT1.8409.GRDA.STILWT2.69.69 | 1 | STILWTR2 69.000 | 512809 | CENTRL 2 69.000 | 512653 | 69
GRDA | TOPOLOGY%AECI%AECI%8408%B | Stillwater AECI - Stillwater Northtap 138 kV | Line | GRDA.NORTHTAP.8408.AECI.STILWT1.138.138 | 1 | 4STILWTR 138.00 | 300141 | NORTHTP4 138.00 | 512731 | 138
GRDA | TOPOLOGY%GRDA%GRDA%8567%A | Stillwater Boomer - Stillwater City Tap 69 kV | Line | GRDA.BOOMER.8567.GRDA.CITYTAP2.69.69 | 1 | CITYTAP2 69.000 | 512624 | BOOMER 2 69.000 | 512663 | 69
GRDA | TOPOLOGY%GRDA%GRDA%8555%A | Stillwater Central - Stillwater City Tap 69 kV | Line | GRDA.CENTRL.8555.GRDA.CITYTAP2.69.69 | 1 | CENTRL 2 69.000 | 512653 | CITYTAP2 69.000 | 512624 | 69
GRDA | TOPOLOGY%GRDA%GRDA%CENTRL_HOSPITL%A | Stillwater Central - Stillwater Hospital 69 kV | Line | GRDA.CENTRL.CENTRL_HOSPITL.GRDA.HOSPITL.69.69 | 1 | CENTRL 2 69.000 | 512653 | HOSPITL2 69.000 | 512659 | 69
GRDA | TOPOLOGY%GRDA%GRDA%CITY_STILWTTP%A | Stillwater GRDA - Stillwater City Tap 69kV | Line | GRDA.STILWT2.CITY_STILWTTP.GRDA.CITYTAP2.69.69 | 1 | CITYTAP2 69.000 | 512624 | STILWTP2 69.000 | 512662 | 69
GRDA | TOPOLOGY%GRDA%GRDA%8556%A | Stillwater GRDA - Stillwater Ferguson 69 kV | Line | GRDA.STILWT2.8556.GRDA.FERGUS2.69.69 | 1 | STILWTP2 69.000 | 512662 | FERGUSN2 69.000 | 512664 | 69
GRDA | TOPOLOGY%GRDA%GRDA%INDUST_NORTHTP%A | Stillwater INdustrial - Stillwater Northtap 69kV | Line | GRDA.INDUSTL2.INDUST_NORTHTP.GRDA.NORTHGRD.69.69 | 1 | NORTHTP2 69.000 | 512732 | INDUSTL2 69.000 | 512733 | 69
GRDA | TOPOLOGY%AECI%AECI%8408%A | Stillwater Kinzie - Stillwater Northtap 138 kV | Line | GRDA.NORTHTAP.8408.GRDA.KINZEG1.138.138 | 1 | KINZEGR4 138.00 | 512710 | NORTHTP4 138.00 | 512731 | 138
GRDA | TOPOLOGY%GRDA%GRDA%FERGSN_NORTHTP%A | Stillwater Northtap - Stillwater Ferguson 69kV | Line | GRDA.NORTHGRD.FERGSN_NORTHTP.GRDA.FERGUS2.69.69 | 1 | FERGUSN2 69.000 | 512664 | NORTHTP2 69.000 | 512732 | 69
GRDA | TOPOLOGY%GRDA%GRDA%8459_TIE2%A | Stillwell City GRDA - Stillwell AECI Tie #2 69 kV | Line | GRDA.STLWLGR.8459_TIE2.AECI.STILWE1.69.69 |  | STLWLGR2 69.000 | 512721 | STLWELL 13.800 | 512819 | 69
GRDA | TOPOLOGY%AECI%AECI%8459%A | Stilwell AECI - Stilwell City 69 kV | Line | GRDA.STLWLGR.8459.AECI.STILWE1.69.69 | 1 | 2STILWEL 69.000 | 300983 | STLWLGR2 69.000 | 512721 | 69
GRDA | TOPOLOGY%AECI%AECI%STROUD_STROUDC%A | Stroud - Stroud City 69 kV | Line | AECI.STROUDC.STROUD_STROUDC.AECI.STROUD.69.69 | 1 | 2STROUD 69.000 | 300847 | STROUDC2 69.000 | 512706 | 69
GRDA | TOPOLOGY%GRDA%GRDA%8477%A | Tahlequah - Qualls Tap AECI 69 kV | Line | GRDA.TAHLQH5.8477.AECI.QUALSTP.69.69 |  | 2QUALSTP 69.000 | 300967 | TAHLQH 2 69.000 | 512647 | 69
GRDA | TOPOLOGY%GRDA%GRDA%8455%A | Tahlequah - Tahlequah City 69 kV (22) | Line | GRDA.TAH22CT2.8455.GRDA.TAHLQH5.69.69 | 1 | TAHLQH 2 69.000 | 512647 | TAH22CT2 69.000 | 512822 | 69
GRDA | TOPOLOGY%GRDA%GRDA%8455%A | Tahlequah - Tahlequah City 69 kV (33) | Line | GRDA.TAH33CT2.TAHLQH_TAH33CT.GRDA.TAHLQH5.69.69 | 1 | TAHLQH 2 69.000 | 512647 | TAH33CT2 69.000 | 512823 | 69
GRDA | TOPOLOGY%GRDA%GRDA%TAH22C_TAH14CT%A | Tahlequah City #1 - Tahlequah City #2 69 kV | Line | GRDA.TAH22CT2.TAH22C_TAH14CT.GRDA.TAH14CT2.69.69 | 1 | TAH22CT2 69.000 | 512822 | TAH14CT2 69.000 | 512824 | 69
GRDA | TOPOLOGY%AECI%AECI%TAHL_TAH14CT2%A | Tahlequah City #1 - Tahlequah West 69 kV | Line | AECI.TAHLEQUA.TAHL_TAH14CT2.GRDA.TAH14CT2.69.69 | 1 | 2TAHLEQAW 69.000 | 300971 | TAH14CT2 69.000 | 512824 | 69
GRDA | TOPOLOGY%AECI%AECI%TITANTAHLQ69_1%A | Titanic Tap - Tahlequah 69 kV | Line | AECI.TITANTP.TITANTAHLQ69_1.GRDA.TAHLQH5.69.69 | 1 | 2TITANTP 69.000 | 300986 | TAHLQH 2 69.000 | 512647 | 69
GRDA | TOPOLOGY%GRDA%GRDA%TONN_SILO%A | Tonnece - Siloam 161kV | Line | GRDA.TONNECE.TONN_SILO.GRDA.SILOAM.161.161 | 1 | TONECE5 161.00 | 512751 | SILMCTY5 161.00 | 512643 | 161
GRDA | TOPOLOGY%AECI%AECI%UNARCO_SWAG%A | Unarco - Wagoner AECI 69 kV | Line | AECI.SWAGONR.UNARCO_SWAG.GRDA.UNARCO.69.69 | 1 | 2SWAGONR 69.000 | 300970 | UNARCO 2 69.000 | 512828 | 69
GRDA | TOPOLOGY%GRDA%GRDA%VINITA_NEO%A | Vinita Neo - Vinita Neo Tap 69 kV | Line | GRDA.VINEOTP.VINITA_NEO.AECI.VINI_NEO.69.69 | 1 | VINEOTP2 69.000 | 512673 | VIN NEO2 69.000 | 512677 | 69
GRDA | TOPOLOGY%AECI%AECI%8463%A | Wagoner AECI - Wagoner Tap 69 kV | Line | AECI.SWAGONR.8463.GRDA.WAGNRTP.69.69 | 1 | 2SWAGONR 69.000 | 300970 | WAGNRTP2 69.000 | 512690 | 69
GRDA | TOPOLOGY%AECI%AECI%WAGONR_WHITETP%A | Wagoner Tap - Whitehorn Tap 69 kV | Line | AECI.WHITETAP.WAGONR_WHITETP.GRDA.WAGNRTP.69.69 | 1 | 2WHITETP 69.000 | 300973 | WAGNRTP2 69.000 | 512690 | 69
GRDA | TOPOLOGY%AECI%AECI%RAMONP_WALMART%A | Walmart - Walmart Tap 69 kV | Line | LINE.NOT.IN.EMS.CANT.999.999 | 1 | WMARTTP2 69.000 | 512670 | WALMART2 69.000 | 512682 | 69
GRDA | TOPOLOGY%AECI%AECI%WATTSKANSA69_1%A | Watts - Kansas 69 kV | Line | AECI.WATTS.WATTSKANSA69_1.GRDA.KANSAS2.69.69 | 1 | 2WATTS 69.000 | 300987 | KANSAS 2 69.000 | 512715 | 69
GRE | TOPOLOGY%GRE%GRE%PENNOGRANI69_1%1 | Pennock GRE - Granite Falls 69 kV | Line | GRE.PENNOCK.PENNOGRANI69_1.WAUE.GRANITF.69.69 | 1 | GRE-PNNCKTP869.000 | 617911 | GRANITF8 69.000 | 652298 | 69
INDN | TOPOLOGY%INDN%INDN%BLUE_M_ECKLE_1%1 | Blue Mills - Eckles 161 kV | Line | KCPL.BLUE_MIL.BLUE_M_ECKLE_1.INDN.ECKLES.161.161 | 1 | BLUMILS5 161.00 | 543004 | ECKLES-161 161.00 | 548808 | 161
INDN | TOPOLOGY%INDN%INDN%BLUE_M_SUB_A_1%1 | Blue Mills - Sub A 161 kV | Line | KCPL.BLUE_MIL.BLUE_M_SUB_A_1.INDN.SUB_A.161.161 | 1 | BLUMILS5 161.00 | 543004 | BLUVLY-161 161.00 | 548807 | 161
INDN | TOPOLOGY%MPS%MPS%BLUE_SUBN%A | Blue Ridge Mall - Sub N 69 kV | Line | MPS.BRMALL.BLUE_SUBN.INDN.SUB_N.69.69 | 1 | BRMALL 2 69.000 | 541283 | SUB N 69.000 | 548821 | 69
INDN | TOPOLOGY%KCPL%KCPL%BLUE_V_SUBN%1 | Blue Valley - Sub N 161 kV | Line | INDN.SUB_N.BLUE_V_SUBN.KCPL.BLUE_VLY.161.161 | 1 | BLUEVLY5 161.00 | 543000 | SUB N-161 161.00 | 548820 | 161
INDN | TOPOLOGY%KCPL%KCPL%COURTN_SUB_H_1%1 | Courtney - Sub H 69 kV | Line | INDN.SUB_H.COURTN_SUB_H_1.KCPL.COURTNY.69.69 | 1 | COURTNY2 69.000 | 543085 | SUB H 69.000 | 548802 | 69
INDN | TOPOLOGY%INDN%INDN%ECKLE__PITTSV1%1 | Eckles - Levasy 161 kV | Line | AECI.5LEVASY.ECKLE__PITTSV1.INDN.ECKLES.161.161 | 1 | 5LEVASY 161.00 | 300320 | ECKLES-161 161.00 | 548808 | 161
INDN | TOPOLOGY%INDN%INDN%ECKLE__MO_CIT1%1 | Eckles - Missouri City 161 kV | Line | AECI.MO_CITY.ECKLE__MO_CIT1.INDN.ECKLES.161.161 | 1 | 5MOCITY 161.00 | 300098 | ECKLES-161 161.00 | 548808 | 161
INDN | TOPOLOGY%INDN%INDN%ECKLE__SIBLEY1%A | Eckles - Sibley 161 kV | Line | MPS.SIBLEY.ECKLE__SIBLEY1.INDN.ECKLES.161.161 | 1 | SIBLEYPL 161.00 | 541250 | ECKLES-161 161.00 | 548808 | 161
INDN | TOPOLOGY%KCPL%KCPL%HAWTHO_SUB_F_1%1 | Hawthorn - Sub F 69 kV | Line | INDN.SUB_F.HAWTHO_SUB_F_1.KCPL.HAWTHORN.69.69 | 1 | HAWTH 2 69.000 | 543080 | SUB F 69.000 | 548803 | 69
INDN | TOPOLOGY%INDN%INDN%HAWTHO_SUB_M_1%A | Hawthorn - Sub M 161 kV | Line | KCPL.HAWTHORN.HAWTHO_SUB_M_1.INDN.SUB_M.161.161 | 1 | HAWTHRN_5 161.00 | 542973 | SUB M-161 161.00 | 548814 | 161
INDN | TOPOLOGY%INDN%INDN%LK_C_J_SUB_A_1%1 | Lake City Sub J - Sub A 69 kV | Line | INDN.SUB_A.LK_C_J_SUB_A_1.KCPL.LK_C_J.69.69 | 1 | LAKCTYJ2 69.000 | 543087 | BLUVLY 69.000 | 548806 | 69
INDN | TOPOLOGY%INDN%INDN%SHRNKR_SUBI__1%1 | Shrank Rd Junction - Sub I 69 kV | Line | INDN.SUBI.SHRNKR_SUBI__1.INDN.SHRNKRD.69.69 | 1 | SUB I 69.000 | 548800 | SHRNKRD 69.000 | 548809 | 69
INDN | TOPOLOGY%INDN%INDN%SHRNKR_SUB_M_1%A | Shrank Rd Junction - Sub M 69 kV | Line | INDN.SUB_M.SHRNKR_SUB_M_1.INDN.SHRNKRD.69.69 | 1 | SHRNKRD 69.000 | 548809 | SUB M 69.000 | 548815 | 69
INDN | TOPOLOGY%INDN%INDN%SUBR_SHRNKD%A | Shrank Rd Junction - Sub R 69 kV | Line | INDN.SHRNKRD.SUBR_SHRNKD.INDN.SUB_R.69.69 | 1 | SHRNKRD 69.000 | 548809 | SUB R 69.000 | 548830 | 69
INDN | TOPOLOGY%INDN%INDN%SUB_C__SRJ%A | Sterling Rd Junction - Sub C 69 kV | Line | INDN.SUB_C.SUB_C__SRJ.INDN.SRJ.69.69 | 1 | SUB C 69.000 | 548825 | STRLNGRD 69.000 | 548826 | 69
INDN | TOPOLOGY%INDN%INDN%SUB_E__SRJ%A | Sterling Rd Junction - Sub E 69 kV | Line | INDN.SRJ.SUB_E__SRJ.INDN.SUB_E.69.69 | 1 | SUB E 69.000 | 548804 | STRLNGRD 69.000 | 548826 | 69
INDN | TOPOLOGY%INDN%INDN%SUB_N__SRJ%A | Sterling Rd Junction - Sub N 69 kV | Line | INDN.SUB_N.SUB_N__SRJ.INDN.SRJ.69.69 | 1 | SUB N 69.000 | 548821 | STRLNGRD 69.000 | 548826 | 69
INDN | TOPOLOGY%INDN%INDN%SUB_A__SUBB__1%1 | Sub A - Sub B 69 kV | Line | INDN.SUB_A.SUB_A__SUBB__1.INDN.SUBB.69.69 | 1 | BLUVLY 69.000 | 548806 | SUB B 69.000 | 548810 | 69
INDN | TOPOLOGY%INDN%INDN%SUB_A__SUB_H_1%1 | Sub A - Sub H 69 kV | Line | INDN.SUB_A.SUB_A__SUB_H_1.INDN.SUB_H.69.69 | 1 | SUB H 69.000 | 548802 | BLUVLY 69.000 | 548806 | 69
INDN | TOPOLOGY%INDN%INDN%SUBA__SUBJ__1%A | Sub A - Sub J 69 kV | Line | INDN.SUB_A.SUBA__SUBJ__1.INDN.SUBJ.69.69 | 1 | BLUVLY 69.000 | 548806 | SUB J 69.000 | 548811 | 69
INDN | TOPOLOGY%INDN%INDN%SUB_A__SUBK__1%1 | Sub A - Sub K 69 kV | Line | INDN.SUB_A.SUB_A__SUBK__1.INDN.SUBK.69.69 | 1 | SUB K 69.000 | 548801 | BLUVLY 69.000 | 548806 | 69
INDN | TOPOLOGY%INDN%INDN%SUBM__SUBA%A | Sub A - Sub M 161kV | Line | INDN.SUB_A.SUBM__SUBA.INDN.SUB_M.161.161 | 1 | BLUVLY-161 161.00 | 548807 | SUB M-161 161.00 | 548814 | 161
INDN | TOPOLOGY%INDN%INDN%SUB_A__SUB_P%B | Sub A - Sub P 69 kV | Line | INDN.SUB_A.SUB_A__SUB_P.INDN.SUB_P.69.69 | 1 | BLUVLY 69.000 | 548806 | SUB P 69.000 | 548827 | 69
INDN | TOPOLOGY%INDN%INDN%SUBB___SUBJ__1%1 | Sub B - Sub J 69 kV | Line | INDN.SUBB.SUBB___SUBJ__1.INDN.SUBJ.69.69 | 1 | SUB B 69.000 | 548810 | SUB J 69.000 | 548811 | 69
INDN | TOPOLOGY%INDN%INDN%SUB_C__SUBI%1 | Sub C - Sub I 69 kV | Line | INDN.SUB_C.SUB_C__SUBI.INDN.SUBI.69.69 | 1 | SUB I 69.000 | 548800 | SUB C 69.000 | 548825 | 69
INDN | TOPOLOGY%INDN%INDN%SUB_E__SUB_N_1%1 | Sub E - Sub N 69 kV | Line | INDN.SUB_N.SUB_E__SUB_N_1.INDN.SUB_E.69.69 | 1 | SUB E 69.000 | 548804 | SUB N 69.000 | 548821 | 69
INDN | TOPOLOGY%INDN%INDN%SUB_F_SUB_E%A | Sub F - Sub E 69kV | Line | INDN.SUB_F.SUB_F_SUB_E.INDN.SUB_E.69.69 | 1 | SUB F 69.000 | 548803 | SUB E 69.000 | 548804 | 69
INDN | TOPOLOGY%KCPL%KCPL%SUB_F__SUGR_C1%1 | Sub F - Sugar Creek 69 kV | Line | INDN.SUB_F.SUB_F__SUGR_C1.KCPL.SUGR_CRK.69.69 | 1 | SUGRCRK2 69.000 | 543089 | SUB F 69.000 | 548803 | 69
INDN | TOPOLOGY%INDN%INDN%SUB_H__SUB_M_1%A | Sub H - Sub M 69 kV | Line | INDN.SUB_M.SUB_H__SUB_M_1.INDN.SUB_H.69.69 | 1 | SUB H 69.000 | 548802 | SUB M 69.000 | 548815 | 69
INDN | TOPOLOGY%KCPL%KCPL%SUB_H__SUGR_C1%1 | Sub H - Sugar Creek 69 kV | Line | INDN.SUB_H.SUB_H__SUGR_C1.KCPL.SUGR_CRK.69.69 | 1 | SUGRCRK2 69.000 | 543089 | SUB H 69.000 | 548802 | 69
INDN | TOPOLOGY%INDN%INDN%SUB_P__SUBI%1 | Sub I - Sub P 69 kV | Line | INDN.SUB_P.SUB_P__SUBI.INDN.SUBI.69.69 | 1 | SUB I 69.000 | 548800 | SUB P 69.000 | 548827 | 69
INDN | TOPOLOGY%INDN%INDN%SUBM__SUBJ_1%1 | Sub J - Sub M 69 kV | Line | INDN.SUB_M.SUBM__SUBJ_1.INDN.SUBJ.69.69 | 1 | SUB J 69.000 | 548811 | SUB M 69.000 | 548815 | 69
INDN | TOPOLOGY%INDN%INDN%SUBR_SUBK%A | Sub K - Sub R 69 kV | Line | INDN.SUBK.SUBR_SUBK.INDN.SUB_R.69.69 | 1 | SUB K 69.000 | 548801 | SUB R 69.000 | 548830 | 69
KACY | TOPOLOGY%KACY%KACY%11267%A | Armourdale - Barber 161 kV | Line | KACY.ARMDALE.11267.KACY.BARBER.161.161 | 1 | BARBER 5 161.00 | 546651 | ARMDALE5 161.00 | 546661 | 161
KACY | TOPOLOGY%KACY%KACY%11281%A | Armourdale - Center City 161 kV | Line | KACY.ARMDALE.11281.KACY.CTRCTY.161.161 | 1 | CTR CTY5 161.00 | 546659 | ARMDALE5 161.00 | 546661 | 161
KACY | TOPOLOGY%KACY%KACY%MUNCIE5_ARMDAL%A | Armourdale - Muncie Tap 161 kV | Line | KACY.MUNCIE5.MUNCIE5_ARMDAL.KACY.ARMDALE.161.161 | 1 | muncie |  | armdale |  | 161
KACY | TOPOLOGY%KACY%KACY%11294%A | Barber - Fisher KACY 69 kV | Line | KACY.BARBER.11294.KACY.FISHER3.69.69 | 1 | FISHER 2 69.000 | 546679 | BARBER 2 69.000 | 546691 | 69
KACY | TOPOLOGY%KACY%KACY%11266%A | Barber - Gibbs 161 kV | Line | KACY.GIBBS.11266.KACY.BARBER.161.161 | 1 | BARBER 5 161.00 | 546651 | GIBBS 5 161.00 | 546658 | 161
KACY | TOPOLOGY%KACY%KACY%11292%A | Barber - Kaw 69 kV | Line | KACY.KAW.11292.KACY.BARBER.69.69 | 1 | KAW 2 69.000 | 546678 | BARBER 2 69.000 | 546691 | 69
KACY | TOPOLOGY%KACY%KACY%BARBER_SHAWNE1%1 | Barber - Shawnee KCPL 161 kV | Line | KCPL.SHAWNEE.BARBER_SHAWNE1.KACY.BARBER.161.161 | 1 | SHAWNEE5 161.00 | 543041 | BARBER 5 161.00 | 546651 | 161
KACY | TOPOLOGY%KACY%KACY%BARBER_TERRAC1%1 | Barber - Terrace 161 kV | Line | KCPL.TERRACE.BARBER_TERRAC1.KACY.BARBER.161.161 | 1 | TERRACE5 161.00 | 542991 | BARBER 5 161.00 | 546651 | 161
KACY | TOPOLOGY%KACY%KACY%11282%A | Center City - Fairfax 161 kV | Line | KACY.CTRCTY.11282.KACY.FAIRFA2.161.161 | 1 | CTR CTY5 161.00 | 546659 | FAIRFX-5 161.00 | 546667 | 161
KACY | TOPOLOGY%KACY%KACY%MUNCIE5_CTRCTY%A | Center City - Muncie Tap 161 kV | Line | KACY.MUNCIE5.MUNCIE5_CTRCTY.KACY.CTRCTY.161.161 | 1 | muncie |  | center |  | 161
KACY | TOPOLOGY%KACY%KACY%11291%A | Col Pal - Kaw 69 kV | Line | KACY.KAW.11291.KACY.COLPAL.69.69 | 1 | KAW 2 69.000 | 546678 | COL PAL2 69.000 | 546687 | 69
KACY | TOPOLOGY%KACY%KACY%11297%A | Col Pal - Muncie 69 kV | Line | KACY.MUNCIE2.11297.KACY.COLPAL.69.69 | 1 | MUNCIE 2 69.000 | 546681 | COL PAL2 69.000 | 546687 | 69
KACY | TOPOLOGY%KACY%KACY%11270%A | East Fairfax - Quindaro 161 kV | Line | KACY.QUIND1.11270.KACY.GMPLT.161.161 | 1 | QUIND 5 161.00 | 546652 | GM PLT 5 161.00 | 546663 | 161
KACY | TOPOLOGY%KACY%KACY%10275%A | Edwardsville - Metro 161 kV | Line | WR.EDWV.10275.KACY.METROPOL.161.161 | 1 | EDWRDVL5 161.00 | 532912 | METRO 5 161.00 | 546742 | 161
KACY | TOPOLOGY%KACY%KACY%11290%A | Everett - Kaw 69 kV | Line | KACY.EVERETT.11290.KACY.KAW.69.69 | 1 | KAW 2 69.000 | 546678 | EVERETT2 69.000 | 546682 | 69
KACY | TOPOLOGY%KACY%KACY%EVERET_QUIND_1%A | Everett - Quindaro 69 kV | Line | KACY.EVERETT.EVERET_QUIND_1.KACY.QUIND1.69.69 | 1 | EVERETT2 69.000 | 546682 | QUINDC 2 69.000 | 546695 | 69
KACY | TOPOLOGY%KACY%KACY%FIBGLAS5_FAIRF%A | Fairfax - Fiberglass 161kV | Line | KACY.FIBGLAS5.FIBGLAS5_FAIRF.KACY.FAIRFA2.161.161 | 1 | FAIRFX-5 161.00 | 546667 | FIBGLAS5 161.00 | 546684 | 161
KACY | TOPOLOGY%KACY%KACY%FIBGLAS5_GMPLT%A | Fiberglass - General Motors Plant 161 kV | Line | KACY.FIBGLAS5.FIBGLAS5_GMPLT.KACY.GMPLT.161.161 | 1 | GM PLT 5 161.00 | 546663 | FIBGLAS5 161.00 | 546684 | 161
KACY | TOPOLOGY%KACY%KACY%11293%A | Fisher KACY - Mill Street 69 kV | Line | KACY.PROLER.11293.KACY.FISHER3.69.69 | 1 | FISHER 2 69.000 | 546679 | MILLST 2 69.000 | 546680 | 69
KACY | TOPOLOGY%KACY%KACY%11280%A | Gibbs - Turner Road Substation 161 kV | Line | KACY.GIBBS.11280.KACY.TURNER1.161.161 | 1 | GIBBS 5 161.00 | 546658 | TURNER 5 161.00 | 546665 | 161
KACY | TOPOLOGY%KACY%KACY%11286A%A | Griffin Wheel - Gw Tap 1 69 kV | Line | KACY.GWTAP1.11286A.KACY.GRWHL.69.69 | 1 | GR WHL 2 69.000 | 546673 | GW TAP 1 69.000 | 546675 | 69
KACY | TOPOLOGY%KACY%KACY%11286B%A | Gw Tap 1 - Gw Tap 2 69 kV | Line | KACY.GWTAP1.11286B.KACY.GWTAP2.69.69 | 1 | GW TAP 1 69.000 | 546675 | GW TAP 2 69.000 | 546676 | 69
KACY | TOPOLOGY%KACY%KACY%11286%A | Gw Tap 1 - Kaw West 69 kV | Line | KACY.GWTAP1.11286.KACY.KAWW1.69.69 | 1 | GW TAP 1 69.000 | 546675 | KAW WST2 69.000 | 546690 | 69
KACY | TOPOLOGY%KACY%KACY%11284%A | Gw Tap 2 - Morris KACY 69 kV | Line | KACY.GWTAP2.11284.KACY.MORRIS5.69.69 | 1 | MORRIS 2 69.000 | 546672 | GW TAP 2 69.000 | 546676 | 69
KACY | TOPOLOGY%KACY%KACY%11284B%A | Gw Tap 2 - Oak Knoll 69 kV | Line | KACY.OAKKNOL.11284B.KACY.GWTAP2.69.69 | 1 | OAK KNOL 69.000 | 546670 | GW TAP 2 69.000 | 546676 | 69
KACY | TOPOLOGY%KACY%KACY%11287%A | Kaw - Speaker 69 kV | Line | KACY.KAW.11287.KACY.SPEAKER.69.69 | 1 | SPEAKER2 69.000 | 546674 | KAW 2 69.000 | 546678 | 69
KACY | TOPOLOGY%KACY%KACY%11277%A | Kaw West - Metro 161 kV | Line | KACY.KAWW1.11277.KACY.METROPOL.161.161 | 1 | KAW W 5 161.00 | 546655 | METRO 5 161.00 | 546742 | 161
KACY | TOPOLOGY%KACY%KACY%11285%A | Kaw West - Morris KACY 69 kV | Line | KACY.MORRIS5.11285.KACY.KAWW1.69.69 | 1 | MORRIS 2 69.000 | 546672 | KAW WST2 69.000 | 546690 | 69
KACY | TOPOLOGY%KACY%KACY%11288%A | Kaw West - Speaker 69 kV | Line | KACY.KAWW1.11288.KACY.SPEAKER.69.69 | 1 | SPEAKER2 69.000 | 546674 | KAW WST2 69.000 | 546690 | 69
KACY | TOPOLOGY%KACY%KACY%11274%A | Kaw West - Sunset KACY 161 kV | Line | KACY.SUNSET4.11274.KACY.KAWW1.161.161 | 1 | SUNSET 5 161.00 | 546654 | KAW W 5 161.00 | 546655 | 161
KACY | TOPOLOGY%KACY%KACY%11275%A | Kaw West - Turner Road Substation 161 kV | Line | KACY.TURNER1.11275.KACY.KAWW1.161.161 | 1 | KAW W 5 161.00 | 546655 | TURNER 5 161.00 | 546665 | 161
KACY | TOPOLOGY%KACY%KACY%11296%A | Levee KACY - Muncie 69 kV | Line | KACY.LEVEE_KA.11296.KACY.MUNCIE2.69.69 | 1 | MUNCIE 2 69.000 | 546681 | LEVEE 2 69.000 | 546686 | 69
KACY | TOPOLOGY%KACY%KACY%11301%B | Levee KACY - Quindaro 69 kV | Line | KACY.QUIND1.11301.KACY.LEVEE_KA.69.69 | 1 | QUINDB 2 69.000 | 546694 | LEVEE 2 69.000 | 546686 | 69
KACY | TOPOLOGY%KACY%KACY%11279%B | Maysoth - Maywood 161 kV | Line | KACY.MAYWD_S.11279.KACY.MAYWOOD.161.161 | 1 | MAYWOOD5 161.00 | 546656 | MAYSOTH5 161.00 | 546722 | 161
KACY | TOPOLOGY%KACY%KACY%11279%A | Maysoth - Metro 161 kV | Line | KACY.MAYWD_S.11279.KACY.METROPOL.161.161 | 1 | MAYSOTH5 161.00 | 546722 | METRO 5 161.00 | 546742 | 161
KACY | TOPOLOGY%KACY%KACY%PIPER5_MAYWD_1%A | Maysoth - Piper 161 kV | Line | KACY.MAYWD_S.PIPER5_MAYWD_1.KACY.PIPER5.161.161 | 1 | PIPER 5 161.00 | 546668 | MAYSOTH5 161.00 | 546722 | 161
KACY | TOPOLOGY%KACY%KACY%11273%A | Maywood - Nearman 161 kV | Line | KACY.NEARMAN.11273.KACY.MAYWOOD.161.161 | 1 | NEARMAN5 161.00 | 546653 | MAYWOOD5 161.00 | 546656 | 161
KACY | TOPOLOGY%KACY%KACY%11284%B | Maywood - Oak Knoll 69 kV | Line | KACY.OAKKNOL.11284.KACY.MAYWOOD.69.69 | 1 | OAK KNOL 69.000 | 546670 | MAYWOOD2 69.000 | 546677 | 69
KACY | TOPOLOGY%KACY%KACY%11289%A | Maywood - V West 69 kV | Line | KACY.MAYWOOD.11289.KACY.VWEST.69.69 | 1 | MAYWOOD2 69.000 | 546677 | V WEST2 69.000 | 546693 | 69
KACY | TOPOLOGY%KACY%KACY%WOLCOTT_MAYWD%A | Maywood - Wolcott 161 kV | Line | KACY.MAYWOOD.WOLCOTT_MAYWD.KCPL.WOLCOTT.161.161 | 1 | MAYWOOD5 161.00 | 546656 | WOLCOTT5 161.00 | 546669 | 161
KACY | TOPOLOGY%KACY%KACY%GRNWOO_METROP1%1 | Metro - Shawnee Mission 161 kV | Line | KCPL.GRNWOOD.GRNWOO_METROP1.KACY.METROPOL.161.161 | 1 | SHWNMSN5 161.00 | 543031 | METRO 5 161.00 | 546742 | 161
KACY | TOPOLOGY%KACY%KACY%11295%A | Mill Street - Muncie 69 kV | Line | KACY.PROLER.11295.KACY.MUNCIE2.69.69 | 1 | MILLST 2 69.000 | 546680 | MUNCIE 2 69.000 | 546681 | 69
KACY | TOPOLOGY%KACY%KACY%11269%A | Nearman - Quindaro 161 kV | Line | KACY.QUIND1.11269.KACY.NEARMAN.161.161 | 1 | QUIND 5 161.00 | 546652 | NEARMAN5 161.00 | 546653 | 161
KACY | TOPOLOGY%KACY%KACY%11272%A | Nearman - Sunset KACY 161 kV | Line | KACY.NEARMAN.11272.KACY.SUNSET4.161.161 | 1 | NEARMAN5 161.00 | 546653 | SUNSET 5 161.00 | 546654 | 161
KACY | TOPOLOGY%KACY%KACY%11302%A | Quindaro - V West 69 kV | Line | KACY.VWEST.11302.KACY.QUIND1.69.69 | 1 | V WEST2 69.000 | 546693 | QUINDC 2 69.000 | 546695 | 69
KACY | TOPOLOGY%CO%CO%LINE%LN | Quindaro B - Quindaro C 69 kV | Line | LINE.NOT.IN.EMS.CANT.999.999 | 1 | QUINDB 2 69.000 | 546694 | QUINDC 2 69.000 | 546695 | 69
KACY | TOPOLOGY%CO%CO%LINE%LN | Quindaro C - Quindaro D 69 kV | Line | LINE.NOT.IN.EMS.CANT.999.999 | 1 | QUINDC 2 69.000 | 546695 | QUINDD 2 69.000 | 546696 | 69
KACY | TOPOLOGY%KACY%KACY%WOLCOTT_WEATHR%A | Weatherby - Wolcott 161 kV | Line | KCPL.WEATHRBY.WOLCOTT_WEATHR.KACY.WOLCOTT.161.161 | 1 | WETHRBY5 161.00 | 543017 | WOLCOTT5 161.00 | 546669 | 161
KACY | TOPOLOGY%KACY%KACY%WOLCOTT_PIPER5%A | Wolcott - Piper 161kV | Line | KACY.WOLCOTT.WOLCOTT_PIPER5.KACY.PIPER5.161.161 | 1 | PIPER 5 161.00 | 546668 | WOLCOTT5 161.00 | 546669 | 161
KCPL | TOPOLOGY%MPS%MPS%1340_J_MAYVIE1%A | 13 & 40 - Mayview Tap 69 kV | Line | KCPL.MAYVIEW.1340_J_MAYVIE1.MPS.1340_JCT.69.69 | 1 | 13&40 2 69.000 | 541266 | MAYVWTP2 69.000 | 543096 | 69
KCPL | TOPOLOGY%KCPL%KCPL%AMOCOP_MAYVIE1%1 | Amoco Pipeline - Mayview Tap 69 kV | Line | KCPL.MAYVIEW.AMOCOP_MAYVIE1.KCPL.AMOCOPL.69.69 | 1 | MAYVWTP2 69.000 | 543096 | AMOCOPL2 69.000 | 543100 | 69
KCPL | TOPOLOGY%KCPL%KCPL%WHEG_AMOCOPL%A | Amoco Pipeline - West Higginsville 69 kV | Line | KCPL.AMOCOPL.WHEG_AMOCOPL.KCPL.WHGNSVL.69.69 | 1 | AMOCOPL2 69.000 | 543100 | WHGNSVL2 69.000 | 543102 | 69
KCPL | TOPOLOGY%KCPL%KCPL%ANTIOC_OXFORD1%1 | Antioch KCPL - Oxford KCPL 161 kV | Line | KCPL.OXFORD.ANTIOC_OXFORD1.KCPL.ANTIOCH.161.161 | 1 | OXFORD 5 161.00 | 543046 | ANTIOCH5 161.00 | 543050 | 161
KCPL | TOPOLOGY%KCPL%KCPL%ANTIOC_STILWE1%1 | Antioch KCPL - Stilwell KCPL 161 kV | Line | KCPL.STILWELL.ANTIOC_STILWE1.KCPL.ANTIOCH.161.161 | 1 | STILWEL5 161.00 | 542969 | ANTIOCH5 161.00 | 543050 | 161
KCPL | TOPOLOGY%MPS%MPS%ARCHIE_MONTRO1%1 | Archie - Montrose 161 kV | Line | MPS.ARCHIE.ARCHIE_MONTRO1.KCPL.MONTROSE.161.161 | 1 | ARCHIE 5 161.00 | 541207 | MONTROS5 161.00 | 542995 | 161
KCPL | TOPOLOGY%KCPL%KCPL%AVONDA_GLDSTO1%1 | Avondale - Gladstone 161 kV | Line | KCPL.AVONDALE.AVONDA_GLDSTO1.KCPL.GLDSTONE.161.161 | 1 | AVONDAL5 161.00 | 543015 | GLADSTN5 161.00 | 543016 | 161
KCPL | TOPOLOGY%KCPL%KCPL%AVONDA_NKC___1%1 | Avondale - North Kansas City 161 kV | Line | KCPL.AVONDALE.AVONDA_NKC___1.KCPL.NKC.161.161 | 1 | AVONDAL5 161.00 | 543015 | NKANCTY5 161.00 | 543018 | 161
KCPL | TOPOLOGY%KCPL%KCPL%AVONDA_RANDOL1%1 | Avondale - Randolph 161 kV | Line | KCPL.AVONDALE.AVONDA_RANDOL1.KCPL.RANDOLP3.161.161 | 1 | AVONDAL5 161.00 | 543015 | RANDLPH5 161.00 | 543027 | 161
KCPL | TOPOLOGY%KCPL%KCPL%BARRY__LINE_C1%1 | Barry - Line Creek 161 kV | Line | KCPL.LINE_CRK.BARRY__LINE_C1.KCPL.BARRY.161.161 | 1 | BARRY 5 161.00 | 543019 | LINECRK5 161.00 | 543025 | 161
KCPL | TOPOLOGY%MPS%MPS%BARRY__ROANRD1%A | Barry - Roanridge 161 kV | Line | MPS.ROANRDGE.BARRY__ROANRD1.KCPL.BARRY.161.161 | 1 | RNRIDGE5 161.00 | 541230 | BARRY 5 161.00 | 543019 | 161
KCPL | TOPOLOGY%KCPL%KCPL%BENDIX_SOUTHT1%1 | Bendix - Southtown KCPL 161 kV | Line | KCPL.BENDIX.BENDIX_SOUTHT1.KCPL.SOUTHTWN.161.161 | 1 | BENDIX 5 161.00 | 542992 | STHTOWN5 161.00 | 542993 | 161
KCPL | TOPOLOGY%KCPL%KCPL%BENDIX_TOMAHA1%1 | Bendix - Tomahawk 161 kV | Line | KCPL.BENDIX.BENDIX_TOMAHA1.KCPL.TOMAHAWK.161.161 | 1 | BENDIX 5 161.00 | 542992 | TOMHAWK5 161.00 | 543035 | 161
KCPL | TOPOLOGY%KCPL%KCPL%CLAYCO_T_BRMG1%1 | Birmingham - Claycomo #2 161 kV | Line | KCPL.T_BRMGHM.CLAYCO_T_BRMG1.KCPL.CLAYCOMO.161.161 | 1 | BRMGHAM5 161.00 | 543020 | CLAYCM25 161.00 | 543023 | 161
KCPL | TOPOLOGY%KCPL%KCPL%HAWTHO_T_BRMG1%1 | Birmingham - Hawthorn 161 kV | Line | KCPL.HAWTHORN.HAWTHO_T_BRMG1.KCPL.T_BRMGHM.161.161 | 1 | HAWTHRN_5 161.00 | 542973 | BRMGHAM5 161.00 | 543020 | 161
KCPL | TOPOLOGY%MPS%MPS%MO_CIT_T_BRMG1%A | Birmingham - Liberty South MPS 161 kV | Line | KCPL.T_BRMGHM.MO_CIT_T_BRMG1.MPS.LBRTYST5.161.161 | 1 | LBRTYST5 161.00 | 541248 | BRMGHAM5 161.00 | 543020 | 161
KCPL | TOPOLOGY%KCPL%KCPL%BLUE_S_LK_C_K1%1 | Blue Springs - Lake City 69 kV | Line | KCPL.LK_C_K.BLUE_S_LK_C_K1.KCPL.BLUE_SPR.69.69 | 1 | BLUSPRG2 69.000 | 543088 | LAKCTY 2 69.000 | 543092 | 69
KCPL | TOPOLOGY%KCPL%KCPL%BLUE_S_LAKE_C1%1 | Blue Springs - Lake City Sub K 69 kV | Line | KCPL.LAKE_CTY.BLUE_S_LAKE_C1.KCPL.BLUE_SPR.69.69 | 1 | BLUSPRG2 69.000 | 543088 | LAKCTYK2 69.000 | 543093 | 69
KCPL | TOPOLOGY%KCPL%KCPL%BLUE_V_HAWTHO1%1 | Blue Valley - Hawthorn 161 kV #1 | Line | KCPL.HAWTHORN.BLUE_V_HAWTHO1.KCPL.BLUE_VLY.161.161 | 1 | HAWTHRN_5 161.00 | 542973 | BLUEVLY5 161.00 | 543000 | 161
KCPL | TOPOLOGY%KCPL%KCPL%GST____HAWTHO1%1 | Blue Valley - Hawthorn 161 kV #2 | Line | KCPL.HAWTHORN.GST____HAWTHO1.KCPL.BLUE_VLY.161.161 | 2 | HAWTHRN_5 161.00 | 542973 | BLUEVLY5 161.00 | 543000 | 161
KCPL | TOPOLOGY%KCPL%KCPL%BRKRID_OVRLD_1%1 | Brookridge - Overland Park 161 kV | Line | KCPL.BRKRIDGE.BRKRID_OVRLD_1.KCPL.OVRLD_PK.161.161 | 1 | BRKRIDG5 161.00 | 543033 | OVERLPK5 161.00 | 543047 | 161
KCPL | TOPOLOGY%KCPL%KCPL%BRKRID_RILEY_1%1 | Brookridge - Riley 161 kV | Line | KCPL.BRKRIDGE.BRKRID_RILEY_1.KCPL.RILEY.161.161 | 1 | BRKRIDG5 161.00 | 543033 | RILEY 5 161.00 | 543051 | 161
KCPL | TOPOLOGY%KCPL%KCPL%BRUNSW_CARROL1%1 | Brunswick - Carrollton 161 kV | Line | KCPL.BRUNSWC2.BRUNSW_CARROL1.KCPL.CARROLTN.161.161 | 1 | CAROLTN5 161.00 | 543060 | BRUNSWK5 161.00 | 543061 | 161
KCPL | TOPOLOGY%KCPL%KCPL%BRUNSW_SALISB1%1 | Brunswick - Salisbury 161 kV | Line | KCPL.BRUNSWC2.BRUNSW_SALISB1.KCPL.SALISBRY.161.161 | 1 | BRUNSWK5 161.00 | 543061 | SALSBRY5 161.00 | 543062 | 161
KCPL | TOPOLOGY%KCPL%KCPL%BUCYRU_NLOUI_1%A | Bucyrus - North Louisburg 161 kV | Line | KCPL.NLOUISB5.BUCYRU_NLOUI_1.KCPL.BUCYRUS.161.161 | 1 | BUCYRUS5 161.00 | 543057 | NLOUISB5 161.00 | 543058 | 161
KCPL | TOPOLOGY%KCPL%KCPL%STILWE_BUCYRU1%1 | Bucyrus - Stilwell KCPL 161 kV | Line | KCPL.BUCYRUS.STILWE_BUCYRU1.KCPL.STILWELL.161.161 | 1 | STILWEL5 161.00 | 542969 | BUCYRUS5 161.00 | 543057 | 161
KCPL | TOPOLOGY%KCPL%KCPL%BUCYRU_WAGSTA1%1 | Bucyrus - Wagstaff 161 kV | Line | KCPL.BUCYRUS.BUCYRU_WAGSTA1.KCPL.WAGSTAFF.161.161 | 1 | BUCYRUS5 161.00 | 543057 | WAGSTAF5 161.00 | 543068 | 161
KCPL | TOPOLOGY%KCPL%KCPL%WGRDNR_BULLCRK%A | Bull Creek - West Gardner 161 kV | Line | KCPL.BULLCRK5.WGRDNR_BULLCRK.KCPL.W_GARDNR.161.161 | 1 | WGARDNR5 161.00 | 542966 | BULLCRK5 161.00 | 543105 | 161
KCPL | TOPOLOGY%KCPL%KCPL%BNKR_R_LOMAVS1%1 | Bunker Ridge - Loma Vista West 161 kV | Line | KCPL.LOMAVSTA.BNKR_R_LOMAVS1.KCPL.BNKR_RDG.161.161 | 1 | LVISTAW5 161.00 | 542999 | BUNKRDG5 161.00 | 543008 | 161
KCPL | TOPOLOGY%KCPL%KCPL%BNKR_R_SOUTHT1%1 | Bunker Ridge - Southtown KCPL 161 kV | Line | KCPL.SOUTHTWN.BNKR_R_SOUTHT1.KCPL.BNKR_RDG.161.161 | 1 | STHTOWN5 161.00 | 542993 | BUNKRDG5 161.00 | 543008 | 161
KCPL | TOPOLOGY%KCPL%KCPL%MOONLG_W_GARD1%A | Burlington Northern Santa Fe Railroad - West Gardner 161 kV | Line | KCPL.W_GARDNR.MOONLG_W_GARD1.KCPL.BNSF.161.161 | 1 | WGARDNR5 161.00 | 542966 | BNSF 5 161.00 | 543132 | 161
KCPL | TOPOLOGY%KCPL%KCPL%BNSF_MOONLT%A | Burlington Northern Santa Fe RR - Moonlight KCPL 161 kV | Line | KCPL.BNSF.BNSF_MOONLT.KCPL.MOONLGHT.161.161 | 1 | BNSF 5 161.00 | 543132 | MOONLT 5 161.00 | 543044 | 161
KCPL | TOPOLOGY%KCPL%KCPL%BYPASJ_IND_WT1%1 | Bypass Junction - Independence Water 69 kV | Line | KCPL.BYPASJC.BYPASJ_IND_WT1.KCPL.IND_WTR.69.69 | 1 | BYPASJT2 69.000 | 543084 | IND WTR2 69.000 | 543086 | 69
KCPL | TOPOLOGY%MPS%MPS%BYPASJ_LBRTY_1%A | Bypass Junction - Liberty Junction 69 kV | Line | KCPL.BYPASJC.BYPASJ_LBRTY_1.MPS.LBRTYST5.69.69 | 1 | LBRTYJT2 69.000 | 543079 | BYPASJT2 69.000 | 543084 | 69
KCPL | TOPOLOGY%MPS%MPS%BYPASJ_LBRTY_1%A | Bypass Junction - Liberty South KCPL 69 kV | Line | MPS.LBRTYST5.BYPASJ_LBRTY_1.KCPL.BYPASJC.69.69 | 1 | BYPASJT2 69.000 | 543084 | LIBRTYS2 69.000 | 543095 | 69
KCPL | TOPOLOGY%KCPL%KCPL%EXSPRNG_CARR%A | Carrollton - Maurer Lake 161 kV | Line | KCPL.CARROLTN.EXSPRNG_CARR.KCPL.MAURERLK.161.161 | 1 | 5EX SPRNG 161.00 | 344558 | CAROLTN5 161.00 | 543060 | 161
KCPL | TOPOLOGY%KCPL%KCPL%CEDAR__CRAIG_1%1 | Cedar Creek - Craig KCPL 161 kV | Line | KCPL.CEDAR_CR.CEDAR__CRAIG_1.KCPL.CRAIG.161.161 | 1 | CRAIG 5 161.00 | 542978 | CEDRCRK5 161.00 | 543049 | 161
KCPL | TOPOLOGY%KCPL%KCPL%CEDAR__GRNWOO1%1 | Cedar Creek - Shawnee Mission 161 kV | Line | KCPL.CEDAR_CR.CEDAR__GRNWOO1.KCPL.GRNWOOD.161.161 | 1 | SHWNMSN5 161.00 | 543031 | CEDRCRK5 161.00 | 543049 | 161
KCPL | TOPOLOGY%KCPL%KCPL%WGRDNR_CEDAR_1%A | Cedar Creek - West Gardner 161 kV | Line | KCPL.CEDAR_CR.WGRDNR_CEDAR_1.KCPL.W_GARDNR.161.161 | 1 | WGARDNR5 161.00 | 542966 | CEDRCRK5 161.00 | 543049 | 161
KCPL | TOPOLOGY%KCPL%KCPL%W_GARD_CEDAR_1%A | Cedar Niles - West Gardner 161 kV | Line | KCPL.CEDARNL5.W_GARD_CEDAR_1.KCPL.W_GARDNR.161.161 | 1 | WGARDNR5 161.00 | 542966 | CEDARNL5 161.00 | 543054 | 161
KCPL | TOPOLOGY%KCPL%KCPL%CEMCIT_IND_WT1%1 | Cement City - Independence Water 69 kV | Line | KCPL.IND_WTR.CEMCIT_IND_WT1.KCPL.CEMCITY.69.69 | 1 | IND WTR2 69.000 | 543086 | CEMCITY2 69.000 | 543090 | 69
KCPL | TOPOLOGY%KCPL%KCPL%CENTNI_PAOLA_1%1 | Centennial KCPL - Paola 161 kV | Line | KCPL.CENTNIAL.CENTNI_PAOLA_1.KCPL.PAOLA.161.161 | 1 | CENTENL5 161.00 | 543067 | PAOLA 5 161.00 | 543069 | 161
KCPL | TOPOLOGY%KCPL%KCPL%CENTNI_WAGSTA1%1 | Centennial KCPL - Wagstaff 161 kV | Line | KCPL.WAGSTAFF.CENTNI_WAGSTA1.KCPL.CENTNIAL.161.161 | 1 | CENTENL5 161.00 | 543067 | WAGSTAF5 161.00 | 543068 | 161
KCPL | TOPOLOGY%KCPL%KCPL%DAKOTA_CNTRVIL%12 | Centerville - Dakota 161 kV | Line | KCPL.DAKOTA.DAKOTA_CNTRVIL.KCPL.CNTRVILL.161.161 | 1 | DAKOTA_5 161.00 | 543650 | CNTRVIL5 161.00 | 543065 | 161
KCPL | TOPOLOGY%KCPL%KCPL%CNTRVI_MARMAT1%1 | Centerville - Marmaton 161 kV | Line | KCPL.CNTRVILL.CNTRVI_MARMAT1.WR.MARM.161.161 | 1 | MARMTNE5 161.00 | 532934 | CNTRVIL5 161.00 | 543065 | 161
KCPL | TOPOLOGY%KCPL%KCPL%CNTRVI_PAOLA_1%1 | Centerville - Paola 161 kV | Line | KCPL.CNTRVILL.CNTRVI_PAOLA_1.KCPL.PAOLA.161.161 | 1 | CNTRVIL5 161.00 | 543065 | PAOLA 5 161.00 | 543069 | 161
KCPL | TOPOLOGY%KCPL%KCPL%CROSTOWN_CHARL%A | Charlotte - Crosstown 161 kV | Line | KCPL.CHARLOT5.CROSTOWN_CHARL.KCPL.CROSTOWN.161.161 | 1 | CHARLOT5 161.00 | 543133 | NEAST 5 161.00 | 542985 | 161
KCPL | TOPOLOGY%KCPL%KCPL%CHARLOT5_NRTHE%A | Charlotte - Northeast 161 kV | Line | KCPL.NRTHEAST.CHARLOT5_NRTHE.KCPL.CHARLOT5.161.161 | 1 | CHARLOT5 161.00 | 543133 | NEAST 5 161.00 | 542985 | 161
KCPL | TOPOLOGY%KCPL%KCPL%HAWTHO_NRTHEA2%A | Chouteau KCPL - Hawthorn 161 kV | Line | KCPL.HAWTHORN.HAWTHO_NRTHEA2.KCPL.CHOUTEU5.161.161 | 1 | HAWTHRN_5 161.00 | 542973 | CHOUTEU5 161.00 | 543011 | 161
KCPL | TOPOLOGY%KCPL%KCPL%HAWTHO_NRTHEA2%B | Chouteau KCPL - Northeast KCPL 161 kV | Line | KCPL.NRTHEAST.HAWTHO_NRTHEA2.KCPL.CHOUTEU5.161.161 | 1 | NEAST 5 161.00 | 542985 | CHOUTEU5 161.00 | 543011 | 161
KCPL | TOPOLOGY%KCPL%KCPL%C_HIGG_CORDER1%1 | City Of Higginsville - Corder 69 kV | Line | KCPL.CORDER.C_HIGG_CORDER1.KCPL.C_HIGGNS.69.69 | 1 | CORDER 2 69.000 | 543097 | CTY HIG2 69.000 | 543098 | 69
KCPL | TOPOLOGY%KCPL%KCPL%C_HIGG_HIGNSV1%1 | City Of Higginsville - Higginsville 69 kV | Line | KCPL.HIGNSVL.C_HIGG_HIGNSV1.KCPL.C_HIGGNS.69.69 | 1 | CTY HIG2 69.000 | 543098 | HIGNSVL2 69.000 | 543099 | 69
KCPL | TOPOLOGY%KCPL%KCPL%CLAYCO_GASHLD1%1 | Claycomo #1 - Shoal Creek 161 kV | Line | KCPL.SHOALCRK.CLAYCO_GASHLD1.KCPL.CLAYCOMO.161.161 | 1 | CLAYCM15 161.00 | 543022 | SHOLCRK5 161.00 | 543029 | 161
KCPL | TOPOLOGY%AECI%AECI%CLINTO_MONTRO1%1 | Clinton AECI - Montrose 161 kV | Line | KCPL.MONTROSE.CLINTO_MONTRO1.AECI.CLINTON.161.161 | 1 | 5CLINTN 161.00 | 300071 | MONTROS5 161.00 | 542995 | 161
KCPL | TOPOLOGY%KCPL%KCPL%COLLEG_CRAIG_1%1 | College - Craig KCPL 161 kV | Line | KCPL.COLLEGE.COLLEG_CRAIG_1.KCPL.CRAIG.161.161 | 1 | CRAIG 5 161.00 | 542978 | COLLEGE5 161.00 | 543048 | 161
KCPL | TOPOLOGY%KCPL%KCPL%COLLEG_OLATHE1%1 | College - Olathe 161 kV | Line | KCPL.COLLEGE.COLLEG_OLATHE1.KCPL.OLATHE.161.161 | 1 | OLATHE 5 161.00 | 543036 | COLLEGE5 161.00 | 543048 | 161
KCPL | TOPOLOGY%KCPL%KCPL%CORDER_DOVER_1%1 | Corder - Dover Point 69 kV | Line | KCPL.DOVER.CORDER_DOVER_1.KCPL.CORDER.69.69 | 1 | CORDER 2 69.000 | 543097 | DOVERPT2 69.000 | 543101 | 69
KCPL | TOPOLOGY%KCPL%KCPL%CRAIG__LENEXA2%1 | Craig KCPL - Lenexa North 161 kV | Line | KCPL.LENEXA.CRAIG__LENEXA1.KCPL.CRAIG.161.161 | 1 | CRAIG 5 161.00 | 542978 | LENEXAN5 161.00 | 543039 | 161
KCPL | TOPOLOGY%KCPL%KCPL%CRAIG__LENEXA1%1 | Craig KCPL - Lenexa South 161 kV | Line | KCPL.LENEXA.CRAIG__LENEXA2.KCPL.CRAIG.161.161 | 1 | CRAIG 5 161.00 | 542978 | LENEXAS5 161.00 | 543038 | 161
KCPL | TOPOLOGY%KCPL%KCPL%CRAIG__OVRLD_1%1 | Craig KCPL - Pflumm 161 kV | Line | KCPL.PFLUMM5.CRAIG__OVRLD_1.KCPL.CRAIG.161.161 | 1 | CRAIG 5 161.00 | 542978 | PFLUMM 5 161.00 | 542979 | 161
KCPL | TOPOLOGY%KCPL%KCPL%CRAIG__W_GARD1%1 | Craig KCPL - West Gardner 345 kV | Line | KCPL.CRAIG.CRAIG__W_GARD1.KCPL.W_GARDNR.345.345 | 1 | W.GRDNR7 345.00 | 542965 | CRAIG 7 345.00 | 542977 | 345
KCPL | TOPOLOGY%KCPL%KCPL%CROSTO_GA_WES1%1 | Crosstown - Grand Avenue West 161 kV | Line | KCPL.GA_WEST.CROSTO_GA_WES1.KCPL.CROSTOWN.161.161 | 1 | GRAND W5 161.00 | 542988 | CROSTWN5 161.00 | 542990 | 161
KCPL | TOPOLOGY%KCPL%KCPL%TROOST_CROSTWN%A | Crosstown - Troost 161 kV | Line | KCPL.CROSTOWN.TROOST_CROSTWN.KCPL.TROOST.161.161 | 1 | TROOST 5 161.00 | 542986 | CROSTWN5 161.00 | 542990 | 161
KCPL | TOPOLOGY%KCPL%KCPL%DAKOTA_MARM%L9 | Dakota - Marmaton 161 kV | Line | KCPL.DAKOTA.DAKOTA_MARM.WR.MARM.161.161 | 1 | DAKOTA_5 161.00 | 543650 | MARMTNE5 161.00 | 532934 | 161
KCPL | TOPOLOGY%KCPL%KCPL%DOVER__S_WAVR1%1 | Dover Point - South Waverly 69 kV | Line | KCPL.S_WAVRLY.DOVER__S_WAVR1.KCPL.DOVER.69.69 | 1 | SWAVRLY2 69.000 | 543094 | DOVERPT2 69.000 | 543101 | 69
KCPL | TOPOLOGY%KCPL%KCPL%DUNCAN_LK_C_K1%1 | Duncan Road KCPL - Lake City Sub K 69 kV | Line | KCPL.DUNCANKC.DUNCAN_LK_C_K1.KCPL.LK_C_K.69.69 | 1 | DUNCNRD2 69.000 | 543091 | LAKCTYK2 69.000 | 543093 | 69
KCPL | TOPOLOGY%MPS%MPS%IATAN__ST_JOE1%A | Eastowne - Iatan 345 kV | Line | MPS.EASTTOWN.IATAN__ST_JOE1.KCPL.IATAN.345.345 | 1 | EASTOWN7 345.00 | 541400 | IATAN 7 345.00 | 542982 | 345
KCPL | TOPOLOGY%KCPL%KCPL%MAURER_TIE1%A | Ex Springs - Maurer Lake 161 kV #1 | Line | AMRN.EXSPRNG.MAURER_TIE1.KCPL.MAUERLK.161.161 | 1 | 5EX SPRNG 161.00 | 344558 | CAROLTN5 161.00 | 543060 | 161
KCPL | TOPOLOGY%KCPL%KCPL%MAURER_TIE2%A | Ex Springs - Maurer Lake 161 kV #2 | Line | AMRN.EXSPRNG.MAURER_TIE2.KCPL.MAUERLK.161.161 | 1 | 5EX SPRNG 161.00 | 344558 | CAROLTN5 161.00 | 543060 | 161
KCPL | TOPOLOGY%KCPL%KCPL%FOREST_MIDTOW1%1 | Forest - Midtown 161 kV | Line | KCPL.FOREST2.FOREST_MIDTOW1.KCPL.MIDTOWN.161.161 | 1 | MIDTOWN5 161.00 | 542996 | FOREST 5 161.00 | 543001 | 161
KCPL | TOPOLOGY%KCPL%KCPL%FOREST_SOUTHT1%1 | Forest - Southtown KCPL 161 kV | Line | KCPL.FOREST2.FOREST_SOUTHT1.KCPL.SOUTHTWN.161.161 | 1 | STHTOWN5 161.00 | 542993 | FOREST 5 161.00 | 543001 | 161
KCPL | TOPOLOGY%MPS%MPS%LOMAVS_MONTRO1%A | Frost Road - Loma Vista East 161 kV | Line | MPS.FROSTRD.LOMAVS_MONTRO1.KCPL.LOMAVSTA.161.161 | 1 | FROSTRD5 161.00 | 541220 | LVISTAE5 161.00 | 542998 | 161
KCPL | TOPOLOGY%KCPL%KCPL%C_GARD_MOONLG1%1 | Gardner - Moonlight KCPL 161 kV | Line | KCPL.MOONLGHT.C_GARD_MOONLG1.KCPL.C_GARDNR.161.161 | 1 | MOONLT 5 161.00 | 543044 | GARDNER5 161.00 | 543056 | 161
KCPL | TOPOLOGY%KCPL%KCPL%GASHLD_GLDSTO1%1 | Gladstone - Shoal Creek 161 kV | Line | KCPL.SHOALCRK.GASHLD_GLDSTO1.KCPL.GLDSTONE.161.161 | 1 | GLADSTN5 161.00 | 543016 | SHOLCRK5 161.00 | 543029 | 161
KCPL | TOPOLOGY%KCPL%KCPL%NAVY___NRTHEA1%1 | Grand Ave West - Northeast KCPL | Line | KCPL.NRTHEAST.NAVY___NRTHEA1.KCPL.GA_WEST.161.161 |  | NEAST 5 161.00 | 542985 | GRAND W5 161.00 | 542988 | 161
KCPL | TOPOLOGY%KCPL%KCPL%GRAND__NAVY__1%1 | Grand Avenue - Navy 161 kV | Line | KCPL.NAVY.GRAND__NAVY__1.KCPL.GRAND_AV.161.161 | 1 | GRAND 5 161.00 | 542987 | NAVY 5 161.00 | 542989 | 161
KCPL | TOPOLOGY%KCPL%KCPL%GRAND__NRTHEA1%A | Grand Avenue - Northeast 161 kV | Line | KCPL.GRAND_AV.GRAND__NRTHEA1.KCPL.NRTHEAST.161.161 | 1 | GRAND 5 161.00 | 542987 | NEAST 5 161.00 | 542985 | 161
KCPL | TOPOLOGY%KCPL%KCPL%GA_WES_NAVY__1%1 | Grand Avenue West - Navy 161 kV #1 | Line | KCPL.NAVY.GA_WES_NAVY__1.KCPL.GA_WEST.161.161 | 1 | GRAND W5 161.00 | 542988 | NAVY 5 161.00 | 542989 | 161
KCPL | TOPOLOGY%KCPL%KCPL%GA_WES_NAVY__2%1 | Grand Avenue West - Navy 161 kV #2 | Line | KCPL.NAVY.GA_WES_NAVY__2.KCPL.GA_WEST.161.161 | 2 | GRAND W5 161.00 | 542988 | NAVY 5 161.00 | 542989 | 161
KCPL | TOPOLOGY%KCPL%KCPL%HAWTHO_LEEDS_1%A | Hawthorn - Leeds 161 kV #1 | Line | KCPL.LEEDS.HAWTHO_LEEDS_1.KCPL.HAWTHORN.161.161 | 1 | HAWTHRN_5 161.00 | 542973 | LEEDS 5 161.00 | 542997 | 161
KCPL | TOPOLOGY%KCPL%KCPL%HAWTHO_LEEDS_2%A | Hawthorn - Leeds 161 kV #2 | Line | KCPL.LEEDS.HAWTHO_LEEDS_2.KCPL.HAWTHORN.161.161 | 2 | HAWTHRN_5 161.00 | 542973 | LEEDS 5 161.00 | 542997 | 161
KCPL | TOPOLOGY%KCPL%KCPL%HAWTHO_LEVEE_1%1 | Hawthorn - Levee KCPL 161 kV | Line | KCPL.HAWTHORN.HAWTHO_LEVEE_1.KCPL.LEVEE.161.161 | 1 | HAWTHRN_5 161.00 | 542973 | LEVEE 5 161.00 | 542976 | 161
KCPL | TOPOLOGY%KCPL%KCPL%HAWTHRN_PLUMER%1 | Hawthorn - Plummer 69 kV | Line | KCPL.HAWTHORN.HAWTHRN_PLUMER.KCPL.PLUMER.69.69 | 1 | HAWTH 2 69.000 | 543080 | PLUMRRD2 69.000 | 543114 | 69
KCPL | TOPOLOGY%KCPL%KCPL%HAWTHO_RANDOL1%1 | Hawthorn - Randolph 161 kV | Line | KCPL.HAWTHORN.HAWTHO_RANDOL1.KCPL.RANDOLP3.161.161 | 1 | HAWTHRN_5 161.00 | 542973 | RANDLPH5 161.00 | 543027 | 161
KCPL | TOPOLOGY%MPS%MPS%HAWTHO_SIBLEY1%A | Hawthorn - Sibley 345 kV | Line | KCPL.HAWTHORN.HAWTHO_SIBLEY1.MPS.SIBLEY.345.345 | 1 | SIBLEY 7 345.00 | 541201 | HAWTH 7 345.00 | 542972 | 345
KCPL | TOPOLOGY%KCPL%KCPL%HICKMA_SOUTHT1%1 | Hickman - Southtown KCPL 161 kV | Line | KCPL.HICKMAN.HICKMA_SOUTHT1.KCPL.SOUTHTWN.161.161 | 1 | STHTOWN5 161.00 | 542993 | HICKMAN5 161.00 | 542994 | 161
KCPL | TOPOLOGY%KCPL%KCPL%HICKMA_STILWE1%1 | Hickman - Stilwell KCPL 161 kV | Line | KCPL.HICKMAN.HICKMA_STILWE1.KCPL.STILWELL.161.161 | 1 | STILWEL5 161.00 | 542969 | HICKMAN5 161.00 | 542994 | 161
KCPL | TOPOLOGY%KCPL%KCPL%WHEG_HIGNSVL%1 | Higginsville - West Higginsville 69 kV | Line | KCPL.HIGNSVL.WHEG_HIGNSVL.KCPL.WHGNSVL.69.69 | 1 | HIGNSVL2 69.000 | 543099 | WHGNSVL2 69.000 | 543102 | 69
KCPL | TOPOLOGY%KCPL%KCPL%IATAN_STRA%A | Iatan - Stranger 161kV | Line | KCPL.IATAN.IATAN_STRA.WR.STRA.161.161 | 1 | STRANGR5 161.00 | 541231 | IATAN5 161.00 | 541350 | 161
KCPL | TOPOLOGY%KCPL%KCPL%IATAN__STR_CR2%A | Iatan - Stranger 345 kV CKT 2 | Line | WR.STRA.IATAN__STR_CR2.KCPL.IATAN.345.345 | 2 | IATAN 7 345.00 | 542982 | STRANGR7 345.00 | 532772 | 345
KCPL | TOPOLOGY%KCPL%KCPL%IATAN_NASHUA%A | Iatan KCPL - Nashua KCPL 345 kV | Line | KCPL.IATAN.IATAN_NASHUA.KCPL.NASHUA.345.345 | 1 | IATAN 7 345.00 | 542982 | NASHUA 7 345.00 | 542980 | 345
KCPL | TOPOLOGY%KCPL%KCPL%IATAN__STR_CR1%1 | Iatan KCPL - Stranger Creek 345 kV | Line | KCPL.IATAN.IATAN__STR_CR1.WR.STRA.345.345 | 1 | STRANGR7 345.00 | 532772 | IATAN 7 345.00 | 542982 | 345
KCPL | TOPOLOGY%KCPL%KCPL%IATAN_WESTON5%A | Iatan MPS - Platte City 161 kV | Line | MPS.PLTCTY.IATAN_PLTCTY.KCPL.IATAN.161.161 | 1 | WESTON5 161.00 | 541351 | IATAN5 161.00 | 541350 | 161
KCPL | TOPOLOGY%KCPL%KCPL%INDWTR_LAFJCT%A | Independence Water - Lafarge Junction 69 kV | Line | KCPL.IND_WTR.INDWTR_LAFJCT.KCPL.LAFJCT2.69.69 | 1 | IND WTR2 69.000 | 543086 | LAFJCT 2 69.000 | 543104 | 69
KCPL | TOPOLOGY%MPS%MPS%KCSTH_MONTR%A | KC South - Montrose 161 kV | Line | MPS.KCSOUTH5.KCSTH_MONTR.KCPL.MONTROSE.161.161 | 1 | MONTROS5 161.00 | 542995 | KCSOUTH5 161.00 | 541245 | 161
KCPL | TOPOLOGY%KCPL%KCPL%KENLWR_MISION1%1 | Kenilworth - Mission Junction 161 kV | Line | KCPL.MISION_J.KENLWR_MISION1.KCPL.KENLWRTH.161.161 | 1 | KNLWRTH5 161.00 | 543034 | MISNJCT5 161.00 | 543076 | 161
KCPL | TOPOLOGY%KCPL%KCPL%KENLWR_OVRLD_1%1 | Kenilworth - Overland Park 161 kV | Line | KCPL.KENLWRTH.KENLWR_OVRLD_1.KCPL.OVRLD_PK.161.161 | 1 | KNLWRTH5 161.00 | 543034 | OVERLPK5 161.00 | 543047 | 161
KCPL | TOPOLOGY%KCPL%KCPL%KENLWR_REEDER1%1 | Kenilworth - Reeder 161 kV | Line | KCPL.KENLWRTH.KENLWR_REEDER1.KCPL.REEDER.161.161 | 1 | KNLWRTH5 161.00 | 543034 | REEDER 5 161.00 | 543052 | 161
KCPL | TOPOLOGY%KCPL%KCPL%LACKMAN_SPRI%A | Lackman - Spring Hill 161 kV | Line | KCPL.LACKMAN.LACKMAN_SPRI.WR.SPRI.161.161 | 1 | SPRGHL 5 161.00 | 543042 | LACKMAN5 161.00 | 543126 | 161
KCPL | TOPOLOGY%KCPL%KCPL%LACKMAN_STIL%A | Lackman - Stilwell KCPL 161 kV | Line | KCPL.LACKMAN.LACKMAN_STIL.KCPL.STILWELL.161.161 | 1 | STILWEL5 161.00 | 542969 | LACKMAN5 161.00 | 543126 | 161
KCPL | TOPOLOGY%KCPL%KCPL%LACYGN_NEOSHO1%1 | Lacygne - Neosho 345 kV | Line | WR.N345.LACYGN_NEOSHO1.KCPL.LACYGNE.345.345 | 1 | NEOSHO 7 345.00 | 532793 | LACYGNE7 345.00 | 542981 | 345
KCPL | TOPOLOGY%KCPL%KCPL%LACYGN_STILWE1%1 | Lacygne - Stilwell KCPL 345 kV | Line | KCPL.STILWELL.LACYGN_STILWE1.KCPL.LACYGNE.345.345 | 1 | STILWEL7 345.00 | 542968 | LACYGNE7 345.00 | 542981 | 345
KCPL | TOPOLOGY%KCPL%KCPL%WAVERLY7_LCYGN%A | Lacygne - Waverly 345 kV | Line | KCPL.LACYGNE.WAVERLY7_LCYGN.WR.WAVERLY7.345.345 | 1 | LACYGNE7 345.00 | 542981 | WAVERLY7 345.00 | 532799 | 345
KCPL | TOPOLOGY%KCPL%KCPL%LACYGN_W_GARD1%1 | Lacygne - West Gardner 345 kV | Line | KCPL.LACYGNE.LACYGN_W_GARD1.KCPL.W_GARDNR.345.345 | 1 | W.GRDNR7 345.00 | 542965 | LACYGNE7 345.00 | 542981 | 345
KCPL | TOPOLOGY%KCPL%KCPL%MILCKJ_LAFARGE%A | Lafarge - Mill Creek Junction 69 kV | Line | KCPL.LAFARGE2.MILCKJ_LAFARGE.KCPL.MILCKJT2.69.69 | 1 | MILCKJT2 69.000 | 543110 | LAFARGE2 69.000 | 543111 | 69
KCPL | TOPOLOGY%KCPL%KCPL%TEMP_LAFARGE%A | Lafarge Junction - Temporary Lafarge 69 kV | Line | KCPL.LAFJCT2.TEMP_LAFARGE.KCPL.TMPLAF2.69.69 | 1 | TMP LAF2 69.000 | 543103 | LAFJCT 2 69.000 | 543104 | 69
KCPL | TOPOLOGY%KCPL%KCPL%LAKE_C_LK_C_J1%1 | Lake City - Lake City Sub J 69 kV | Line | KCPL.LAKE_CTY.LAKE_C_LK_C_J1.KCPL.LK_C_J.69.69 | 1 | LAKCTYJ2 69.000 | 543087 | LAKCTY 2 69.000 | 543092 | 69
KCPL | TOPOLOGY%KCPL%KCPL%LEEDS__SWOPE_1%A | Leeds - Winchester Junction North 161 kV | Line | KCPL.LEEDS.LEEDS__SWOPE_1.KCPL.WINJTN5.161.161 | 1 | LEEDS 5 161.00 | 542997 | WINJT N5 161.00 | 543009 | 161
KCPL | TOPOLOGY%KCPL%KCPL%LEEDS_WINJT%A | Leeds - Winchester Junction South 161 kV | Line | KCPL.LEEDS.LEEDS_WINJT.KCPL.WINJTS5.161.161 | 1 | LEEDS 5 161.00 | 542997 | WINJT S5 161.00 | 543010 | 161
KCPL | TOPOLOGY%KCPL%KCPL%LEEDS__MIDTOW1%A | Leeds Reactor - Midtown Reactor 161 kV | Line |  | 1 | MDTNREAC 161.00 | 543638 | LEEDREAC 161.00 | 543639 | 161
KCPL | TOPOLOGY%KCPL%KCPL%GRNWOO_LENEXA1%1 | Lenexa North - Shawnee Mission 161 kV | Line | KCPL.LENEXA.GRNWOO_LENEXA1.KCPL.GRNWOOD.161.161 | 1 | SHWNMSN5 161.00 | 543031 | LENEXAN5 161.00 | 543039 | 161
KCPL | TOPOLOGY%KCPL%KCPL%LENEXA_REEDER1%1 | Lenexa South - Reeder 161 kV | Line | KCPL.LENEXA.LENEXA_REEDER1.KCPL.REEDER.161.161 | 1 | LENEXAS5 161.00 | 543038 | REEDER 5 161.00 | 543052 | 161
KCPL | TOPOLOGY%KCPL%KCPL%NRTHEA_LEVEE_1%A | Levee KCPL - Northeast KCPL 161 kV | Line | KCPL.NRTHEAST.NRTHEA_LEVEE_1.KCPL.LEVEE.161.161 | 1 | LEVEE 5 161.00 | 542976 | NEAST 5 161.00 | 542985 | 161
KCPL | TOPOLOGY%MPS%MPS%LEXING_MAYVIE1%1 | Lexington MPS - Mayview Tap 69 kV | Line | KCPL.MAYVIEW.LEXING_MAYVIE1.MPS.LEXINGT2.69.69 | 1 | LEXNTON2 69.000 | 541265 | MAYVWTP2 69.000 | 543096 | 69
KCPL | TOPOLOGY%KCPL%KCPL%LINE_C_RIVRSI1%1 | Line Creek - Riverside KCPL 161 kV | Line | KCPL.LINE_CRK.LINE_C_RIVRSI1.KCPL.RIVRSIKC.161.161 | 1 | RIVRSID5 161.00 | 543021 | LINECRK5 161.00 | 543025 | 161
KCPL | TOPOLOGY%MPS%MPS%NRAYMORE_LOMAV%A | Loma Vista East - North Raymore 161 kV | Line | KCPL.LOMAVSTA.NRAYMORE_LOMAV.KCPL.NRAYMORE.161.161 | 1 | NRAYMORE 161.00 | 541317 | LVISTAW5 161.00 | 542999 | 161
KCPL | TOPOLOGY%KCPL%KCPL%LOMAVS_SWOPE_1%1 | Loma Vista East - Winchester Junction North 161 kV | Line | KCPL.WINJTN5.LOMAVS_SWOPE_1.KCPL.LOMAVSTA.161.161 | 1 | LVISTAE5 161.00 | 542998 | WINJT N5 161.00 | 543009 | 161
KCPL | TOPOLOGY%MPS%MPS%NRAYMORE_LOMAV%A | Loma Vista West - Raymore North 161 kV | Line | KCPL.LOMAVSTA.NRAYMORE_LOMAV.MPS.NRAYMORE.161.161 | 1 | NRAYMORE 161.00 | 541317 | LVISTAW5 161.00 | 542999 | 161
KCPL | TOPOLOGY%KCPL%KCPL%NORTON_S_WAVR1%B | Malta Bend - Norton KCPL 161 kV | Line | KCPL.MALTABN5.NORTON_S_WAVR1.KCPL.NORTON.161.161 | 1 | MALTABN5 161.00 | 543059 | NORTON-5 161.00 | 543064 | 161
KCPL | TOPOLOGY%KCPL%KCPL%NORTON_S_WAVR1%1 | Malta Bend - South Waverly 161 kV | Line | KCPL.MALTABN5.NORTON_S_WAVR1.KCPL.S_WAVRLY.161.161 | 1 | MALTABN5 161.00 | 543059 | SWAVRLY5 161.00 | 543063 | 161
KCPL | TOPOLOGY%KCPL%KCPL%C_MARS_NORTH_1%A | Marshall Junction - Miami KCPL 161 kV | Line | KCPL.NORTH5.C_MARS_NORTH_1.KCPL.C_MARSHL.161.161 | 1 | MRSHLJT5 161.00 | 543072 | MIAMI_ 5 161.00 | 543073 | 161
KCPL | TOPOLOGY%KCPL%KCPL%C_MARS_NORTON1%1 | Marshall Junction - Norton KCPL 161 kV | Line | KCPL.NORTON.C_MARS_NORTON1.KCPL.C_MARSHL.161.161 | 1 | NORTON-5 161.00 | 543064 | MRSHLJT5 161.00 | 543072 | 161
KCPL | TOPOLOGY%KCPL%KCPL%SEAST5_C_MAR_1%A | Marshall Junction - Southeast 161 kV | Line | KCPL.SEAST5.SEAST5_C_MAR_1.KCPL.C_MARSHL.161.161 | 1 | S EAST 5 161.00 | 543071 | MRSHLJT5 161.00 | 543072 | 161
KCPL | TOPOLOGY%MPS%MPS%MART_C_MCTY_M1%A | Martin City KCPL - Martin City MPS 161 kV | Line | KCPL.MART_CTY.MART_C_MCTY_M1.MPS.MCTY_MPS.161.161 | 1 | MARTCTY5 161.00 | 541210 | MARTCIT5 161.00 | 543002 | 161
KCPL | TOPOLOGY%KCPL%KCPL%MART_C_STILWE1%A | Martin City KCPL - Redel 161 kV | Line | KCPL.REDEL5.MART_C_STILWE1.KCPL.MART_CTY.161.161 | 1 | MARTCIT5 161.00 | 543002 | REDEL 5 161.00 | 543053 | 161
KCPL | TOPOLOGY%MPS%MPS%MCTY_M_SOUTHT1%A | Martin City MPS - Southtown KCPL 161 kV | Line | KCPL.SOUTHTWN.MCTY_M_SOUTHT1.MPS.MCTY_MPS.161.161 | 1 | MARTCTY5 161.00 | 541210 | STHTOWN5 161.00 | 542993 | 161
KCPL | TOPOLOGY%KCPL%KCPL%MERRIA_OVRLD_1%1 | Merriam - Overland Park 161 kV | Line | KCPL.OVRLD_PK.MERRIA_OVRLD_1.KCPL.MERRIAM2.161.161 | 1 | MERRIAM5 161.00 | 543032 | OVERLPK5 161.00 | 543047 | 161
KCPL | TOPOLOGY%KCPL%KCPL%MERRIA_RLND_P1%1 | Merriam - Roeland Park 161 kV | Line | KCPL.RLND_PRK.MERRIA_RLND_P1.KCPL.MERRIAM2.161.161 | 1 | MERRIAM5 161.00 | 543032 | ROEPARK5 161.00 | 543040 | 161
KCPL | TOPOLOGY%KCPL%KCPL%GRNWOO_MERRIA1%1 | Merriam - Shawnee Mission 161 kV | Line | KCPL.MERRIAM2.GRNWOO_MERRIA1.KCPL.GRNWOOD.161.161 | 1 | SHWNMSN5 161.00 | 543031 | MERRIAM5 161.00 | 543032 | 161
KCPL | TOPOLOGY%KCPL%KCPL%WEST_MIAMI%A | Miami KCPL - West KCPL 161 kV | Line | KCPL.NORTH5.WEST_MIAMI.KCPL.WEST5.161.161 | [5 empty] | 161
KCPL | TOPOLOGY%KCPL%KCPL%LEEDS__MIDTOW1%A | Midtown - Leeds 161 kV | Line | KCPL.LEEDS.LEEDS__MIDTOW1.KCPL.MIDTOWN.161.161 | 1 | LEEDS 5 161.00 | 542997 | LEEDREAC 161.00 | 543639 | 161
KCPL | TOPOLOGY%KCPL%KCPL%MIDTOW_RLND_P1%1 | Midtown - Roeland Park 161 kV | Line | KCPL.RLND_PRK.MIDTOW_RLND_P1.KCPL.MIDTOWN.161.161 | 1 | MIDTOWN5 161.00 | 542996 | ROEPARK5 161.00 | 543040 | 161
KCPL | TOPOLOGY%KCPL%KCPL%TROOST_MIDTWN%A | Midtown - Troost 161 kV | Line | KCPL.MIDTOWN.TROOST_MIDTWN.KCPL.TROOST.161.161 | 1 | TROOST 5 161.00 | 542986 | MIDTOWN5 161.00 | 542996 | 161
KCPL | TOPOLOGY%KCPL%KCPL%COURTN_LAFARGE%A | Mill Creek Junction - Courtney 69 kV | Line | KCPL.MILCKJT2.COURTN_LAFARGE.KCPL.COURTNY.69.69 | 1 | COURTNY2 69.000 | 543085 | MILCKJT2 69.000 | 543110 | 69
KCPL | TOPOLOGY%KCPL%KCPL%TEMP_LAFARGE%B | Mill Creek Junction - Lafarge Junction 69 kV | Line | KCPL.MILCKJT2.TEMP_LAFARGE.KCPL.LAFJCT2.69.69 | 1 | LAFJCT 2 69.000 | 543104 | MILCKJT2 69.000 | 543110 | 69
KCPL | TOPOLOGY%KCPL%KCPL%MISION_SPRINT1%A | Mission Junction - Sprint #1 161 kV | Line | KCPL.MISION_J.MISION_SPRINT1.KCPL.SPRINT.161.161 | 1 | SPRINT15 161.00 | 543074 | MISNJCT5 161.00 | 543076 | 161
KCPL | TOPOLOGY%KCPL%KCPL%MISION_TOMAHA1%1 | Mission Junction - Tomahawk 161 kV | Line | KCPL.MISION_J.MISION_TOMAHA1.KCPL.TOMAHAWK.161.161 | 1 | TOMHAWK5 161.00 | 543035 | MISNJCT5 161.00 | 543076 | 161
KCPL | TOPOLOGY%AMRN%AMRN%MOBERL_SALISB1%1 | Moberly - Salisbury 161 kV | Line | KCPL.SALISBRY.MOBERL_SALISB1.AMRN.MOB.161.161 | 1 | 5MOBERLY 161.00 | 345221 | SALSBRY5 161.00 | 543062 | 161
KCPL | TOPOLOGY%KCPL%KCPL%MONTRO_STILWE1%1 | Montrose - Stilwell KCPL 161 kV | Line | KCPL.MONTROSE.MONTRO_STILWE1.KCPL.STILWELL.161.161 | 1 | STILWEL5 161.00 | 542969 | MONTROS5 161.00 | 542995 | 161
KCPL | TOPOLOGY%KCPL%KCPL%MOONLG_MURLEN1%B | Moonlight KCPL - Quarry 161 kV | Line | KCPL.QUARRY.MOONLG_MURLEN1.KCPL.MOONLGHT.161.161 | 1 | QUARRY 5 161.00 | 543037 | MOONLT 5 161.00 | 543044 | 161
KCPL | TOPOLOGY%KCPL%KCPL%MURLEN_OLATHE1%1 | Murlen - Olathe 161 kV | Line | KCPL.OLATHE.MURLEN_OLATHE1.KCPL.MURLEN.161.161 | 1 | OLATHE 5 161.00 | 543036 | MURLEN 5 161.00 | 543043 | 161
KCPL | TOPOLOGY%KCPL%KCPL%MOONLG_MURLEN1%A | Murlen - Quarry 161 kV | Line | KCPL.QUARRY.MOONLG_MURLEN1.KCPL.MURLEN.161.161 | 1 | QUARRY 5 161.00 | 543037 | MURLEN 5 161.00 | 543043 | 161
KCPL | TOPOLOGY%MPS%MPS%MONTROSE_NRAYM%A | N Raymore - Montrose 161 kV | Line | MPS.NRAYMORE.MONTROSE_NRAYM.KCPL.MONTROSE.161.161 | 1 | NRAYMORE 161.00 | 541317 | MONTROS5 161.00 | 542995 | 161
KCPL | TOPOLOGY%KCPL%KCPL%NASHUA_HAWTH%A | Nashua KCPL - Hawthorn 345kV | Line | KCPL.NASHUA.NASHUA_HAWTH.KCPL.HAWTHORN.345.345 | 1 | NASHUA 7 345.00 | 542980 | HAWTH 7 345.00 | 542972 | 345
KCPL | TOPOLOGY%MPS%MPS%NASHUA_ROANRD1%A | Nashua KCPL - Roanridge 161 kV | Line | KCPL.NASHUA.NASHUA_ROANRD1.MPS.ROANRDGE.161.161 | 1 | NASHUA-5 161.00 | 543028 | RNRIDGE5 161.00 | 541230 | 161
KCPL | TOPOLOGY%KCPL%KCPL%GASHLD_NASHUA1%1 | Nashua KCPL - Shoal Creek 161kV | Line | KCPL.NASHUA.GASHLD_NASHUA1.KCPL.SHOALCRK.161.161 | 1 | SHOLCRK5 161.00 | 543029 | NASHUA-5 161.00 | 543028 | 161
KCPL | TOPOLOGY%KCPL%KCPL%NASHUA_ST_JOE%A | Nashua KCPL - St. Joe 345kV | Line | KCPL.NASHUA.NASHUA_ST_JOE.KCPL.ST_JOE.345.345 | 1 | ST JOE 3 345.00 | 541199 | NASHUA 7 345.00 | 542980 | 345
KCPL | TOPOLOGY%KCPL%KCPL%NAVY___TERRAC1%1 | Navy - Terrace 161 kV | Line | KCPL.NAVY.NAVY___TERRAC1.KCPL.TERRACE.161.161 | 1 | NAVY 5 161.00 | 542989 | TERRACE5 161.00 | 542991 | 161
KCPL | TOPOLOGY%KCPL%KCPL%NKC____NRTHEA1%1 | North Kansas City - Northeast KCPL 161 kV | Line | KCPL.NKC.NKC____NRTHEA1.KCPL.NRTHEAST.161.161 | 1 | NEAST 5 161.00 | 542985 | NKANCTY5 161.00 | 543018 | 161
KCPL | TOPOLOGY%KCPL%KCPL%NRTHEA_RIVRSI1%1 | Northeast KCPL - Riverside KCPL 161 kV | Line | KCPL.RIVRSIKC.NRTHEA_RIVRSI1.KCPL.NRTHEAST.161.161 | 1 | NEAST 5 161.00 | 542985 | RIVRSID5 161.00 | 543021 | 161
KCPL | TOPOLOGY%AECI%AECI%NORTN-NORTN%A | Norton AECI - Norton KCPL 161 kV | Line | KCPL.NORTON.NORTN-NORTN.AECI.NORT_AEC.161.161 | Z1 | 5NORTON 161.00 | 300105 | NORTON-5 161.00 | 543064 | 161
KCPL | TOPOLOGY%KCPL%KCPL%NORTON_SALISB1%1 | Norton KCPL - Salisbury 161 kV | Line | KCPL.NORTON.NORTON_SALISB1.KCPL.SALISBRY.161.161 | 1 | SALSBRY5 161.00 | 543062 | NORTON-5 161.00 | 543064 | 161
KCPL | TOPOLOGY%KCPL%KCPL%OLATHE_OXFORD1%1 | Olathe - Oxford KCPL 161 kV | Line | KCPL.OLATHE.OLATHE_OXFORD1.KCPL.OXFORD.161.161 | 1 | OLATHE 5 161.00 | 543036 | OXFORD 5 161.00 | 543046 | 161
KCPL | TOPOLOGY%KCPL%KCPL%OLATHE_SWITZE1%1 | Olathe - Switzer 161 kV | Line | KCPL.OLATHE.OLATHE_SWITZE1.KCPL.SWITZER2.161.161 | 1 | OLATHE 5 161.00 | 543036 | SWITZER5 161.00 | 543045 | 161
KCPL | TOPOLOGY%WR%WR%PAOL_KEPCO_LD%A | Osawatomie - Paola 161 kV | Line | Osawatomie.-.Paola.161.kV | 1 | PAOLA 5 161.00 | 543069 | OSAWAT 5 161.00 | 543112 | 161
KCPL | TOPOLOGY%KCPL%KCPL%CRAIG__OVRLD_1%A | Overland Park - Pflumm 161 kV | Line | KCPL.PFLUMM5.CRAIG__OVRLD_1.KCPL.OVRLD_PK.161.161 | 1 | PFLUMM 5 161.00 | 542979 | OVERLPK5 161.00 | 543047 | 161
KCPL | TOPOLOGY%KCPL%KCPL%PAOLA__S_OTTA1%1 | Paola - South Ottawa 161 kV | Line | KCPL.S_OTTAWA.PAOLA__S_OTTA1.KCPL.PAOLA.161.161 | 1 | S.OTTWA5 161.00 | 543066 | PAOLA 5 161.00 | 543069 | 161
KCPL | TOPOLOGY%MPS%MPS%SIBLEY_STILWE1%B | Peculiar - Stilwell KCPL 345 kV | Line | KCPL.STILWELL.SIBLEY_STILWE1.MPS.PECULIA7.345.345 | 1 | PECULR 7 345.00 | 541198 | STILWEL7 345.00 | 542968 | 345
KCPL | TOPOLOGY%KCPL%KCPL%PLESNTV_SEOTTA%A | Pleasant Valley KCPL - SE Ottawa 161 kV | Line | KCPL.SE_OTTAW.PLESNTV_SEOTTA.KCPL.PLESNTV.161.161 | 1 | SEOTTWA5 161.00 | 543055 | PLSTVAL5 161.00 | 543077 | 161
KCPL | TOPOLOGY%KCPL%KCPL%PLESNTV_WGRDNR%A | Pleasant Valley KCPL - West Gardner 161 kV | Line | KCPL.W_GARDNR.PLESNTV_WGRDNR.KCPL.PLESNTV.161.161 | 1 | WGARDNR5 161.00 | 542966 | PLSTVAL5 161.00 | 543077 | 161
KCPL | TOPOLOGY%KCPL%KCPL%GLNAIR_LIBERT1%1 | Plummer-Liberty 69kV | Line | KCPL.PLUMER.GLNAIR_LIBERT1.MPS.LIBERTY.69.69 | 1 | LIBERTY2 69.000 | 541262 | PLUMRRD2 69.000 | 543114 | 69
KCPL | TOPOLOGY%KCPL%KCPL%GLNAIR_LBRTY_1%A | Plummer-Liberty South 69kV | Line | KCPL.PLUMER.GLNAIR_LBRTY_1.KCPL.LBRTYST5.69.69 | 1 | LIBRTYS2 69.000 | 543095 | PLUMRRD2 69.000 | 543114 | 69
KCPL | TOPOLOGY%KCPL%KCPL%MART_C_STILWE1%1 | Redel - Stilwell KCPL 161 kV | Line | KCPL.REDEL5.MART_C_STILWE1.KCPL.STILWELL.161.161 | 1 | STILWEL5 161.00 | 542969 | REDEL 5 161.00 | 543053 | 161
KCPL | TOPOLOGY%KCPL%KCPL%RILEY__SPRINT1%A | Riley - Sprint #2 161 kV | Line | KCPL.RILEY.RILEY__SPRINT1.KCPL.SPRINT.161.161 | 1 | RILEY 5 161.00 | 543051 | SPRINT25 161.00 | 543075 | 161
KCPL | TOPOLOGY%KCPL%KCPL%RILEY__SWITZE1%1 | Riley - Switzer 161 kV | Line | KCPL.RILEY.RILEY__SWITZE1.KCPL.SWITZER2.161.161 | 1 | SWITZER5 161.00 | 543045 | RILEY 5 161.00 | 543051 | 161
KCPL | TOPOLOGY%MPS%MPS%ROANRD_TIFFAN1%A | Roanridge - Tiffany 161 kV | Line | MPS.ROANRDGE.ROANRD_TIFFAN1.KCPL.TIFFANY.161.161 | 1 | RNRIDGE5 161.00 | 541230 | TIFFANY5 161.00 | 543026 | 161
KCPL | TOPOLOGY%AECI%AECI%SALISB_THOM_H1%1 | Salisbury - Thomal Hill 161 kV | Line | KCPL.SALISBRY.SALISB_THOM_H1.AECI.TH_HILL.161.161 | 1 | 5THMHLB3 161.00 | 300133 | SALSBRY5 161.00 | 543062 | 161
KCPL | TOPOLOGY%KCPL%KCPL%S_OTTA_W_GARD1%B | Seottwa - South Ottawa 161 kV | Line | KCPL.SE_OTTAW.S_OTTA_W_GARD1.KCPL.S_OTTAWA.161.161 | 1 | SEOTTWA5 161.00 | 543055 | S.OTTWA5 161.00 | 543066 | 161
KCPL | TOPOLOGY%KCPL%KCPL%GRNWOO_SHAWNE1%1 | Shawnee KCPL - Shawnee Mission 161 kV | Line | KCPL.SHAWNEE.GRNWOO_SHAWNE1.KCPL.GRNWOOD.161.161 | 1 | SHWNMSN5 161.00 | 543031 | SHAWNEE5 161.00 | 543041 | 161
KCPL | TOPOLOGY%MPS%MPS%ARCHIE_STILWE1%A | South Harper - Stillwell 161 kV | Line | MPS.SHARPER5.ARCHIE_STILWE1.KCPL.STILWELL.161.161 | 1 | STILWEL5 161.00 | 542969 | S.HARP 5 161.00 | 541341 | 161
KCPL | TOPOLOGY%KCPL%KCPL%WEST5_SEAST5_1%A | Southeast - West KCPL 161 kV | Line | KCPL.WEST5.WEST5_SEAST5_1.KCPL.SEAST5.161.161 | 1 | WEST---5 161.00 | 543070 | S EAST 5 161.00 | 543071 | 161
KCPL | TOPOLOGY%KCPL%KCPL%SOUTHT_SWOPE_1%1 | Southtown KCPL - Winchester Junction South 161 kV | Line | KCPL.WINJTS5.SOUTHT_SWOPE_1.KCPL.SOUTHTWN.161.161 | 1 | STHTOWN5 161.00 | 542993 | WINJT S5 161.00 | 543010 | 161
KCPL | TOPOLOGY%KCPL%KCPL%STILWEL_WGARD%A | Stilwell - West Gardner 345kV | Line | KCPL.W_GARDNR.STILWEL_WGARD.KCPL.STILWELL.345.345 | 1 | STILWEL7 345.00 | 542968 | W.GRDNR7 345.00 | 542965 | 345
KCPL | TOPOLOGY%KCPL%KCPL%SWIS_WGARD%A | Swissvale - West Gardner 345kV | Line | KCPL.SWIS.SWIS_WGARD.KCPL.W_GARDNR.345.345 | 1 | SWISVAL7 345.00 | 532774 | W.GRDNR7 345.00 | 542965 | 345
KCPL | TOPOLOGY%KCPL%KCPL%SWOPE_WINJTN5%A | Swope North - Winchester Junction North 161 kV | Line | KCPL.WINJTN5.SWOPE_WINJTN5.KCPL.SWOPE.161.161 | 1 | SWOPE N5 161.00 | 543006 | WINJT N5 161.00 | 543009 | 161
KCPL | TOPOLOGY%KCPL%KCPL%SWOPE_WINJTS5%A | Swope South - Winchester Junction South 161 kV | Line | KCPL.SWOPE.SWOPE_WINJTS5.KCPL.WINJTS5.161.161 | 1 | SWOPE S5 161.00 | 543007 | WINJT S5 161.00 | 543010 | 161
KCPL | TOPOLOGY%KCPL%KCPL%TIFFAN_WEATHR1%1 | Tiffany - Weatherby 161 kV | Line | KCPL.WEATHRBY.TIFFAN_WEATHR1.KCPL.TIFFANY.161.161 | 1 | WETHRBY5 161.00 | 543017 | TIFFANY5 161.00 | 543026 | 161
KCPL | TOPOLOGY%KCPL%KCPL%IATAN_WESTON5%A | Weston - Iatan 161kV | Line | KCPL.WESTON.IATAN_WESTON5.KCPL.IATAN.161.161 | 1 | IATAN5 161.00 | 541350 | WESTON 5 161.00 | 541351 | 161
LES | TOPOLOGY%LES%LES%103_RMOORE34_1%1 | 103rd & Rokeby - Moore NPPD 345 kV | Line | NPPD.MOORE.103_RMOORE34_1.LES.103_ROKE.345.345 | 1 | MOORE 3 345.00 | 640277 | 103&ROKEBY3 345.00 | 650189 | 345
LES | TOPOLOGY%LES%LES%103_RNEBRC34_1%1 | 103rd & Rokeby - S3458 345 kV | Line | OPPD.NEBRCTY.103_RNEBRC34_1.LES.103_ROKE.345.345 | 1 | S3458 3 345.00 | 645458 | 103&ROKEBY3 345.00 | 650189 | 345
LES | TOPOLOGY%LES%LES%103_RWAGEN34_1%1 | 103rd & Rokeby - Wagener LES 345 kV | Line | LES.103_ROKE.103_RWAGEN34_1.LES.WAGENER.345.345 | 1 | WAGENER 3 345.00 | 650185 | 103&ROKEBY3 345.00 | 650189 | 345
LES | TOPOLOGY%LES%LES%21_N_17_HOLD%A | 17th & Holdrege - 21st & N 115 kV | Line | LES.17_HOLD.21_N_17_HOLD.LES.21_N.115.115 | 1 | 17&HOLDRGE7 115.00 | 650219 | 30&A 7 115.00 | 650252 | 115
LES | TOPOLOGY%LES%LES%17_HO29_LE11_1%1 | 17th & Holdrege - 29th & Leighton 115 kV | Line | LES.29_LEIG.17_HO29_LE11_1.LES.17_HOLD.115.115 | 1 | 17&HOLDRGE7 115.00 | 650219 | 29LEIGHTON7 115.00 | 650240 | 115
LES | TOPOLOGY%LES%LES%17_HO8_N11_1%1 | 17th & Holdrege - 8th & N 115 kV | Line | LES.17_HOLD.17_HO8_N11_1.LES.8_N.115.115 | 1 | 8&N 7 115.00 | 650217 | 17&HOLDRGE7 115.00 | 650219 | 115
LES | TOPOLOGY%LES%LES%19_AL27_FL11_1%1 | 19th & Alvo - 27th & Fletcher 115 kV | Line | LES.19_ALVO.19_AL27_FL11_1.LES.27_FLEC.115.115 | 1 | 19&ALVO 7 115.00 | 650215 | 27FLETCHER7 115.00 | 650228 | 115
LES | TOPOLOGY%LES%LES%19_AL4_MOR11_1%1 | 19th & Alvo - 4th & Morton 115 kV | Line | LES.4_MORT.19_AL4_MOR11_1.LES.19_ALVO.115.115 | 1 | 4&MORTON 7 115.00 | 650205 | 19&ALVO 7 115.00 | 650215 | 115
LES | TOPOLOGY%LES%LES%ALVO_56%A | 19th & Alvo - 56th & I 80 115 kV | Line | LES.19_ALVO.ALVO_56.LES.56ANDI80.115.115 | 1 | 19&ALVO 7 115.00 | 650215 | 56&I80 7 115.00 | 650261 | 115
LES | TOPOLOGY%LES%LES%NW12A19_AL11_1%1 | 19th & Alvo - Northwest 12th & Arbor 115 kV | Line | LES.NW12ARB.NW12A19_AL11_1.LES.19_ALVO.115.115 | 1 | 19&ALVO 7 115.00 | 650215 | NW12&ARBOR7 115.00 | 650226 | 115
LES | TOPOLOGY%LES%LES%L3038%1 | 20th & Pioneer - 2nd & N 115 kV | Line | LES.20_PIO.L3038.LES.2_N.115.115 | 1 | 20PIONEERS7 115.00 | 650238 | 2&N 7 115.00 | 650230 | 115
LES | TOPOLOGY%LES%LES%20_PI3_VAN11_1%1 | 20th & Pioneer - 3rd & VanDorn 115 kV | Line | LES.3_VAND.20_PI3_VAN11_1.LES.20_PIO.115.115 | 1 | 3&VANDORN 7 115.00 | 650218 | 20PIONEERS7 115.00 | 650238 | 115
LES | TOPOLOGY%LES%LES%40_GE20_PI11_1%1 | 20th & Pioneer - 40th & Gertie 115 kV | Line | LES.40_GER.40_GE20_PI11_1.LES.20_PIO.115.115 | 1 | 20PIONEERS7 115.00 | 650238 | 40&GERTIE 7 115.00 | 650258 | 115
LES | TOPOLOGY%LES%LES%70_CA20_PI11_1%1 | 20th & Pioneer - 70th & Calvert 115 kV | Line | LES.20_PIO.70_CA20_PI11_1.LES.70_CAL.115.115 | 1 | 20PIONEERS7 115.00 | 650238 | 70&CALVERT7 115.00 | 650270 | 115
LES | TOPOLOGY%LES%LES%FOLSOM_20PIO%A | 20th & Pioneer - Folsom & Pleasant Hill 115 kV | Line | LES.20_PIO.FOLSOM_20PIO.LES.FOLSOM.115.115 | 1 | FOLSM&PHIL7 115.00 | 650242 | 20PIONEERS7 115.00 | 650238 | 115
LES | TOPOLOGY%LES%LES%L-4852%A | 21st & N - 30th & A 115 kV | Line | LES.21_N.L-4852.LES.30_A.115.115 | 1 | 17&HOLDRGE7 115.00 | 650219 | 30&A 7 115.00 | 650252 | 115
LES | TOPOLOGY%LES%LES%33_SU27_FL11_1%1 | 27th & Fletcher - 33rd & Superior 115 kV | Line | LES.27_FLEC.33_SU27_FL11_1.LES.33_SUP.115.115 | 1 | 27FLETCHER7 115.00 | 650228 | 33SUPERIOR7 115.00 | 650233 | 115
LES | TOPOLOGY%LES%LES%27_PI40_RO11_1%1 | 27th & Pine Lake - 40th & Rokeby 115 kV | Line | LES.40_ROKE.27_PI40_RO11_1.LES.27_PINE.115.115 | 1 | 27&PLR 7 115.00 | 650229 | 40&ROKEBY 7 115.00 | 650250 | 115
LES | TOPOLOGY%LES%LES%27_PIROKEB11_1%1 | 27th & Pine Lake - Rokeby 115 kV | Line | LES.ROKEBY.27_PIROKEB11_1.LES.27_PINE.115.115 | 1 | 27&PLR 7 115.00 | 650229 | ROKEBY 7 115.00 | 650290 | 115
LES | TOPOLOGY%LES%LES%33_SU29_LE11_1%1 | 29th & Leighton - 33rd & Superior 115 kV | Line | LES.29_LEIG.33_SU29_LE11_1.LES.33_SUP.115.115 | 1 | 33SUPERIOR7 115.00 | 650233 | 29LEIGHTON7 115.00 | 650240 | 115
LES | TOPOLOGY%LES%LES%3_VAN2_N11_1%1 | 2nd & N - 3rd & VanDorn 115 kV | Line | LES.3_VAND.3_VAN2_N11_1.LES.2_N.115.115 | 1 | 3&VANDORN 7 115.00 | 650218 | 2&N 7 115.00 | 650230 | 115
LES | TOPOLOGY%LES%LES%2_N8_N11_1%1 | 2nd & N - 8th & N 115 kV | Line | LES.2_N.2_N8_N11_1.LES.8_N.115.115 | 1 | 8&N 7 115.00 | 650217 | 2&N 7 115.00 | 650230 | 115
LES | TOPOLOGY%LES%LES%SW27_2_N11_1%1 | 2nd & N - Southwest 27th & F 115 kV | Line | LES.2_N.SW27_2_N11_1.LES.SW27_F.115.115 | 1 | SW27&F 7 115.00 | 650216 | 2&N 7 115.00 | 650230 | 115
LES | TOPOLOGY%LES%LES%2_NWLINC11_1%1 | 2nd & N - West Lincoln 115 kV | Line | LES.2_N.2_NWLINC11_1.LES.WLINC.115.115 | 1 | W LINCOLN 7 115.00 | 650208 | 2&N 7 115.00 | 650230 | 115
LES | TOPOLOGY%LES%LES%L5256%A | 30th & A - 56th & Everett 115 kV | Line | LES.30_A.L5256.LES.56_EV.115.115 | 1 | 30&A 7 115.00 | 650252 | 56&EVERETT7 115.00 | 650256 | 115
LES | TOPOLOGY%LES%LES%33_SU59_CO11_1%1 | 33rd & Superior - 59th & Cornhusker 115 kV | Line | LES.33_SUP.33_SU59_CO11_1.LES.59_CORN.115.115 | 1 | 33SUPERIOR7 115.00 | 650233 | 59CRNHUSKR7 115.00 | 650259 | 115
LES | TOPOLOGY%LES%LES%40_GE56_EL11_1%1 | 40th & Gertie - 56th & Elkcrest Tap 115 kV | Line | LES.40_GER.40_GE56_EL11_1.LES.56_ELKT.115.115 | 1 | 56&ELK TAP7 115.00 | 650257 | 40&GERTIE 7 115.00 | 650258 | 115
LES | TOPOLOGY%LES%LES%40_RO56_PI11_1%1 | 40th & Rokeby - 56th & Pine Lake 115 kV | Line | LES.40_ROKE.40_RO56_PI11_1.LES.56_PINE.115.115 | 1 | 40&ROKEBY 7 115.00 | 650250 | 56&PLR 7 115.00 | 650255 | 115
LES | TOPOLOGY%LES%LES%4_MORNW5BE11_1%1 | 4th & Morton - Northwest 5th & Benton 115 kV | Line | LES.NW5BENT.4_MORNW5BE11_1.LES.4_MORT.115.115 | 1 | 4&MORTON 7 115.00 | 650205 | NW5&BENTON7 115.00 | 650212 | 115
LES | TOPOLOGY%LES%LES%56_EV56_EL11_1%1 | 56th & Elkcrest Tap - 56th & Everett 115 kV | Line | LES.56_ELKT.56_EV56_EL11_1.LES.56_EV.115.115 | 1 | 56&ELK TAP7 115.00 | 650257 | 56&EVERETT7 115.00 | 650256 | 115
LES | TOPOLOGY%LES%LES%70_CA56_EL11_1%1 | 56th & Elkcrest Tap - 70th & Calvert 115 kV | Line | LES.56_ELKT.70_CA56_EL11_1.LES.70_CAL.115.115 | 1 | 56&ELK TAP7 115.00 | 650257 | 70&CALVERT7 115.00 | 650270 | 115
LES | TOPOLOGY%LES%LES%56_EV56_Q11_1%1 | 56th & Everett - 56th & Q 115 kV | Line | LES.56_EV.56_EV56_Q11_1.LES.56_Q.115.115 | 1 | 56&EVERETT7 115.00 | 650256 | 56&Q 7 115.00 | 650260 | 115
LES | TOPOLOGY%LES%LES%BUFF_56%A | 56th & I 80 - 70th & Bluff 115 kV | Line | LES.70_BLUF.BUFF_56.LES.56ANDI80.115.115 | 1 | 56&I80 7 115.00 | 650261 | 70&BLUFF 7 115.00 | 650269 | 115
LES | TOPOLOGY%LES%LES%91ST_56_PI11_1%1 | 56th & Pine Lake - 91st & Highway 2 115 kV | Line | LES.56_PINE.91ST_56_PI11_1.LES.91ST_HW2.115.115 | 1 | 56&PLR 7 115.00 | 650255 | 91&HWY2 7 115.00 | 650274 | 115
LES | TOPOLOGY%LES%LES%56_Q57_GA11_1%1 | 56th & Q - 57th & Garland 115 kV | Line | LES.56_Q.56_Q57_GA11_1.LES.57_GAR.115.115 | 1 | 56&Q 7 115.00 | 650260 | 57&GARLAND7 115.00 | 650262 | 115
LES | TOPOLOGY%LES%LES%59_CO57_GA11_1%1 | 57th & Garland - 59th & Cornhusker 115 kV | Line | LES.57_GAR.59_CO57_GA11_1.LES.59_CORN.115.115 | 1 | 59CRNHUSKR7 115.00 | 650259 | 57&GARLAND7 115.00 | 650262 | 115
LES | TOPOLOGY%LES%LES%84_LE57_GA11_1%1 | 57th & Garland - 84th & Leighton 115 kV | Line | LES.84_LEIG.84_LE57_GA11_1.LES.57_GAR.115.115 | 1 | 57&GARLAND7 115.00 | 650262 | 84LEIGHTON7 115.00 | 650267 | 115
LES | TOPOLOGY%LES%LES%70_BL84_BL11_1%1 | 70th & Bluff - 84th & Bluff 115 kV | Line | LES.70_BLUF.70_BL84_BL11_1.LES.84_BLUF.115.115 | 1 | 70&BLUFF 7 115.00 | 650269 | 84&BLUFF 7 115.00 | 650275 | 115
LES | TOPOLOGY%LES%LES%DAVEY70_BL11_1%1 | 70th & Bluff - Davey 115 kV | Line | LES.70_BLUF.DAVEY70_BL11_1.NPPD.DAVEY.115.115 | 1 | DAVEY 7 115.00 | 640155 | 70&BLUFF 7 115.00 | 650269 | 115
LES | TOPOLOGY%LES%LES%SUB1270_BL16_1%1 | 70th & Bluff - S1214 161 kV | Line | LES.70_BLUF.SUB1270_BL16_1.OPPD.SUB1214.161.161 | 1 | S1214 5 161.00 | 646214 | 70&BLUFF 5 161.00 | 650169 | 161
LES | TOPOLOGY%LES%LES%70_CA81_OC11_1%1 | 70th & Calvert - 81st & Old Cheney 115 kV | Line | LES.70_CAL.70_CA81_OC11_1.LES.81_OC.115.115 | 1 | 70&CALVERT7 115.00 | 650270 | 81&OCHENEY7 115.00 | 650271 | 115
LES | TOPOLOGY%LES%LES%91_A70_CA11_1%1 | 70th & Calvert - 91st & A 115 kV | Line | LES.70_CAL.91_A70_CA11_1.LES.91_A.115.115 | 1 | 70&CALVERT7 115.00 | 650270 | 91&A 7 115.00 | 650272 | 115
LES | TOPOLOGY%LES%LES%93_O70_CA11_1%1 | 70th & Calvert - 93rd & O 115 kV | Line | LES.70_CAL.93_O70_CA11_1.LES.93_O.115.115 | 1 | 70&CALVERT7 115.00 | 650270 | 93&O 7 115.00 | 650273 | 115
LES | TOPOLOGY%LES%LES%L4774B%A | 76th & Rokeby - 91st & Highway 2 115 kV | Line | LES.91ST_HW2.L4774B.LES.76_ROKEB.115.115 | 1 | 91&HWY2 7 115.00 | 650274 | 76&ROKEBY 7 115.00 | 650276 | 115
LES | TOPOLOGY%LES%LES%91ST_81_OC11_1%1 | 81st & Old Cheney - 91st & Highway 2 115 kV | Line | LES.81_OC.91ST_81_OC11_1.LES.91ST_HW2.115.115 | 1 | 81&OCHENEY7 115.00 | 650271 | 91&HWY2 7 115.00 | 650274 | 115
LES | TOPOLOGY%LES%LES%WAGEN81_OC11_1%1 | 81st & Old Cheney - Wagener LES 115 kV | Line | LES.81_OC.WAGEN81_OC11_1.LES.WAGENER.115.115 | 1 | 81&OCHENEY7 115.00 | 650271 | WAGENER 7 115.00 | 650285 | 115
LES | TOPOLOGY%LES%LES%84_BL84_FL11_1%1 | 84th & Bluff - 84th & Fletcher 115 kV | Line | LES.84_BLUF.84_BL84_FL11_1.LES.84_FLET.115.115 | 1 | 84&BLUFF 7 115.00 | 650275 | 84FLETCHER7 115.00 | 650284 | 115
LES | TOPOLOGY%LES%LES%84_BLWAVER11_1%1 | 84th & Bluff - Waverly 115 kV | Line | LES.WAVERLY2.84_BLWAVER11_1.LES.84_BLUF.115.115 | 1 | 84&BLUF7 115.00 | 650275 | WAVERLY7 115.00 | 650283 | 115
LES | TOPOLOGY%LES%LES%84_LE84_FL11_1%1 | 84th & Fletcher - 84th & Leighton 115 kV | Line | LES.84_LEIG.84_LE84_FL11_1.LES.84_FLET.115.115 | 1 | 84LEIGHTON7 115.00 | 650267 | 84FLETCHER7 115.00 | 650284 | 115
LES | TOPOLOGY%LES%LES%84_LE91_A11_1%1 | 84th & Leighton - 91st & A 115 kV | Line | LES.84_LEIG.84_LE91_A11_1.LES.91_A.115.115 | 1 | 84LEIGHTON7 115.00 | 650267 | 91&A 7 115.00 | 650272 | 115
LES | TOPOLOGY%LES%LES%93_O84_LE11_1%1 | 84th & Leighton - 93rd & O 115 kV | Line | LES.84_LEIG.93_O84_LE11_1.LES.93_O.115.115 | 1 | 84LEIGHTON7 115.00 | 650267 | 93&O 7 115.00 | 650273 | 115
LES | TOPOLOGY%LES%LES%84_LEWAGEN11_1%1 | 84th & Leighton - Wagener LES 115 kV | Line | LES.84_LEIG.84_LEWAGEN11_1.LES.WAGENER.115.115 | 1 | 84LEIGHTON7 115.00 | 650267 | WAGENER 7 115.00 | 650285 | 115
LES | TOPOLOGY%LES%LES%LN3521%A | Columbus East - Northwest 68th & West Holdrege 345 kV | Line | NPPD.COLMBS_E.LN3521.LES.NW68HOL.345.345 | 1 | COLMB.E3 345.00 | 640125 | NW68HOLDRG3 345.00 | 650114 | 345
LES | TOPOLOGY%LES%LES%FOLSOM_ROKEBY%A | Folsom & Pleasant Hill - Rokeby 115 kV | Line | LES.FOLSOM.FOLSOM_ROKEBY.LES.ROKEBY.115.115 | 1 | FOLSM&PHIL7 115.00 | 650242 | ROKEBY 7 115.00 | 650290 | 115
LES | TOPOLOGY%NPPD%NPPD%L1099%A | Folsom & Pleasant Hill - Sheldon 115 kV #2 | Line | LES.FOLSOM.L1099.NPPD.SHELDON.115.115 | 1 | FOLSM&PHIL7 115.00 | 650242 | SHELDON7 115.00 | 640278 | 115
LES | TOPOLOGY%LES%LES%BENNET_FOLSOM%A | Folsom & Pleasant Hill - SW 7th & Bennet 115kV | Line | LES.FOLSOM.BENNET_FOLSOM.LES.SWBEMMET.115.115 | 1 | FOLSM&PHIL7 115.00 | 650242 | SW7&BENNET7 115.00 | 650244 | 115
LES | TOPOLOGY%LES%LES%NW68HMOORE34_1%1 | Moore NPPD - Northwest 68th & West Holdrege 345 kV | Line | NPPD.MOORE.NW68HMOORE34_1.LES.NW68HOL.345.345 | 1 | MOORE 3 345.00 | 640277 | NW68HOLDRG3 345.00 | 650114 | 345
LES | TOPOLOGY%LES%LES%L1015A%A | Northwest 12th & Arbor - Northwest 70 and Fairfield 115 kV | Line | LES.NW12ARB.L1015A.LES.NW70FAIR.115.115 | 1 | NW70FAIRFD7 115.00 | 650210 | NW12&ARBOR7 115.00 | 650226 | 115
LES | TOPOLOGY%LES%LES%NW5BEWLINC11_1%1 | Northwest 5th & Benton - West Lincoln 115 kV | Line | LES.NW5BENT.NW5BEWLINC11_1.LES.WLINC.115.115 | 1 | W LINCOLN 7 115.00 | 650208 | NW5&BENTON7 115.00 | 650212 | 115
LES | TOPOLOGY%LES%LES%PAWNLNW68H11_1%1 | Northwest 68th & West Holdrege - Pawnee Lake 115 kV | Line | NPPD.PAWN_LK.PAWNLNW68H11_1.LES.NW68HOL.115.115 | 1 | PAWNEEL7 115.00 | 640316 | NW68HOLDRG7 115.00 | 650214 | 115
LES | TOPOLOGY%LES%LES%NW68HROKEB11_1%1 | Northwest 68th & West Holdrege - Rokeby 115 kV | Line | LES.ROKEBY.NW68HROKEB11_1.LES.NW68HOL.115.115 | 1 | NW68HOLDRG7 115.00 | 650214 | ROKEBY 7 115.00 | 650290 | 115
LES | TOPOLOGY%LES%LES%SW27_NW68H11_1%1 | Northwest 68th & West Holdrege - Southwest 27th & F 115 kV | Line | LES.SW27_F.SW27_NW68H11_1.LES.NW68HOL.115.115 | 1 | NW68HOLDRG7 115.00 | 650214 | SW27&F 7 115.00 | 650216 | 115
LES | TOPOLOGY%LES%LES%L1485%A | Northwest 68th & West Holdrege - Wagener LES 345 kV | Line | LES.WAGENER.L1485.LES.NW68HOL.345.345 | 1 | NW68HOLDRG3 345.00 | 650114 | WAGENER 3 345.00 | 650185 | 345
LES | TOPOLOGY%LES%LES%L1014%A | NW 68th & West Holdrege - NW 70 & Fairfield 115 kV | Line | LES.NW70FAIR.L1014.LES.NW68HOL.115.115 | 1 | NW70FAIRFD7 115.00 | 650210 | NW68HOLDRG7 115.00 | 650214 | 115
LES | TOPOLOGY%LES%LES%WAGENSUB3434_1%1 | S3454 - Wagener LES 345 kV | Line | OPPD.SUB3454.WAGENSUB3434_1.LES.WAGENER.345.345 | 1 | S3454 3 345.00 | 645454 | WAGENER 3 345.00 | 650185 | 345
LES | TOPOLOGY%LES%LES%BENNET_40ROKE%A | SW 7th & Bennet - 40th & Rokeby 115kV | Line | LES.SWBENNET.BENNET_40ROKE.LES.40_ROKE.115.115 | 1 | SW7&BENNET7 115.00 | 650244 | 40&ROKEBY 7 115.00 | 640278 | 115
LES | TOPOLOGY%LES%LES%BENNET_SHELDON%1 | SW 7th & Bennet - Sheldon 115kV | Line | LES.SWBENNET.BENNET_SHELDON.LES.SHELDON.115.115 | 1 | SW7&BENNET7 115.00 | 650244 | SHELDON7 115.00 | 640278 | 115
LES | TOPOLOGY%LES%LES%WAVERWAGEN11_1%1 | Wagener LES - Waverly 115 kV | Line | LES.WAVERLY2.WAVERWAGEN11_1.LES.WAGENER.115.115 | 1 | WAVERLY 7 115.00 | 650283 | WAGENER 7 115.00 | 650285 | 115
MDU | TOPOLOGY%MDU%MDU%BEULACOYOT11_1%1 | Beulah MDU - Coyote MDU 115kV | Line | MDU.BEULAH.BEULACOYOT11_1.MDU.COYOTE.115.115 | 1 | BEULAH 7 115.00 | 661008 | COYOTE 7 115.00 | 661018 | 115
MDU | TOPOLOGY%MDU%MDU%KNIFRBEULA11_1%1 | Beulah MDU - Mandan 115kV | Line | MDU.BEULAH.KNIFRBEULA11_1.MDU.KNIFRCOA.115.115 | 1 | BEULAH 7 115.00 | 661008 | MANDAN 7 115.00 | 661054 | 115
MDU | TOPOLOGY%MDU%MDU%STAN_BEULA11_1%1 | Beulah MDU - Stanton Tap 115 kV | Line | MDU.BEULAH.STAN_BEULA11_1.WAUE.STAN_TP.115.115 | 1 | STANTONTAP 7115.00 | 659300 | BEULAH 7 115.00 | 661008 | 115
MDU | TOPOLOGY%MDU%MDU%KENMAKENAS11_1%1 | Kenmare MDU - Kenaston Tap 115 kV | Line | MDU.KENMARE.KENMAKENAS11_1.WAUE.KENASTON.115.115 | 1 | KENASTON 7115.00 | 659308 | KENMARE7 115.00 | 661052 | 115
MEC | LINE%CURRENTLY%NOT%MODELED%IN%EMS | Avoca MEC - Teakwood MEC | Line |  | 1 | AVOCA 8 69.000 | 635040 | TEAKWOOD 8 69.000 | 635046 | 0
MEC | TOPOLOGY%WAUE%WAUE%TOYNECARR_69_1%1 | Carrollton S MEC - Toyne 69kV | Line | MEC.CARR_S.TOYNECARR_69_1.WAUE.TOYNE_CB.69.69 | 1 | CAROL S8 69.000 | 635322 | TOYNE8 69.000 | 656249 | 69
MEC | TOPOLOGY%MEC%MEC%PONYCCBLUF34_1%1 | Council Bluffs-Pony Creek 345kV | Line | MEC.CBLUFFS.PONYCCBLUF34_1.MEC.PONYCRK0.345.345 | 1 | CBLUFFS3 345.00 | 635000 | PNYCRK 3 345.00 | 635013 | 345
MEC | TOPOLOGY%MEC%MEC%HAMP_HAMPT69_1%1 | Hampton - Hampton W 69 kV | Line | WAUE.HAMPTON2.HAMP_HAMPT69_1.MEC.HAMP_W.69.69 | 1 | HAMPTNW8 69.000 | 636315 | HAMPTON8 69.000 | 656193 | 69
MEC | TOPOLOGY%MEC%MEC%LKVWMLKVWT69_1%1 | Lake View MEC - Lake View 69kV | Line | MEC.LKVWMUNI.LKVWMLKVWT69_1.WAUE.LKVWTAP.69.69 | 1 | LAKEVW 8 69.000 | 635346 | SACJCT8 69.000 | 656979 | 69
MEC | TOPOLOGY%MEC%MEC%OBRIEHLNDW34_1%1 | OBrien - Highland 345 kV | Line | MEC.OBRIENCO.OBRIEHLNDW34_1.MEC.HLNDWIND.345.345 | [5 empty] | 345
MEC | LINE%CURRENTLY%NOT%MODELED%IN%EMS | Plymouth MEC - WSC | Line | [6 empty] | 0
MEC | TOPOLOGY%WAUE%WAUE%SALIXEASTS69_1%1 | Salix - Eastside MEC 69kV | Line |  | 1 | SALIX 8 69.000 | 635236 | EASTSID8 69.000 | 635247 | 69
MEC | TOPOLOGY%MEC%MEC%SALIXNEALN16_1%1 | Salix - MEC Neal North 161kV | Line |  | 1 | NEAL N 5 161.00 | 635203 | SALIX 5 161.00 | 635235 | 161
MEC | TOPOLOGY%WAUE%WAUE%SALIXMORNG16_1%1 | Salix Jct. - MEC Morningside 161kV | Line |  | 1 | MORNSD 5 161.00 | 635225 | SALIX 5 161.00 | 635235 | 161
MEC | TOPOLOGY%MEC%MEC%OBRIENCO_KOSS%A | TOPOLOGY%MEC%MEC%OBRIENCO_KOSS%A | Line | [6 empty] | 0
MEC | TOPOLOGY%MEC%MEC%WEBSTKOSSU34_1%1 | Webster MEC - Kossuth MEC 345 kV | Line | MEC.WEBSTER2.WEBSTKOSSU34_1.MEC.KOSSUTHC.345.345 | [5 empty] | 345
MIDW | TOPOLOGY%WR%MIDW%RUSLPMP_RADIAL%A | Gorham-Russell Pump Radial 115kV | Line | WR.GORHAM.RUSLPMP_RADIAL.WR.GORHAM.115.115 | 1 | GORHAM 3 115.00 | 530552 | RUSLPMP3 115.00 | 530684 | 115
MP | TOPOLOGY%MP%MP%MP_ARR_SQB_DCL%1 | Square Butte - Arrowhead DC line modeled as AC fix | Line | MP.ARROWHD.MP_ARR_SQB_DCL.MP.SQBUTTE.230.230 | [5 empty] | 230
MP | TOPOLOGY%MP%MP%ORTMSHAN_907%A | TOPOLOGY%MP%MP%ORTMSHAN_907%A | Line | [6 empty] | 0
MPS | TOPOLOGY%MPS%MPS%11058%A | 13 & 40 - Odessa 69kV | Line | MPS.ODESSA1.11058.MPS.1340_JCT.69.69 | 1 | 13&40 2 69.000 | 541266 | ODESSA 2 69.000 | 541267 | 69
MPS | TOPOLOGY%MPS%MPS%11059%A | 13 & 40 - Warrensburg Plant 69 kV | Line | MPS.WBURGP.11059.MPS.1340_JCT.69.69 | 1 | 13&40 2 69.000 | 541266 | WBURGP 2 69.000 | 541268 | 69
MPS | TOPOLOGY%MPS%MPS%11103%A | 3M - Metz 69 kV | Line | MPS.METZ_MP.11103.MPS.3M.69.69 | 1 | METZ 2 69.000 | 541309 | 3M 2 69.000 | 541310 | 69
MPS | TOPOLOGY%MPS%MPS%M2_NEVJC_1%A | 3M - Nevada Junction 69 kV | Line | MPS.NEVJCT.M2_NEVJC_1.MPS.3M.69.69 | 1 | 3M 2 69.000 | 541310 | NEVJCT 2 69.000 | 541311 | 69
MPS | TOPOLOGY%MPS%MPS%BUTLR-ARCHIE%A | Adrian - Archie 161 kV | Line | MPS.ARCHIE.BUTLR-ARCHIE.MPS.ADRIAN5.161.161 | 1 | ARCHIE 5 161.00 | 541207 | ADRIAN 5 161.00 | 541240 | 161
MPS | TOPOLOGY%MPS%MPS%BUTLR-ARCHIE%B | Adrian - Butler AECI 161 kV | Line | MPS.BUTL_MPS.BUTLR-ARCHIE.MPS.ADRIAN5.161.161 | 1 | 5BUTLER 161.00 | 301342 | ADRIAN 5 161.00 | 541240 | 161
MPS | TOPOLOGY%MPS%MPS%LAKE_R_NASHUA2%A | Alabama - Lake Road 161 kV | Line | MPS.LAKE_RD.LAKE_R_NASHUA2.MPS.ALABAMA5.161.161 | 1 | LAKE RD5 161.00 | 541255 | ALABAMA5 161.00 | 541354 | 161
MPS | TOPOLOGY%MPS%MPS%AMOILTP2_AMOIL%A | American Oil Tap - American Oil 69kV | Line | MPS.AMOIL2.AMOILTP2_AMOIL.MPS.AMOILTP2.69.69 | 1 | AMOIL 2 69.000 | 541358 | AMOILTP2 69.000 | 541376 | 69
MPS | TOPOLOGY%MPS%MPS%AMOILTP_KELLOG%A | American Oil Tap - Kellog 69 kV | Line | MPS.AMOILTP2.AMOILTP_KELLOG.MPS.KELLOG2.69.69 | 1 | AMOILTP2 69.000 | 541376 | KELLOG 2 69.000 | 541377 | 69
MPS | TOPOLOGY%MPS%MPS%11085%A | Anaconda - Freeman 69 kV | Line | MPS.FREEMAN9.11085.MPS.ANCONDA.69.69 | 1 | FREEMAN2 69.000 | 541291 | ANCONDA2 69.000 | 541292 | 69
MPS | TOPOLOGY%MPS%MPS%11086%A | Anaconda - Harrisonville West 69 kV | Line | MPS.ANCONDA.11086.MPS.HSNVLW.69.69 | 1 | ANCONDA2 69.000 | 541292 | HSNVLW 2 69.000 | 541293 | 69
MPS | TOPOLOGY%MPS%MPS%11099%A | Appleton City - Nevada 69 kV | Line | MPS.APCITY.11099.MPS.NEVPLT.69.69 | 1 | APCITY 2 69.000 | 541306 | NEVADA 2 69.000 | 541308 | 69
MPS | TOPOLOGY%MPS%MPS%11098%A | Appleton City - Urich Tap 69 kV | Line | MPS.APCITY.11098.MPS.URICHTP.69.69 | 1 | URICHTP2 69.000 | 541304 | APCITY 2 69.000 | 541306 | 69
MPS | TOPOLOGY%MPS%MPS%10998%A | Archie - Harrisonville 161 kV | Line | MPS.HSNVL1.10998.MPS.ARCHIE.161.161 | 1 | ARCHIE 5 161.00 | 541207 | HSNVL 5 161.00 | 541239 | 161
MPS | TOPOLOGY%MPS%MPS%ARCHIE_SHARP%A | Archie - South Harper 161 kV | Line | MPS.ARCHIE.ARCHIE_SHARP.MPS.SHARPER5.161.161 | 1 | ARCHIE 5 161.00 | 541207 | S.HARP 5 161.00 | 541341 | 161
MPS | TOPOLOGY%MPS%MPS%11306_MID%A | Avenue City Tap - Midway 161 kV | Line | MPS.AVECTYTP.11306_MID.MPS.MIDWAY5.161.161 | 1 | 5AVENUECTY 161.00 | 541394 | MIDWAY_5 161.00 | 541369 | 161
MPS | TOPOLOGY%MPS%MPS%11306%A | Avenue City Tap - St. Joe 161 kV | Line | MPS.ST_JOE.11306.MPS.AVECTYTP.161.161 | 1 | ST JOE 5 161.00 | 541253 | 5AVENUECTY 161.00 | 541394 | 161
MPS | TOPOLOGY%MPS%MPS%11082%A | Belton - Belton South 69 kV | Line | MPS.BELTON2.11082.MPS.BELTON1.69.69 | 1 | BELTON 2 69.000 | 541289 | BELTONS2 69.000 | 541290 | 69
MPS | TOPOLOGY%MPS%MPS%RGAFB_BELTON2%A | Belton - Richards Gebauer Air Force Base 69 kV | Line | MPS.BELTON2.RGAFB_BELTON2.MPS.RGAFB.69.69 | 1 | RGAFB 2 69.000 | 541288 | BELTON 2 69.000 | 541289 | 69
MPS | TOPOLOGY%MPS%MPS%BELTON_PECULIA%A | Belton South - Peculiar 161 kV | Line | MPS.PECULIA7.BELTON_PECULIA.MPS.BELTON1.161.161 | 1 | BELTONS5 161.00 | 541340 | PECULR 5 161.00 | 541342 | 161
MPS | TOPOLOGY%MPS%MPS%11084%A | Belton South - Raymore Tap 69 kV | Line | MPS.BELTON1.11084.MPS.RAYTAP.69.69 | 1 | BELTONS2 69.000 | 541290 | RAYTAP 69.000 | 541348 | 69
MPS | TOPOLOGY%MPS%MPS%TURNER_BELTON%A | Belton South - Turner Road 161 kV | Line | MPS.BELTON1.TURNER_BELTON.MPS.TURNER5.161.161 | 1 | TURNER_5 161.00 | 541259 | BELTONS5 161.00 | 541340 | 161
MPS | TOPOLOGY%MPS%MPS%11076%A | Blue Ridge Mall - Longview MPS 69 kV | Line | MPS.BRMALL.11076.MPS.LNGVW1.69.69 | 1 | LNGVW 2 69.000 | 541282 | BRMALL 2 69.000 | 541283 | 69
MPS | TOPOLOGY%MPS%MPS%10991%A | Blue Spring South - Blue Springs East 161 kV | Line | MPS.BLSPS.10991.MPS.BLSPE.161.161 | 1 | BLSPE 5 161.00 | 541205 | BLSPS 5 161.00 | 541211 | 161
MPS | TOPOLOGY%MPS%MPS%10995%A | Blue Spring South - Prairie Lee 161 kV | Line | MPS.PRALEE.10995.MPS.BLSPS.161.161 | 1 | PRALEE 5 161.00 | 541206 | BLSPS 5 161.00 | 541211 | 161
MPS | TOPOLOGY%MPS%MPS%10994%A | Blue Springs East - Blue Springs West 161 kV | Line | MPS.BLSPE.10994.MPS.BLSPW.161.161 | 1 | BLSPE 5 161.00 | 541205 | BLSPW 5 161.00 | 541237 | 161
MPS | TOPOLOGY%MPS%MPS%10993%A | Blue Springs East - Duncan Road MPS 161 kV | Line | MPS.BLSPE.10993.MPS.DUNC_MPS.161.161 | 1 | BLSPE 5 161.00 | 541205 | DUNCAN 5 161.00 | 541235 | 161
MPS | TOPOLOGY%MPS%MPS%10992%A | Blue Springs East - Grain Valley 161 kV | Line | MPS.BLSPE.10992.MPS.GRAINVL5.161.161 | 1 | BLSPE 5 161.00 | 541205 | GRAINVL5 161.00 | 541226 | 161
MPS | TOPOLOGY%MPS%MPS%11047%A | Blue Springs West - Lakewood MPS 161 kV | Line | MPS.LKWOOD.11047.MPS.BLSPW.161.161 | 1 | BLSPW 5 161.00 | 541237 | LKWOOD 5 161.00 | 541238 | 161
MPS | TOPOLOGY%CO%CO%LINE%LN | Browns Curve - Midway MPS 69 kV | Line | Browns Curve - Midway MPS 69 kV (THIS IS A LOAD IN EMS. CAN'T MAP) | 1 | BRWNCRV2 69.000 | 541367 | AMOILTP 69.000 | 541376 | 69
MPS | TOPOLOGY%MPS%MPS%BRWNCRV2_MDWYT%A | Browns Curve - Midway Tap 69 kV | Line | MPS.BRWNCRV2.BRWNCRV2_MDWYT.MPS.MDWYTP2.69.69 | 1 | BRWNCRV2 69.000 | 541367 | MDWYTP 2 69.000 | 541389 | 69
MPS | TOPOLOGY%MPS%MPS%MNDCITY2_BRWNC%A | Browns Curve - Mound City 69 kV | Line | MPS.MNDCITY2.MNDCITY2_BRWNC.MPS.BRWNCRV2.69.69 | 1 | MNDCITY2 69.000 | 541366 | BRWNCRV2 69.000 | 541367 | 69
MPS | TOPOLOGY%MPS%MPS%PICKRG2_BURLJC%A | Burlington Junction MPS - Pickering 69 kV | Line | MPS.PICKRG2.PICKRG2_BURLJC.MPS.BURLJCT.69.69 | 1 | BURLJCT2 69.000 | 541362 | PICKRG_2 69.000 | 541379 | 69
MPS | TOPOLOGY%MPS%MPS%BURLJCT_TARKIO%A | Burlington Junction MPS - Tarkio 69 kV | Line | MPS.BURLJCT.BURLJCT_TARKIO.MPS.TARKIO2.69.69 | 1 | BURLJCT 69.000 | 541362 | TARKIO_2 69.000 | 541363 | 69
MPS | TOPOLOGY%MPS%MPS%BUTLR-NEVADA%A | Butler AECI - Nevada 161 kV | Line | MPS.BUTL_MPS.BUTLR-NEVADA.MPS.NEVADA.161.161 | 1 | 5BUTLER 161.00 | 301342 | NEVADA 5 161.00 | 541208 | 161
MPS | TOPOLOGY%MPS%MPS%CNTR_HOLDEN%A | Centerview - Holden 69 kV | Line | MPS.CNTRVIEW.CNTR_HOLDEN.MPS.HOLDEN.69.69 | 1 | HOLDEN 2 69.000 | 541278 | CNTRVIEW2 69.000 | 541385 | 69
MPS | TOPOLOGY%MPS%MPS%11062%A | Centerview - Warrensburg Plant 69 kV | Line | MPS.CNTRVIEW.11062.MPS.WBURGP.69.69 | 1 | WBURGP 2 69.000 | 541268 | CNTRVIEW2 69.000 | 541385 | 69
MPS | TOPOLOGY%MEC%MEC%MRYVLCLARN16_1%A | Clarinda - Maryville MPS 161 kV | Line | MPS.MRYVL_SJ.MRYVLCLARN16_1.MEC.CLARNDA.161.161 | 1 | MARYVLE5 161.00 | 541251 | CLARINDA 5 161.00 | 635034 | 161
MPS | TOPOLOGY%AECI%AECI%NEVADA-STOCK%A | Clark - Nevada 161 kV | Line | MPS.NEVADA.NEVADA-STOCK.AECI.CLARK.161.161 | 1 | 5CLARK 161.00 | 300070 | NEVADA 5 161.00 | 541208 | 161
MPS | TOPOLOGY%MPS%MPS%CLNT-CLNTMPS%A | Clinton AECI - Clinton MPS 161 kV | Line | AECI.CLINTON.CLNT-CLNTMPS.MPS.CLNTMPS.161.161 | 1 | 5CLINTN 161.00 | 300071 | CLINTON5 161.00 | 541242 | 161
MPS | TOPOLOGY%MPS%MPS%CLINT_WINDSR_1%A | Clinton AECI - Windsor 161 kV | Line | AECI.CLINTON.CLINT_WINDSR_1.MPS.WINDSR5.161.161 | 1 | 5CLINTN 161.00 | 300071 | WINDSR 5 161.00 | 541217 | 161
MPS | TOPOLOGY%MPS%MPS%11096%A | Clinton Green Street - Clinton MPS 69 kV | Line | MPS.CLNTGRN.11096.MPS.CLNT_MPS.69.69 | 1 | CLNTGRN2 69.000 | 541302 | CLNTN N2 69.000 | 541303 | 69
MPS | TOPOLOGY%MPS%MPS%11093%A | Clinton Green Street - Clinton Plant 69 kV | Line | MPS.CLNTPLT.11093.MPS.CLNTGRN.69.69 | 1 | CLNTPLT2 69.000 | 541301 | CLNTGRN2 69.000 | 541302 | 69
MPS | TOPOLOGY%MPS%MPS%11094%A | Clinton MPS - Clinton Plant 69 kV | Line | MPS.CLNTPLT.11094.MPS.CLNT_MPS.69.69 | 1 | CLNTPLT2 69.000 | 541301 | CLINTON2 69.000 | 541303 | 69
MPS | TOPOLOGY%MPS%MPS%11092%A | Clinton Plant - Post Oak 69 kV | Line | MPS.POSTOAK.11092.MPS.CLNTPLT.69.69 | 1 | POSTOAK2 69.000 | 541300 | CLNTPLT2 69.000 | 541301 | 69
MPS | TOPOLOGY%MPS%MPS%11095%A | Clinton Plant - Urich Tap 69 kV | Line | MPS.CLNTPLT.11095.MPS.URICHTP.69.69 | 1 | CLNTPLT2 69.000 | 541301 | URICHTP2 69.000 | 541304 | 69
MPS | TOPOLOGY%MPS%MPS%11070%A | Cole Camp - Sedalia Plant 69 kV | Line | MPS.COLECMP.11070.MPS.SEDPLT.69.69 | 1 | SEDPLT 2 69.000 | 541275 | COLECMP2 69.000 | 541276 | 69
MPS | TOPOLOGY%MPS%MPS%11071%A | Cole Camp - Warsaw Tap 69 kV | Line | MPS.WARSAW9.11071.MPS.COLECMP.69.69 | 1 | COLECMP2 69.000 | 541276 | WARSAWTP 69.000 | 541281 | 69
MPS | TOPOLOGY%MPS%MPS%EDMOND_COOK%A | Cook - Edmond Street 161 kV | Line | MPS.COOK2.EDMOND_COOK.MPS.EDMONDST.161.161 | 1 | COOK 5 161.00 | 541257 | EDMOND5 161.00 | 541355 | 161
MPS | TOPOLOGY%MPS%MPS%11312%A | Cook - St Joe 161 kV | Line | MPS.COOK2.11312.MPS.ST_JOE.161.161 | 1 | ST JOE 5 161.00 | 541253 | COOK 5 161.00 | 541257 | 161
MPS | TOPOLOGY%NPPD%NPPD%11310%A | Cooper NPPD - St Joe 345 kV | Line | MPS.ST_JOE.11310.NPPD.COOPER.345.345 | 1 | ST JOE 3 345.00 | 541199 | COOPER 3 345.00 | 640139 | 345
MPS | TOPOLOGY%CO%CO%LINE%LN | Craig MPS - Craig Northwest 69 kV | Line | LINE.NOT.IN.EMS.CANT.999.999 | 1 | 2CRAIG_NW 69.000 | 300178 | CRAIG_2 69.000 | 541365 | 69
MPS | TOPOLOGY%CO%CO%LINE%LN | Craig MPS - Fairfax MPS 69 kV | Line | LINE.NOT.IN.EMS.CANT.999.999 | 1 | FAIRFAX2 69.000 | 541364 | NTHWARD2 69.000 | 541365 | 69
MPS | TOPOLOGY%CO%CO%LINE%LN | Craig MPS - Mound City 69 kV | Line | LINE.NOT.IN.EMS.CANT.999.999 | 1 | NTHWARD2 69.000 | 541365 | MNDCITY2 69.000 | 541366 | 69
MPS | TOPOLOGY%MPS%MPS%DUNC_M_DUNCAN1%A | Duncan Rd KCPL - Duncan Rd MPS 161 kV | Line | MPS.DUNC_MPS.DUNC_M_DUNCAN1.KCPL.DUNCANKC.161.161 | 1 | DUNCAN 5 161.00 | 541235 | DUNCNRD2 69.000 | 543091 | 161
MPS | TOPOLOGY%MPS%MPS%10982%A | Duncan Road MPS - Sibley 161 kV | Line | MPS.DUNC_MPS.10982.MPS.SIBLEY.161.161 | 1 | DUNCAN 5 161.00 | 541235 | SIBLEYPL 161.00 | 541250 | 161
MPS | TOPOLOGY%MPS%MPS%11313%A | East - Eastowne 161 kV | Line | MPS.EAST2.11313.MPS.EASTTOWN.161.161 | 1 | EASTOWN5 161.00 | 541401 | EAST 5 161.00 | 541254 | 161
MPS | TOPOLOGY%MPS%MPS%11311B%A | East - Woodbine 161 kV | Line | MPS.WOODBIN5.11311B.MPS.EAST2.161.161 | 1 | EAST 5 161.00 | 541254 | WOODBIN5 161.00 | 541258 | 161
MPS | TOPOLOGY%MPS%MPS%EAST_INDPRK%A | Eastowne - Industrial Park 161 kV | Line | MPS.EASTTOWN.EAST_INDPRK.MPS.INDPRK.161.161 | 1 | EASTOWN5 161.00 | 541401 | IND PRK5 161.00 | 541256 | 161
MPS | TOPOLOGY%MPS%MPS%EASTTOWN_STJOE%A | Eastowne - St. Joe 345 kV | Line | KCPL.EASTOWNE.11.MPS.STJOE.345.345 | 1 | EASTOWN7 345.00 | 541400 | ST JOE 3 345.00 | 541199 | 345
MPS | TOPOLOGY%MPS%MPS%EASTTOWN_STJOE%A | Eastowne - St. Joe 345 kV | Line | MPS.EASTTOWN.EASTTOWN_STJOE.MPS.ST_JOE.345.345 | 1 | EASTOWN7 345.00 | 541400 | ST JOE 3 345.00 | 541199 | 345
MPS | TOPOLOGY%MPS%MPS%EDMOND_SAVANAH%A | Edmond St - Savanah 69 kV | Line | MPS.EDMONDST.EDMOND_SAVANAH.MPS.SAVANAH2.69.69 | 1 | SAVANAH2 69.000 | 541391 | EDMOND2 69.000 | 541392 | 69
MPS | TOPOLOGY%MPS%MPS%11315%A | Edmond Street - Lake Road 161 kV | Line | MPS.LAKE_RD.11315.MPS.EDMONDST.161.161 | 1 | LAKE RD5 161.00 | 541255 | EDMOND5 161.00 | 541355 | 161
MPS | TOPOLOGY%MPS%MPS%FAIRFX_NTHWARD%A | Fairfax - Northward 69 kV | Line | MPS.FAIRFX.FAIRFX_NTHWARD.MPS.NTHWARD2.69.69 | 1 | FAIRFAX2 69.000 | 541364 | NTHWARD2 69.000 | 541365 | 69
MPS | TOPOLOGY%MPS%MPS%TARKIO2_FAIRFX%A | Fairfax MPS - Tarkio 69 kV | Line | MPS.TARKIO2.TARKIO2_FAIRFX.MPS.FAIRFX.69.69 | 1 | TARKIO_2 69.000 | 541363 | FAIRFAX2 69.000 | 541364 | 69
MPS | TOPOLOGY%MPS%MPS%FAIRPT-STJOE%A | Fairport - St Joe 345 kV | Line | AECI.FAIRPORT.FAIRPT-STJOE.MPS.ST_JOE.345.345 | 1 | 7FAIRPT 345.00 | 300039 | ST JOE 3 345.00 | 541199 | 345
MPS | TOPOLOGY%MPS%MPS%11016%A | Ferrelview - KCI 161 kV | Line | MPS.KCI.11016.MPS.FRLVW.161.161 | 1 | KCI 5 161.00 | 541212 | FRLVW 5 161.00 | 541213 | 161
MPS | TOPOLOGY%MPS%MPS%11018%A | Ferrelview - TWA 161 kV | Line | MPS.FRLVW.11018.MPS.TWA1.161.161 | 1 | FRLVW 5 161.00 | 541213 | TWA 5 161.00 | 541214 | 161
MPS | TOPOLOGY%MPS%MPS%FREEMA_SHARPER%A | Freeman - South Harper 69 kV | Line | MPS.FREEMAN9.FREEMA_SHARPER.MPS.SHARPER5.69.69 | 1 | FREEMAN2 69.000 | 541291 | S.HARP 2 69.000 | 541343 | 69
MPS | TOPOLOGY%MPS%MPS%11025%B | Frost Road - KC South 161 kV | Line | MPS.KCSOUTH5.11025.MPS.FROSTRD.161.161 | 1 | FROSTRD5 161.00 | 541220 | KCSOUTH5 161.00 | 541245 | 161
MPS | TOPOLOGY%MPS%MPS%11023%A | Frost Road - Raytown 161 kV | Line | MPS.FROSTRD.11023.MPS.RAYTOWN.161.161 | 1 | RAYTOWN5 161.00 | 541219 | FROSTRD5 161.00 | 541220 | 161
MPS | TOPOLOGY%MPS%MPS%11091%A | Garden City MPS - Harrisonville Switching Station 69 kV | Line | MPS.GRDNCT2.11091.MPS.HSNVLS1.69.69 | 1 | HSNVLSW2 69.000 | 541296 | GRDNCTY2 69.000 | 541298 | 69
MPS | TOPOLOGY%MPS%MPS%GRDNCT_SNCLRPS%A | Garden City MPS - Sinclair Pipeline 69 kV | Line | MPS.GRDNCT2.GRDNCT_SNCLRPS.MPS.SNCLRPS2.69.69 | 1 | GRDNCTY2 69.000 | 541298 | SNCLRPS2 69.000 | 541299 | 69
MPS | TOPOLOGY%MPS%MPS%NRTN-SED_MPS%A | Georgetown - Sedalia 161 kV | Line | AECI.GEORGTWN.NRTN-SED_MPS.MPS.SED_MPS.161.161 | 1 | 5GEORGE 161.00 | 300082 | SEDALIA5 161.00 | 541209 | 161
MPS | TOPOLOGY%MPS%MPS%10992B%A | Grain Valley - Oak Grove MPS 161 kV | Line | MPS.OAKGRV.10992B.MPS.GRAINVL5.161.161 | 1 | GRAINVL5 161.00 | 541226 | OAKGRV 5 161.00 | 541227 | 161
MPS | TOPOLOGY%MPS%MPS%11078%A | Grandview City - Grandview Tap 69 kV | Line | MPS.GRDWCTY.11078.MPS.GRDVWTP.69.69 | 1 | GRDVWTP2 69.000 | 541284 | GRDWCTY2 69.000 | 541285 | 69
MPS | TOPOLOGY%MPS%MPS%11080%A | Grandview City - Grandview West 69 kV | Line | MPS.GRDWST.11080.MPS.GRDWCTY.69.69 | 1 | GRDWCTY2 69.000 | 541285 | GRDWST 2 69.000 | 541286 | 69
MPS | TOPOLOGY%MPS%MPS%11028%A | Grandview East - Longview MPS 161 kV | Line | MPS.LNGVW1.11028.MPS.GRDVWE.161.161 | 1 | GRDVWE 5 161.00 | 541223 | LNGVW 5 161.00 | 541224 | 161
MPS | TOPOLOGY%MPS%MPS%11012%A | Grandview East - Martin City MPS 161 kV | Line | MPS.MCTY_MPS.11012.MPS.GRDVWE.161.161 | 1 | MARTCTY5 161.00 | 541210 | GRDVWE 5 161.00 | 541223 | 161
MPS | TOPOLOGY%MPS%MPS%11077%A | Grandview Tap - Longview MPS 69 kV | Line | MPS.GRDVWTP.11077.MPS.LNGVW1.69.69 | 1 | LNGVW 2 69.000 | 541282 | GRDVWTP2 69.000 | 541284 | 69
MPS | TOPOLOGY%MPS%MPS%11079%A | Grandview Tap - Richards Gebauer Air Force Base 69 kV | Line | MPS.RGAFB.11079.MPS.GRDVWTP.69.69 | 1 | GRDVWTP2 69.000 | 541284 | RGAFB 2 69.000 | 541288 | 69
MPS | TOPOLOGY%MPS%MPS%11081%A | Grandview West - Martin City MPS 69 kV | Line | MPS.GRDWST.11081.MPS.MCTY_MPS.69.69 | 1 | GRDWST 2 69.000 | 541286 | MARTCTY2 69.000 | 541287 | 69
MPS | TOPOLOGY%AECI%AECI%NWARSA_GRAVOIS%A | Gravois Mill - North Warsaw 161 kV | Line | AECI.5EDMONS.NWARSA_GRAVOIS.MPS.NWARSAW5.161.161 | 1 | 5EDMONS 161.00 | 300034 | NWARSAW5 161.00 | 541314 | 161
MPS | TOPOLOGY%MPS%MPS%11021B%A | Greenwood Energy Center - Harris Road 161 kV | Line | MPS.GRNWD1.11021B.MPS.HARRS_RD.161.161 | 1 | GRNWD 5 161.00 | 541218 | HARRIS 161.00 | 541313 | 161
MPS | TOPOLOGY%MPS%MPS%11022%A | Greenwood Energy Center - Lees Summit East 161 kV | Line | MPS.LEESUM.11022.MPS.GRNWD1.161.161 | 1 | GRNWD 5 161.00 | 541218 | LEESUM 5 161.00 | 541233 | 161
MPS | TOPOLOGY%MPS%MPS%HLLMRK_LBRTY_1%A | Hallmark MPS - Liberty West 161 kV | Line | MPS.HLLMRK.HLLMRK_LBRTY_1.MPS.LBRTYWT5.161.161 | 1 | HLLMRK 5 161.00 | 541215 | LBRTYWT5 161.00 | 541247 | 161
MPS | TOPOLOGY%MPS%MPS%10981%A | Hallmark MPS - Sibley 161 kV | Line | MPS.SIBLEY.10981.MPS.HLLMRK.161.161 | 1 | HLLMRK 5 161.00 | 541215 | SIBLEYPL 161.00 | 541250 | 161
MPS | TOPOLOGY%MPS%MPS%11090%A | Harrionsville N - Harrisonville Switching Station 69 kV(L6) | Line | MPS.HSNVLN.11090.MPS.HSNVLS1.69.69 | 1 | HSNVLSW2 69.000 | 541296 | HSNVLN 2 69.000 | 541297 | 69
MPS | TOPOLOGY%MPS%MPS%11074%A | Harrionsville North - Ralph Green 69 kV | Line | MPS.HSNVLN.11074.MPS.RGREEN1.69.69 | 1 | RGREEN 2 69.000 | 541279 | HSNVLN 2 69.000 | 541297 | 69
MPS | TOPOLOGY%MPS%MPS%11021%A | Harris Road - Pleasant Hill MPS 161 kV | Line | MPS.PHILL.11021.MPS.HARRS_RD.161.161 | 1 | PHILL 5 161.00 | 541225 | HARRIS 161.00 | 541313 | 161
MPS | TOPOLOGY%MPS%MPS%HRSNVL_TIE%A | Harrisonville - Harrisionville AECI 161 kV | Line | [6 empty] | 161
MPS | TOPOLOGY%MPS%MPS%11088%A | Harrisonville - Harrisonville South 69 kV | Line | MPS.HSNVL1.11088.MPS.HSNVLS.69.69 | 1 | HSNVLS 2 69.000 | 541294 | HSNVL 2 69.000 | 541295 | 69
MPS | TOPOLOGY%MPS%MPS%11089%A | Harrisonville - Harrisonville Switching Station 69 kV | Line | MPS.HSNVL1.11089.MPS.HSNVLS1.69.69 | 1 | HSNVL 2 69.000 | 541295 | HSNVLSW2 69.000 | 541296 | 69
MPS | TOPOLOGY%MPS%MPS%11031%A | Harrisonville - Pleasant Hill MPS 161 kV | Line | MPS.HSNVL1.11031.MPS.PHILL.161.161 | 1 | PHILL 5 161.00 | 541225 | HSNVL 5 161.00 | 541239 | 161
MPS | TOPOLOGY%MPS%MPS%11087%A | Harrisonville South - Harrisonville West 69 kV | Line | MPS.HSNVLW.11087.MPS.HSNVLS.69.69 | 1 | HSNVLW 2 69.000 | 541293 | HSNVLS 2 69.000 | 541294 | 69
MPS | TOPOLOGY%MPS%MPS%11072%A | Holden - Ralph Green 69 kV | Line | MPS.HOLDEN.11072.MPS.RGREEN1.69.69 | 1 | HOLDEN 2 69.000 | 541278 | RGREEN 2 69.000 | 541279 | 69
MPS | TOPOLOGY%MPS%MPS%HOLT_MULLNCRK%A | Holt Switching Station - Mulln Creek 345 kV | Line | MPS.HOLT_SS.HOLT_MULLNCRK.MPS.MULLNCRK.345.345 | 1 | HOLT 7 345.00 | 541510 | MULLNCR7 345.00 | 541197 | 345
MPS | TOPOLOGY%MPS%MPS%LKWING_HOOKR_1%A | Hook Road - Lake Winnebago 161 kV | Line | MPS.HOOKRD5.LKWING_HOOKR_1.MPS.LKWINGB.161.161 | 1 | LKWINGB5 161.00 | 541243 | HOOKRD 5 161.00 | 541249 | 161
MPS | TOPOLOGY%MPS%MPS%LNGVW1_HOOKR_1%A | Hook Road - Longview MPS 161 kV | Line | MPS.HOOKRD5.LNGVW1_HOOKR_1.MPS.LNGVW1.161.161 | 1 | LNGVW 5 161.00 | 541224 | HOOKRD 5 161.00 | 541249 | 161
MPS | TOPOLOGY%KCPL%KCPL%IATAN_STRA%A | Iatan MPS - Stranger 161 kV | Line | WR.STRA.IATAN_STRA.KCPL.IATAN.161.161 | 1 | STRANGR5 161.00 | 541231 | IATAN5 161.00 | 541350 | 161
MPS | TOPOLOGY%MPS%MPS%11314%A | Industrial Park MPS - Lake Road 161 kV | Line | MPS.LAKE_RD.11314.MPS.INDPRK.161.161 | 1 | LAKE RD5 161.00 | 541255 | IND PRK5 161.00 | 541256 | 161
MPS | TOPOLOGY%MPS%MPS%11025%B | KC South - Longview MPS 161 kV | Line | MPS.KCSOUTH5.11025.MPS.LNGVW1.161.161 | 1 | LNGVW 5 161.00 | 541224 | KCSOUTH5 161.00 | 541245 | 161
MPS | TOPOLOGY%MPS%MPS%11017%A | KCI - Platte City 161 kV | Line | MPS.PLTCTY.11017.MPS.KCI.161.161 | 1 | KCI 5 161.00 | 541212 | PLTCTY 5 161.00 | 541221 | 161
MPS | TOPOLOGY%MPS%MPS%KELLOG_SAVANAH%A | Kellog - Savanah 69 kV | Line | MPS.KELLOG2.KELLOG_SAVANAH.MPS.SAVANAH2.69.69 | 1 | KELLOG 2 69.000 | 541377 | SAVANAH2 69.000 | 541391 | 69
MPS | TOPOLOGY%CO%CO%LINE%LN | Kellogg - Maryville MPS 69 kV | Line | LINE.NOT.IN.EMS.CANT.999.999 | 1 | AMOILTP 69.000 | 541376 | KELLOG_2 69.000 | 541377 | 69
MPS | TOPOLOGY%MPS%MPS%MIDWAY5_AMOIL2%A | Kellogg - Midway MPS 69 kV | Line | LINE.IS.NOT.IN.EMS.999.999 | 1 | MIDWY1 2 69.000 | 541368 | AMOIL 2 69.000 | 541358 | 69
MPS | TOPOLOGY%CO%CO%LINE%LN | Kellogg - Nodaway 69 kV | Line | LINE.NOT.IN.EMS.CANT.999.999 | 1 | AMOILTP 69.000 | 541376 | NODAWAY2 69.000 | 541380 | 69
MPS | TOPOLOGY%CO%CO%LINE%LN | Kellogg MPS - Savannah AECI 69kV | Line | LINE.IS.NOT.IN.EMS.999.999 | [5 empty] | 69
MPS | TOPOLOGY%MPS%MPS%11068%A | Kelsey Hayes - Sedalia Plant 69 kV | Line | MPS.KELHYS.11068.MPS.SEDPLT.69.69 | 1 | KELHYS 2 69.000 | 541273 | SEDPLT 2 69.000 | 541275 | 69
MPS | TOPOLOGY%MPS%MPS%11066%A | Kelsey Hayes - Sedalia West North Bus 69 kV | Line | MPS.KELHYS.11066.MPS.SED_MPS.69.69 | 1 | SEDN 2 69.000 | 541271 | KELHYS 2 69.000 | 541273 | 69
MPS | TOPOLOGY%MPS%MPS%KETCH_MULLNCRK%A | Ketchem - Mulln Creek 345 kV | Line | MPS.KETCHEM.KETCH_MULLNCRK.MPS.MULLNCRK.345.345 | 1 | KETCHEM7 345.00 | 541500 | MULLNCR7 345.00 | 541197 | 345
MPS | TOPOLOGY%MPS%MPS%KETCH_OSBORN%A | Ketchem - Osborne Wind Farm 345 kV | Line | MPS.KETCHEM.KETCH_OSBORN.MPS.OSBORNWF.345.345 | Z1 | KETCHEM7 345.00 | 541500 | OSBORN_WF 345.00 | 541501 | 345
MPS | TOPOLOGY%MPS%MPS%SIBLEY_KETCH%A | Ketchem - Sibley 345 kV | Line | MPS.SIBLEY.SIBLEY_KETCH.MPS.KETCHEM.345.345 | 1 | KETCHEM7 345.00 | 541500 | SIBLEY 7 345.00 | 541201 | 345
MPS | TOPOLOGY%MPS%MPS%11065%A | Knob Noster - Sedalia West North Bus 69 kV | Line | MPS.SED_MPS.11065.MPS.KNOSTER.69.69 | 1 | KNOSTER2 69.000 | 541270 | SEDN 2 69.000 | 541271 | 69
MPS | TOPOLOGY%MPS%MPS%11064%A | Knob Noster - Warrensburg East 69 kV | Line | MPS.WBURGE1.11064.MPS.KNOSTER.69.69 | 1 | WBURGE 2 69.000 | 541269 | KNOSTER2 69.000 | 541270 | 69
MPS | TOPOLOGY%MPS%MPS%11032%A | Lake Winnebago - Pleasant Hill MPS 161 kV | Line | MPS.PHILL.11032.MPS.LKWINGB.161.161 | 1 | PHILL 5 161.00 | 541225 | LKWINGB5 161.00 | 541243 | 161
MPS | TOPOLOGY%MPS%MPS%11024%A | Lakewood MPS - Raytown 161 kV | Line | MPS.LKWOOD.11024.MPS.RAYTOWN.161.161 | 1 | RAYTOWN5 161.00 | 541219 | LKWOOD 5 161.00 | 541238 | 161
MPS | TOPOLOGY%AECI%AECI%LAMAR-GRNFLD%A | Lamar AECI - Lamar MPS 69 kV | Line | AECI.LAMAR.LAMAR-GRNFLD.AECI.LAMAR_CT.69.69 | 1 | 2LAMARPT 69.000 | 300685 | LAMAR 2 69.000 | 541312 | 69
MPS | TOPOLOGY%MPS%MPS%11104%A | Lamar MPS - Nevada Junction 69 kV | Line | MPS.NEVJCT.11104.MPS.LAMAR3.69.69 | 1 | NEVJCT 2 69.000 | 541311 | LAMAR 2 69.000 | 541312 | 69
MPS | TOPOLOGY%MPS%MPS%10997%A | Lees Summit East - Prairie Lee 161 kV | Line | MPS.LEESUM.10997.MPS.PRALEE.161.161 | 1 | PRALEE 5 161.00 | 541206 | LEESUM 5 161.00 | 541233 | 161
MPS | TOPOLOGY%MPS%MPS%11056%A | Lexington MPS - Lexington MPS 69 kV | Line | MPS.LEXINGT2.11056.MPS.LEX1611.69.69 | 1 | LEX69 2 69.000 | 541264 | LEXNTON2 69.000 | 541265 | 69
MPS | TOPOLOGY%MPS%MPS%11037%A | Lexington MPS - Odessa 161 kV | Line | MPS.ODESSA1.11037.MPS.LEX1611.161.161 | 1 | ODESSA 5 161.00 | 541229 | LEX161 5 161.00 | 541232 | 161
MPS | TOPOLOGY%MPS%MPS%11043%A | Lexington MPS - Richmond 161 kV | Line | MPS.RICHMN2.11043.MPS.LEX1611.161.161 | 1 | LEX161 5 161.00 | 541232 | RICHMND5 161.00 | 541236 | 161
MPS | TOPOLOGY%MPS%MPS%11054%A | Liberty MPS - Sibley 69 kV | Line | MPS.SIBLEY.11054.MPS.LIBERTY.69.69 | 1 | LIBERTY2 69.000 | 541262 | SIBLEY 2 69.000 | 541263 | 69
MPS | TOPOLOGY%MPS%MPS%11053%A | Liberty MPS - Staley Road 69 kV | Line | MPS.STALEY2.11053.MPS.LIBERTY.69.69 | 1 | STALEY 2 69.000 | 541261 | LIBERTY2 69.000 | 541262 | 69
MPS | TOPOLOGY%KCPL%KCPL%MO_CTY-BRMGN%A | Liberty South MPS - Missouri City 161 kV | Line | MPS.LBRTYST5.MO_CTY-BRMGN.KCPL.MOCTYKCP.161.161 | 1 | 5MOCITY 161.00 | 300098 | LBRTYST5 161.00 | 541248 | 161
MPS | TOPOLOGY%MPS%MPS%10988%A | Liberty West - Nashua MPS 161 kV | Line | MPS.NASH_MPS.10988.MPS.LBRTYWT5.161.161 | 1 | NASHUA 5 161.00 | 541203 | LBRTYWT5 161.00 | 541247 | 161
MPS | TOPOLOGY%MPS%MPS%11027%A | Longview MPS - Western Electric MPS 161 kV | Line | MPS.LNGVW1.11027.MPS.WSTELEC.161.161 | 1 | WSTELEC5 161.00 | 541222 | LNGVW 5 161.00 | 541224 | 161
MPS | TOPOLOGY%MPS%MPS%MARTCTY_TURNER%A | Martin City MPS - Honeywell 161 kV | Line | MPS.MCTY_MPS.MARTCTY_TURNER.MPS.HONEYWEL.161.161 | 1 | MARTCTY5 161.00 | 541210 | HONEYWL5 161.00 | 541382 | 161
MPS | TOPOLOGY%MPS%MPS%MRYVL_SJ_NODAW%A | Maryville - Nodaway 69 kV | Line | MPS.MRYVL_SJ.MRYVL_SJ_NODAW.MPS.NODAWAY2.69.69 | 1 | MRVL#1 69.000 | 541378 | NODAWAY2 69.000 | 541380 | 69
MPS | TOPOLOGY%MPS%MPS%MRYVL_SJ_PICKR%A | Maryville - Pickering 69 kV | Line | MPS.MRYVL_SJ.MRYVL_SJ_PICKR.MPS.PICKRG2.69.69 | 1 | MRVL#2 69.000 | 541359 | PICKRG_2 69.000 | 541379 | 69
MPS | TOPOLOGY%MPS%MPS%MARY-MARY_SJ%A | Maryville AECI - Maryville MPS 161 kV | Line | MPS.MRYVL_SJ.MARY-MARY_SJ.AECI.MARYVIL.161.161 | 1 | 5MARYVL 161.00 | 300097 | MARYVLE5 161.00 | 541251 | 161
MPS | TOPOLOGY%MPS%MPS%11303%A | Maryville MPS - Midway MPS 161 kV | Line | MPS.MIDWAY5.11303.MPS.MRYVL_SJ.161.161 | 1 | MARYVLE5 161.00 | 541251 | MIDWAY_5 161.00 | 541369 | 161
MPS | TOPOLOGY%MPS%MPS%MRYVL_FILMORE1%A | Maryville1 - Filmore 69 kV | Line | MPS.MRYVL_SJ.MRYVL_FILMORE1.MPS.FILMORE2.69.69 | 1 | MRVL#1 69.000 | 541378 | FILMORE2 69.000 | 541381 | 69
MPS | TOPOLOGY%MPS%MPS%MRYVL_FILMORE2%A | Maryville2 - Filmore 69 kV | Line | MPS.MRYVL_SJ.MRYVL_FILMORE2.MPS.FILMORE2.69.69 | 1 | MRVL#2 69.000 | 541359 | FILMORE2 69.000 | 541381 | 69
MPS | TOPOLOGY%MPS%MPS%11102%A | Metz - Nevada 69 kV | Line | MPS.METZ_MP.11102.MPS.NEVADA.69.69 | 1 | NEVADA 2 69.000 | 541308 | METZ 2 69.000 | 541309 | 69
MPS | TOPOLOGY%MPS%MPS%MIDWAY5_AMOIL2%A | Midway - American Oil 69 kV | Line | MPS.MIDWAY5.MIDWAY5_AMOIL2.MPS.AMOIL2.69.69 | 1 | AMOIL 2 69.000 | 541358 | MIDWY1 2 69.000 | 541368 | 69
MPS | TOPOLOGY%MPS%MPS%MIDWAY5_MDWYTP%A | Midway - Midway Tap 69 kV | Line | MPS.MIDWAY5.MIDWAY5_MDWYTP.MPS.MDWYTP2.69.69 | 1 | MIDWY1 2 69.000 | 541368 | MDWYTP 2 69.000 | 541389 | 69
MPS | TOPOLOGY%MPS%MPS%11306%A | Midway MPS - St Joe 161 kV | Line | MPS.AVECTYTP.11306.MPS.ST_JOE.161.161 | 1 | 5AVENUECTY 161.00 | 541394 | ST JOE 5 161.00 | 541253 | 161
MPS | TOPOLOGY%MPS%MPS%MDWYTP2_AMOILT%A | Midway Tap - Amercian Oil Tap 69 kV | Line | MPS.MDWYTP2.MDWYTP2_AMOILT.MPS.AMOILTP2.69.69 | 1 | AMOILTP2 69.000 | 541376 | MDWYTP 2 69.000 | 541389 | 69
MPS | TOPOLOGY%MPS%MPS%MDWYTP2_NODAWA%A | Midway Tap - Nodaway 69 kV | Line | MPS.MDWYTP2.MDWYTP2_NODAWA.MPS.NODAWAY2.69.69 | 1 | NODAWAY2 69.000 | 541380 | MDWYTP 2 69.000 | 541389 | 69
MPS | TOPOLOGY%MPS%MPS%10987%A | Nashua MPS - Smithville 161 kV | Line | MPS.NASH_MPS.10987.MPS.SMTHVL.161.161 | 1 | NASHUA 5 161.00 | 541203 | SMTHVL 5 161.00 | 541204 | 161
MPS | TOPOLOGY%MPS%MPS%NASH_M_NASHUA1%1 | Naushua MPS - Nashua KCPL 161 kV | Line | MPS.NASH_MPS.NASH_M_NASHUA1.KCPL.NASHUA.161.161 | Z1 | NASHUA 5 161.00 | 541203 | NASHUA-5 161.00 | 543028 | 161
MPS | TOPOLOGY%MPS%MPS%11100%A | Nevada - Nevada Plant 69 kV #5 | Line | MPS.NEVADA.11100.MPS.NEVPLT.69.69 | 1 | NEVPLT 2 69.000 | 541307 | NEVADA 2 69.000 | 541308 | 69
MPS | TOPOLOGY%MPS%MPS%11101%A | Nevada Junction - Nevada Plant 69 kV | Line | MPS.NEVJCT.11101.MPS.NEVPLT.69.69 | 1 | NEVPLT 2 69.000 | 541307 | NEVJCT 2 69.000 | 541311 | 69
MPS | TOPOLOGY%MPS%MPS%TWA_N_CONGRS%A | North Congress - TWA 161 kV | Line | MPS.N_CONGRS.TWA_N_CONGRS.MPS.TWA1.161.161 | 1 | TWA 5 161.00 | 541214 | NCONGRS5 161.00 | 541318 | 161
MPS | TOPOLOGY%MPS%MPS%WARSAW_NWARSAW%A | North Warsaw - Warsaw 69 kV | Line | MPS.WARSAW9.WARSAW_NWARSAW.MPS.NWARSAW5.69.69 | 1 | WARSAW 2 69.000 | 541277 | NWARSAW2 69.000 | 541315 | 69
MPS | TOPOLOGY%MPS%MPS%NTHWARD2_MNDCI%A | Northward - Mound City 69 kV | Line | MPS.NTHWARD2.NTHWARD2_MNDCI.MPS.MNDCITY2.69.69 | 1 | NTHWARD2 69.000 | 541365 | MNDCITY2 69.000 | 541366 | 69
MPS | TOPOLOGY%MPS%MPS%11034%A | Oak Grove MPS - Odessa 161 kV | Line | MPS.OAKGRV.11034.MPS.ODESSA1.161.161 | 1 | OAKGRV 5 161.00 | 541227 | ODESSA 5 161.00 | 541229 | 161
MPS | TOPOLOGY%MPS%MPS%ODESSA_WBURGE1%A | Odessa - Warrensburg East 161 kV | Line | MPS.ODESSA1.ODESSA_WBURGE1.MPS.WBURGE1.161.161 | 1 | WBURGE 5 161.00 | 541228 | ODESSA 5 161.00 | 541229 | 161
MPS | TOPOLOGY%MPS%MPS%11046%A | Orrick - Richmond 161 kV | Line | MPS.RICHMN2.11046.MPS.ORRICK9.161.161 | 1 | RICHMND5 161.00 | 541236 | ORRICK 5 161.00 | 541244 | 161
MPS | TOPOLOGY%MPS%MPS%10983%A | Orrick - Sibley 161 kV | Line | MPS.ORRICK9.10983.MPS.SIBLEY.161.161 | 1 | ORRICK 5 161.00 | 541244 | SIBLEYPL 161.00 | 541250 | 161
MPS | TOPOLOGY%AMRN%AMRN%SEDEAOVER16_1%1 | Overton AMMO - Sedalia East 161 kV | Line | MPS.SEDA.SEDEAOVER16_1.AMRN.OVER.161.161 | 1 | 5OVERTON 2 161.00 | 345411 | SEDEAST5 161.00 | 541241 | 161
MPS | TOPOLOGY%AMRN%AMRN%OVER-SIB-3%A | Overton AMMO - Sibley 345 kV | Line | KCPL.SIBL_KCP.OVER-SIB-3.AMRN.OVER.345.345 | 1 | 7OVERTON 345.00 | 345408 | SIBLEY 7 345.00 | 541201 | 345
MPS | TOPOLOGY%MPS%MPS%SIBLEY_STILWE1%A | Peculiar - Pleasant Hill MPS 345 kV | Line | MPS.PHILL.SIBLEY_STILWE1.MPS.PECULIA7.345.345 | 1 | PECULR 7 345.00 | 541198 | PHILL 7 345.00 | 541200 | 345
MPS | TOPOLOGY%MPS%MPS%SHARPER_PECUL7%A | Peculiar South - Peculiar 161 kV | Line | MPS.PECULRS5.SHARPER_PECUL7.MPS.PECULIA7.161.161 | 1 | PECULR 5 161.00 | 541342 | PECULRS5 161.00 | 541344 | 161
MPS | TOPOLOGY%MPS%MPS%SHARPER_PECUL7%B | Peculiar South - South Harper 161 kV | Line | MPS.PECULRS5.SHARPER_PECUL7.MPS.SHARPER5.161.161 | 1 | S.HARP 5 161.00 | 541341 | PECULR2 161.00 | 541344 | 161
MPS | TOPOLOGY%MPS%MPS%11069%A | Pittsburg Corning - Sedalia Plant 69 kV | Line | MPS.PITTCRN.11069.MPS.SEDPLT.69.69 | 1 | PITTCRN2 69.000 | 541274 | SEDPLT 2 69.000 | 541275 | 69
MPS | TOPOLOGY%MPS%MPS%11067%A | Pittsburg Corning - Sedalia West South Bus 69 kV | Line | MPS.PITTCRN.11067.MPS.SED_MPS.69.69 | 1 | SEDS 2 69.000 | 541272 | PITTCRN2 69.000 | 541274 | 69
MPS | TOPOLOGY%MPS%MPS%10990%A | Platte City - Smithville 161 kV | Line | MPS.SMTHVL.10990.MPS.PLTCTY.161.161 | 1 | SMTHVL 5 161.00 | 541204 | PLTCTY 5 161.00 | 541221 | 161
MPS | TOPOLOGY%MPS%MPS%11073%A | Pleasant Hill MPS - Ralph Green 69 kV | Line | MPS.PHILL.11073.MPS.RGREEN1.69.69 | 1 | RGREEN 2 69.000 | 541279 | PHILL 2 69.000 | 541280 | 69
MPS | TOPOLOGY%MPS%MPS%11075%A | Pleasant Hill MPS - Raymore 69 kV | Line | MPS.PHILL.11075.MPS.RAYMORE.69.69 | 1 | PHILL 2 69.000 | 541280 | RAYMORE 69.000 | 541347 | 69
MPS | TOPOLOGY%MPS%MPS%10978%A | Pleasant Hill MPS - Sibley 345 kV | Line | MPS.PHILL.10978.MPS.SIBLEY.345.345 | 1 | PHILL 7 345.00 | 541200 | SIBLEY 7 345.00 | 541201 | 345
MPS | TOPOLOGY%MPS%MPS%SMTHVL_POPLN%A | Pope Lane - Smithville 161 kV | Line | MPS.POPELANE.SMTHVL_POPLN.MPS.SMTHVL.161.161 | 1 | SMTHVL 5 161.00 | 541204 | POPE 161.00 | 541349 | 161
MPS | TOPOLOGY%MPS%MPS%11063%A | Post Oak - Warrensburg Plant 69 kV | Line | MPS.POSTOAK.11063.MPS.WBURGP.69.69 | 1 | WBURGP 2 69.000 | 541268 | POSTOAK2 69.000 | 541300 | 69
MPS | TOPOLOGY%MPS%MPS%10996%A | Prairie Lee - Strothers Road 161 kV | Line | MPS.STROTHR5.10996.MPS.PRALEE.161.161 | 1 | PRALEE 5 161.00 | 541206 | STROTHR5 161.00 | 541246 | 161
MPS | TOPOLOGY%MPS%MPS%RAYMOR_RAYTAP%A | Raymore - Raymore Tap 69 kV | Line | MPS.RAYMORE.RAYMOR_RAYTAP.MPS.RAYTAP.69.69 | 1 | RAYMORE 69.000 | 541347 | RAYTAP 69.000 | 541348 | 69
MPS | TOPOLOGY%MPS%MPS%ROANRD_N_CONGR%A | Roanridge - North Congress 161 kV | Line | MPS.ROANRDGE.ROANRD_N_CONGR.MPS.N_CONGRS.161.161 | 1 | RNRIDGE5 161.00 | 541230 | NCONGRS5 161.00 | 541318 | 161
MPS | TOPOLOGY%MPS%MPS%11052%A | Roanridge - Staley Road 69 kV | Line | MPS.ROANRDGE.11052.MPS.STALEY2.69.69 | 1 | RNRDGE 2 69.000 | 541260 | STALEY 2 69.000 | 541261 | 69
MPS | TOPOLOGY%MPS%MPS%ROCKCREEK_GEN%A | Rock Creek - Holt 345 kV | Line | MPS.ROCKCK7.ROCKCREEK_GEN.MPS.HOLT_SS.345.345 | 1 | holt |  | rock creek |  | 345
MPS | TOPOLOGY%MPS%MPS%11007%A | Sedalia - Sedalia East 161 kV | Line | MPS.SEDA.11007.MPS.SED_MPS.161.161 | 1 | SEDALIA5 161.00 | 541209 | SEDEAST5 161.00 | 541241 | 161
MPS | TOPOLOGY%MPS%MPS%WINDSR_SEDAL_1%A | Sedalia - Sedalia Tap 161 kV | Line |  | 1 | SEDALIA5 161.00 | 541209 | 5SEDALA 161.00 | 300117 | 161
MPS | TOPOLOGY%MPS%MPS%WINDSR_SEDAL_1%A | Sedalia - Sedalia Tap 69 kV | Line | MPS.SED_MPS.WINDSR_SEDAL_1.MPS.SEDALATP.161.161 | 1 | SEDALIA5 161.00 | 541209 | 5SEDALA 161.00 | 300117 | 161
MPS | TOPOLOGY%MPS%MPS%11006%A | Sedalia - Whiteman Air Force Base 161 kV | Line | MPS.SED_MPS.11006.MPS.WAFB.161.161 | 1 | SEDALIA5 161.00 | 541209 | WAFB 5 161.00 | 541234 | 161
MPS | TOPOLOGY%MPS%MPS%WINDSOR_SEDLTP%A | Sedalia Tap - Windsor 161 kV | Line | MPS.SEDALATP.WINDSOR_SEDLTP.MPS.WINDSR5.161.161 | 1 | 5SEDALA 161.00 | 300117 | WINDSR 5 161.00 | 541217 | 161
MPS | TOPOLOGY%CO%CO%LINE%LN | Sedalia West North Bus - Sedalia West South Bus 69 kV | Line | LINE.NOT.IN.EMS.CANT.999.999 | 1 | SEDN 2 69.000 | 541271 | SEDS 2 69.000 | 541272 | 69
MPS | TOPOLOGY%MPS%MPS%11311%A | St Joe - Woodbine 161 kV | Line | MPS.WOODBIN5.11311.MPS.ST_JOE.161.161 | 1 | ST JOE 5 161.00 | 541253 | WOODBIN5 161.00 | 541258 | 161
MPS | TOPOLOGY%MPS%MPS%10966%B | Strothers Road - Western Electric MPS 161 kV | Line | MPS.STROTHR5.10966.MPS.WSTELEC.161.161 | 1 | WSTELEC5 161.00 | 541222 | STROTHR5 161.00 | 541246 | 161
MPS | TOPOLOGY%MPS%MPS%HONE_TURN%A | Turner - Honeywell 161kV | Line | MPS.TURNER5.HONE_TURN.MPS.HONEYWEL.161.161 | 1 | TURNER_5 161.00 | 541259 | HONEYWL5 161.00 | 541382 | 161
MPS | TOPOLOGY%MPS%MPS%11097%A | Urich - Urich Tap 69 kV | Line | MPS.URICH.11097.MPS.URICHTP.69.69 | 1 | URICHTP2 69.000 | 541304 | URICH 2 69.000 | 541305 | 69
MPS | TOPOLOGY%MPS%MPS%11061%A | Warrensburg East - Warrensburg Plant 69 kV | Line | MPS.WBURGP.11061.MPS.WBURGE1.69.69 | 1 | WBURGP 2 69.000 | 541268 | WBURGE 2 69.000 | 541269 | 69
MPS | TOPOLOGY%MPS%MPS%11035%A | Warrensburg East - Whiteman Air Force Base 161 kV | Line | MPS.WBURGE1.11035.MPS.WAFB.161.161 | 1 | WBURGE 5 161.00 | 541228 | WAFB 5 161.00 | 541234 | 161
MPS | NORMALLY%OPEN%TIE%NOT%MODELED | Warsaw Tap - Hermitage (EDE) 69 kV | Line | [6 empty] | 69
MPS | TOPOLOGY%MPS%MPS%WARSAW_NWARSAW%A | Warsaw Tap - Warsaw 69 kV | Line | [6 empty] | 69
MPS | TOPOLOGY%KCPL%KCPL%WESTON5_PLTCTY%A | Weston - Platte City 161kV | Line | KCPL.WESTON5.WESTON5_PLTCTY.MPS.PLTCTY.161.161 | 1 | PLTCTY 5 161.00 | 541221 | WESTON 5 161.00 | 541351 | 161
NPPD | TOPOLOGY%NPPD%NPPD%NP_1096%A | Adm Co Gen - Columbus Dry Grind 115 kV #1 | Line | NPPD.COLMBSCO.NP_1096.NPPD.COLMBSDG.115.115 | 1 | COL.COG7 115.00 | 640119 | COL.DRY7 115.00 | 640122 | 115
NPPD | TOPOLOGY%NPPD%NPPD%NP_1271%A | Adm Co Gen - Columbus Dry Grind 115 kV #2 | Line | NPPD.COLMBSCO.NP_1271.NPPD.COLMBSDG.115.115 | 2 | COL.COG7 115.00 | 640119 | COL.DRY7 115.00 | 640122 | 115
NPPD | TOPOLOGY%NPPD%NPPD%NP_1270%A | Adm Co Gen - Columbus East 115 kV | Line | NPPD.COLMBS_E.NP_1270.NPPD.COLMBSCO.115.115 | 1 | COL.COG7 115.00 | 640119 | COLMB.E7 115.00 | 640127 | 115
NPPD | TOPOLOGY%NPPD%NPPD%NP_1095%A | Adm Co Gen - Columbus Southeast 115 kV | Line | NPPD.COLMBSSE.NP_1095.NPPD.COLMBSCO.115.115 | 1 | COL.COG7 115.00 | 640119 | COL.SE 7 115.00 | 640124 | 115
NPPD | TOPOLOGY%NPPD%NPPD%AINSWAINSW11_1%1 | Ainsworth - Ainsworth Wind 115 kV | Line | NPPD.AINSWRT.AINSWAINSW11_1.NPPD.AINSWIND.115.115 | 1 | AINSWND7 115.00 | 640050 | AINSWRT7 115.00 | 640051 | 115
NPPD | TOPOLOGY%NPPD%NPPD%LN_1267B%1 | AINSWORTH - BASSETT 115 KV | Line | NPPD.AINSWRT.LN_1267B.NPPD.BASSETT.115.115 | 1 | BASSET 115.00 | 640580 | AINSWRT7 115.00 | 640051 | 115
NPPD | TOPOLOGY%NPPD%NPPD%STUART_AINSWRT%A | Ainsworth - Stuart 115 kV | Line | NPPD.AINSWRT.STUART_AINSWRT.NPPD.STUART1.115.115 | 1 | AINSWRT7 115.00 | 640051 | STUART 7 115.00 | 640367 | 115
NPPD | TOPOLOGY%NPPD%NPPD%VALENTN_AINSWR%A | Ainsworth - Valentine 115 kV | Line | NPPD.AINSWRT.VALENTN_AINSWR.NPPD.VALENTN.115.115 | 1 | AINSWRT7 115.00 | 640051 | VALENTN7 115.00 | 640392 | 115
NPPD | TOPOLOGY%NPPD%NPPD%AINSWCALAM11_1%1 | Ainsworth Wind - Calamus 115 kV | Line | NPPD.CALAMS.AINSWCALAM11_1.NPPD.AINSWIND.115.115 | 1 | AINSWND7 115.00 | 640050 | CALAMS 7 115.00 | 640096 | 115
NPPD | TOPOLOGY%NPPD%NPPD%ALBION2_FULERT%A | Albion - Fullerton 115 kV | Line | NPPD.ALBION2.ALBION2_FULERT.NPPD.FULERTN.115.115 | 1 | ALBION 7 115.00 | 640054 | FULERTN7 115.00 | 640176 | 115
NPPD | TOPOLOGY%NPPD%NPPD%1383%A | Albion - Genoa 115 kV | Line | NPPD.ALBION2.ALBION2_GENOA1.NPPD.GENOA.115.115 | 1 | ALBION 7 115.00 | 640054 | GENOA 7 115.00 | 640181 | 115
NPPD | TOPOLOGY%NPPD%NPPD%1168B%A | Albion - Petersburg 115 kV | Line | NPPD.ALBION2.ALBION2_PETRSB.NPPD.PETRSBG.115.115 | 1 | ALBION 7 115.00 | 640054 | PETRSBG7 115.00 | 640318 | 115
NPPD | TOPOLOGY%NPPD%NPPD%ALBION2_SPALDN%A | Albion - Spalding NPPD 115 kV | Line | NPPD.ALBION2.ALBION2_SPALDN.NPPD.SPALDNG.115.115 | 1 | ALBION 7 115.00 | 640054 | SPALDNG7 115.00 | 640347 | 115
NPPD | TOPOLOGY%NPPD%NPPD%SUB-A_ALDA%1 | Alda - Grand Island Sub A 115 kV | Line | NPPD.ALDA.SUB-A_ALDA.NPPD.GI_SUB-A.115.115 | 1 | ALDA 7 115.00 | 640056 | SUB-A 7 115.00 | 642068 | 115
NPPD | TOPOLOGY%NPPD%NPPD%VENNA_ALDA%A | Alda - Ravenna 115 kV | Line | NPPD.RAVENNA.VENNA_ALDA.NPPD.ALDA.115.115 | 1 | ALDA 7 115.00 | 640056 | RAVENNA7 115.00 | 640323 | 115
NPPD | TOPOLOGY%NPPD%NPPD%BOXBUALIAN11_1%1 | Alliance - Box Butte 115 kV | Line | NPPD.ALIANCE.BOXBUALIAN11_1.NPPD.BOXBUTE.115.115 | 1 | ALIANCE7 115.00 | 652570 | BOXBUTE7 115.00 | 659815 | 115
NPPD | TOPOLOGY%NPPD%NPPD%ALIANSNAKE11_1%1 | Alliance - Snake Creek 115 kV | Line | NPPD.SNAKECK.ALIANSNAKE11_1.NPPD.ALIANCE.115.115 | 1 | ALIANCE7 115.00 | 652570 | SNAKECK7 115.00 | 659197 | 115
NPPD | TOPOLOGY%NPPD%NPPD%ANTELO_CREITON%A | Antelope - Creighton 115 kV | Line | NPPD.ANTELOP3.ANTELO_CREITON.NPPD.CREITON.115.115 | 1 | ANTELOP3 115.00 | 640521 | CREITON7 115.00 | 640149 | 115
NPPD | TOPOLOGY%NPPD%NPPD%HOSKN_115_TEMP%A | Antelope - Hoskins 115 kV Temp | Line | NPPD.ANTELOP3.HOSKN_115_TEMP.NPPD.HOSKINS.115.115 | 1 | ANTELOP3-1 115.00 | 640521 | HOSKINS7 115.00 | 640228 | 115
NPPD | TOPOLOGY%NPPD%NPPD%ANTELOP3_HOSKI%A | Antelope - Hoskins 345 kV | Line | NPPD.ANTELOP3.ANTELOP3_HOSKI.NPPD.HOSKINS.345.345 | 1 | ANTELOP3_NP 345.00 | 640520 | HOSKINS3 345.00 | 640226 | 345
NPPD | TOPOLOGY%NPPD%NPPD%ANTELO_NELIGH1%A | Antelope-Neligh1 115 kV | Line | NPPD.ANTELOP3.ANTELO_NELIGH1.NPPD.NELIGH.115.115 | 1 | ANTELOP3 115.00 | 640521 | NELIGH 7 115.00 | 640293 | 115
NPPD | TOPOLOGY%NPPD%NPPD%ANTELO_NELIGH2%A | Antelope-Neligh2 115 kV | Line | NPPD.ANTELOP3.ANTELO_NELIGH2.NPPD.NELIGH.115.115 | 2 | ANTELOP3 115.00 | 640521 | NELIGH 7 115.00 | 640293 | 115
NPPD | TOPOLOGY%NPPD%NPPD%ANTELO_TILDEN%A | Antelope-Tilden Co. Line 115kV | Line | NPPD.ANTELOP3.ANTELO_TILDEN.NPPD.TILDEN.115.115 | 1 | ANTELOP3 115.00 | 640521 | CO.LINE7 115.00 | 640115 | 115
NPPD | TOPOLOGY%NPPD%NPPD%ARTHUHYANN11_1%1 | Arthur - Hyannis 115 kV | Line | NPPD.ARTHUR.ARTHUHYANN11_1.NPPD.HYANNIS.115.115 | 1 | ARTHUR 7 115.00 | 659247 | HYANNIS7 115.00 | 659248 | 115
NPPD | TOPOLOGY%NPPD%NPPD%ARTHUMCONA11_1%1 | Arthur - McConaughy 115 kV | Line | NPPD.ARTHUR.ARTHUMCONA11_1.NPPD.MCONAHY.115.115 | 1 | MCONGHY7 115.00 | 659246 | ARTHUR 7 115.00 | 659247 | 115
NPPD | TOPOLOGY%MEC%MEC%COOPEATCHI34_1%1 | Atchison - Cooper NPPD 345 kV | Line | NPPD.COOPER.COOPEATCHI34_1.MEC.ATCHISNM.345.345 | 1 | ATCHSN 3 345.00 | 635017 | COOPER 3 345.00 | 640139 | 345
NPPD | TOPOLOGY%NPPD%NPPD%CRETEATHEY11_1%1 | Athey - Crete HEA 115 kV | Line | NPPD.ATHEY.CRETEATHEY11_1.NPPD.CRETEHE.115.115 | 1 | ATHEY 7 115.00 | 659244 | CRETEHE7 115.00 | 659245 | 115
NPPD | TOPOLOGY%NPPD%NPPD%ATHEYENDER11_1%1 | Athey - Enders 115 kV | Line | NPPD.ENDERS.ATHEYENDER11_1.NPPD.ATHEY.115.115 | 1 | ENDERS 7 115.00 | 640167 | ATHEY 7 115.00 | 659244 | 115
NPPD | TOPOLOGY%NPPD%NPPD%ATKINS3_EMMET_%A | Atkinson - Emmet 115 kV | Line | NPPD.ATKINS3.ATKINS3_EMMET_.NPPD.EMMET__.115.115 | 1 | ATKINSN7 115.00 | 640058 | EMMET 7 115.00 | 640165 | 115
NPPD | TOPOLOGY%NPPD%NPPD%STUART_ATKINS3%A | Atkinson - Stuart 115 kV | Line | NPPD.ATKINS3.STUART_ATKINS3.NPPD.STUART1.115.115 | 1 | ATKINSN7 115.00 | 640058 | STUART 7 115.00 | 640367 | 115
NPPD | TOPOLOGY%NPPD%NPPD%GRISLD1_AURORA%A | Aurora - Grand Island 115 kV | Line | NPPD.GRISLD1.GRISLD1_AURORA.NPPD.AURORA.115.115 | 1 | AURORA_7 115.00 | 640063 | GR ISLD7 115.00 | 640201 | 115
NPPD | TOPOLOGY%NPPD%NPPD%NP_1150-A%A | Aurora - York 115 kV | Line | NPPD.AURORA.NP_1150-A.NPPD.YORK_NP.115.115 | 1 | AURORA_7 115.00 | 640063 | YORK 7 115.00 | 640411 | 115
NPPD | TOPOLOGY%NPPD%NPPD%12007%A | Axtell - Holdrege 115 kV | Line | NPPD.HOLDREGE.12007.NPPD.AXTELL1.115.115 | 1 | AXTELL 7 115.00 | 640066 | HOLDREG7 115.00 | 640224 | 115
NPPD | TOPOLOGY%NPPD%NPPD%1067%A | Axtell - Kearney 115 kV | Line | NPPD.KEARNEY9.12008.NPPD.AXTELL1.115.115 | 1 | AXTELL 7 115.00 | 640066 | KEARNEY7 115.00 | 640250 | 115
NPPD | TOPOLOGY%NPPD%NPPD%1065%A | Axtell - Minden NPPD 115 kV | Line | NPPD.MINDEN3.12009.NPPD.AXTELL1.115.115 | 1 | AXTELL 7 115.00 | 640066 | MINDEN 7 115.00 | 640275 | 115
NPPD | TOPOLOGY%NPPD%NPPD%12005%A | Axtell - Pauline 345 kV | Line | NPPD.AXTELL1.12005.NPPD.PAULINE.345.345 | 1 | AXTELL 3 345.00 | 640065 | PAULINE3 345.00 | 640312 | 345
NPPD | TOPOLOGY%WR%WR%POSTRCK_AXTEL%A | Axtell - Post Rock 345 kV | Line | NPPD.AXTELL1.POSTRCK_AXTEL.WR.POSTROCK.345.345 | 1 | AXTELL 3 345.00 | 640065 | POSTROCK7 345.00 | 530583 | 345
NPPD | TOPOLOGY%NPPD%NPPD%12006%A | Axtell - Sweetwater NPPD 345 kV | Line | NPPD.AXTELL1.12006.NPPD.SWEETW4.345.345 | 1 | AXTELL 3 345.00 | 640065 | SWEET W3 345.00 | 640374 | 345
NPPD | TOPOLOGY%NPPD%NPPD%NP_1193-B%A | Bancroft - Emerson 115 kV | Line | NPPD.BANCROFT.NP_1193-B.NPPD.EMERSON.115.115 | 1 | BANCRFT7 115.00 | 640070 | EMERSON7 115.00 | 640163 | 115
NPPD | TOPOLOGY%NPPD%NPPD%12014%A | Bancroft - Oakland 115 kV | Line | NPPD.BANCROFT.12014.NPPD.OAKLAND.115.115 | 1 | BANCRFT7 115.00 | 640070 | OAKLAND7 115.00 | 640300 | 115
NPPD | TOPOLOGY%NPPD%NPPD%LN_1267A%1 | BASSETT - STUART 115 KV | Line | NPPD.STUART1.LN_1267A.NPPD.BASSETT.115.115 | 1 | BASSET 115.00 | 640367 | STUART 7 115.00 | 640367 | 161
NPPD | TOPOLOGY%NPPD%NPPD%NORF_BATTC%A | Battle Creek - Norfolk North 115 kV | Line | NPPD.NORFK_N.NORF_BATTC.NPPD.BATTLCR.115.115 | 1 | BATTLCR7 115.00 | 640072 | NORFK.N7 115.00 | 640296 | 115
NPPD | TOPOLOGY%NPPD%NPPD%TILDEN_BATTLCR%A | Battle Creek - Tilden Co. Line 115 kV | Line | NPPD.TILDEN.TILDEN_BATTLCR.NPPD.BATTLCR.115.115 | 1 | BATTLCR7 115.00 | 640072 | CO.LINE7 115.00 | 640115 | 115
NPPD | TOPOLOGY%NPPD%NPPD%NP_1177-A%A | Beatrice - Beatrice Power Station 115 kV #1 | Line | NPPD.BEATRICE.NP_1177-A.NPPD.BEAPWRST.115.115 | 1 | BEATRCE7 115.00 | 640076 | BPS SUB7 115.00 | 640088 | 115
NPPD | TOPOLOGY%NPPD%NPPD%NP_1178-A%A | Beatrice - Beatrice Power Station 115 kV #2 | Line | NPPD.BEATRICE.NP_1178-A.NPPD.BEAPWRST.115.115 | 2 | BEATRCE7 115.00 | 640076 | BPS SUB7 115.00 | 640088 | 115
NPPD | TOPOLOGY%NPPD%NPPD%NP_1087%A | Beatrice - Beatrice South 115 kV | Line | NPPD.BEAT_S.NP_1087.NPPD.BEATRICE.115.115 | 1 | BEAT. S7 115.00 | 640074 | BEATRCE7 115.00 | 640076 | 115
NPPD | TOPOLOGY%NPPD%NPPD%1175A%A | Beatrice - Harbine 115 kV | Line | NPPD.BEATRICE.1175A.NPPD.HARBINE.115.115 | 1 | BEATRCE7 115.00 | 640076 | HARBINE7 115.00 | 640208 | 115
NPPD | TOPOLOGY%NPPD%NPPD%NP_1176%A | Beatrice - Steinauer 115 kV | Line | NPPD.STEINER.NP_1176.NPPD.BEATRICE.115.115 | 1 | BEATRCE7 115.00 | 640076 | STEINER7 115.00 | 640361 | 115
NPPD | TOPOLOGY%NPPD%NPPD%NP_1178-B%A | Beatrice Power Station - Clatonia 115 kV | Line | NPPD.CLATONIA.NP_1178-B.NPPD.BEAPWRST.115.115 | 1 | BPS SUB7 115.00 | 640088 | CLATONA7 115.00 | 640111 | 115
NPPD | TOPOLOGY%NPPD%NPPD%NP_1177-B%A | Beatrice Power Station - Sheldon 115 kV | Line | NPPD.BEAPWRST.NP_1177-B.NPPD.SHELDON.115.115 | 1 | BPS SUB7 115.00 | 640088 | SHELDON7 115.00 | 640278 | 115
NPPD | TOPOLOGY%NPPD%NPPD%12022%A | Beemer - Stanton 115 kV | Line | NPPD.STANTO2.12022.NPPD.BEEMER.115.115 | 1 | BEEMER 7 115.00 | 640078 | STANTON7 115.00 | 640357 | 115
NPPD | TOPOLOGY%NPPD%NPPD%NP_1161-A%A | Beemer - West Point 115 kV | Line | NPPD.BEEMER.NP_1161-A.NPPD.W_POINT.115.115 | 1 | BEEMER 7 115.00 | 640078 | W.POINT7 115.00 | 640400 | 115
NPPD | TOPOLOGY%NPPD%NPPD%HART_BELD%A | Belden - Hartington 115 kV | Line | NPPD.BELDEN.HART_BELD.NPPD.HARTNGTN.115.115 | 1 | BELDEN 7 115.00 | 640080 | HARTGTN7 115.00 | 640212 | 115
NPPD | TOPOLOGY%NPPD%NPPD%NP_1182-B%A | Belden - Hoskins 115 kV | Line | NPPD.BELDEN.NP_1182-B.NPPD.HOSKINS.115.115 | 1 | BELDEN 7 115.00 | 640080 | HOSKINS7 115.00 | 640228 | 115
NPPD | TOPOLOGY%NPPD%NPPD%NP_1097%A | Belden - Twin Church 115 kV | Line | NPPD.BELDEN.NP_1097.NPPD.TWINCHUR.115.115 | 1 | BELDEN 7 115.00 | 640080 | TWIN CH7 115.00 | 640387 | 115
NPPD | TOPOLOGY%NPPD%NPPD%12027%A | Beverly - Enders 115 kV | Line | NPPD.BEVERL1.12027.NPPD.ENDERS.115.115 | 1 | BEVERLY7 115.00 | 640082 | ENDERS 7 115.00 | 640167 | 115
NPPD | TOPOLOGY%NPPD%NPPD%12028%A | Beverly - Red Willow 115 kV | Line | NPPD.BEVERL1.12028.NPPD.REDWLO1.115.115 | 1 | BEVERLY7 115.00 | 640082 | REDWILO7 115.00 | 640326 | 115
NPPD | TOPOLOGY%NPPD%NPPD%BLUECB_SPR11_1%1 | Big Springs - Blue Creek 115 kV | Line | NPPD.B_SPRGS.BLUECB_SPR11_1.NPPD.BLUECK.115.115 | 1 | B.SPRGS7 115.00 | 640068 | BLUECK 7 115.00 | 640086 | 115
NPPD | TOPOLOGY%NPPD%NPPD%BRULEB_SPR11_1%1 | Big Springs - Brule 115 kV | Line | NPPD.BRULE.BRULEB_SPR11_1.NPPD.B_SPRGS.115.115 | 1 | B.SPRGS7 115.00 | 640068 | BRULE 7 115.00 | 640091 | 115
NPPD | TOPOLOGY%NPPD%NPPD%B_SPRJULST11_1%1 | Big Springs - Julesburg Tap 115 kV | Line | NPPD.B_SPRGS.B_SPRJULST11_1.NPPD.JULSBTAP.115.115 | 1 | B.SPRGS7 115.00 | 640068 | JULSTAP7 115.00 | 640246 | 115
NPPD | TOPOLOGY%NPPD%NPPD%RDWILBLACK11_1%1 | Blackwood Creek - Red Willow Creek 115 kV | Line | NPPD.BLACKWDC.RDWILBLACK11_1.NPPD.RDWILCRK.115.115 | 1 | REDWLCK7 115.00 | 659162 | BLKWDCK7 115.00 | 659163 | 115
NPPD | TOPOLOGY%NPPD%NPPD%BLMFLD_CREITON%A | Bloomfield - Creighton 115 kV | Line | NPPD.CREITON.BLMFLD_CREITON.NPPD.BLMFLD.115.115 | 1 | BLMFLD 7 115.00 | 640084 | CREITON7 115.00 | 640149 | 115
NPPD | TOPOLOGY%WAUE%WAUE%GAVINBLMFL11_1%1 | Bloomfield - Gavins Point Dam 115 kV | Line | WAUE.GAVINS.GAVINBLMFL11_1.NPPD.BLMFLD.115.115 | 1 | BLMFLD 7 115.00 | 640084 | GAVINS 7 115.00 | 652511 | 115
NPPD | TOPOLOGY%NPPD%NPPD%BLUECW_HOR11_1%1 | Blue Creek - Wildhorse NPPD 115 kV | Line | NPPD.BLUECK.BLUECW_HOR11_1.NPPD.W_HORSE.115.115 | 1 | BLUECK 7 115.00 | 640086 | W.HORSE7 115.00 | 659193 | 115
NPPD | TOPOLOGY%NPPD%NPPD%BOBCATCN_SCOTS%A | Bob Cat - Scotts Bluff 115 kV | Line | NPPD.BOBCATCN.A.NPPD.SCOTSBLF.115.115 | 1 | SCOTBLF7 115.00 | 640338 | BOBCATCN1 115.00 | 640120 | 115
NPPD | TOPOLOGY%NPPD%NPPD%DUNLABOXBU11_1%1 | Box Butte - Dunlap 115 kV | Line | NPPD.BOXBUTE.DUNLABOXBU11_1.NPPD.DUNLAP.115.115 | 1 | DUNLAP 7 115.00 | 652311 | BOXBUTE7 115.00 | 659815 | 115
NPPD | TOPOLOGY%NPPD%NPPD%BOXBUHEMIN11_1%1 | Box Butte - Hemmingford 115 kV | Line | NPPD.BOXBUTE.BOXBUHEMIN11_1.NPPD.HEMINGF.115.115 | 1 | BOXBUTE7 115.00 | 659236 | HEMINGF7 115.00 | 659237 | 115
NPPD | TOPOLOGY%NPPD%NPPD%BROKENB_MUDDYC%A | Broken Bow - Muddy Creek 115 kV | Line | NPPD.BROKENB.BROKENB_MUDDYC.NPPD.MUDDYCRK.115.115 | [5 empty] | 115
NPPD | TOPOLOGY%NPPD%NPPD%BROKENB_CALAWA%A | Broken Bow NPPD - Callaway 115 kV | Line | NPPD.CALAWAY.BROKENB_CALAWA.NPPD.BROKENB.115.115 | 1 | BROKENB7 115.00 | 640089 | CALAWAY7 115.00 | 640098 | 115
NPPD | TOPOLOGY%NPPD%NPPD%BROKEN_C_CREEK%A | Broken Bow NPPD - Crooked Creek 115 kV | Line | NPPD.C_CREEK.BROKEN_C_CREEK.NPPD.BROKENB.115.115 | 1 | BROKENB7 115.00 | 640089 | C.CREEK7 115.00 | 640094 | 115
NPPD | TOPOLOGY%NPPD%NPPD%BROKENB_LOUPCT%A | Broken Bow NPPD - Loup City 115 kV | Line | NPPD.LOUPCTY.BROKENB_LOUPCT.NPPD.BROKENB.115.115 | 1 | BROKENB7 115.00 | 640089 | LOUPCTY7 115.00 | 640259 | 115
NPPD | TOPOLOGY%NPPD%NPPD%MUDDYCRK_BRKNW%A | Broken Bow Wind - Muddy Creek 115 kV | Line | NPPD.MUDDYCRK.MUDDYCRK_BRKNW.NPPD.BRKNWIND.115.115 | [5 empty] | 115
NPPD | TOPOLOGY%NPPD%NPPD%OGALABRULE11_1%1 | Brule - Ogallala 115 kV | Line | NPPD.BRULE.OGALABRULE11_1.NPPD.OGALALA.115.115 | 1 | BRULE 7 115.00 | 640091 | OGALALA7 115.00 | 659132 | 115
NPPD | TOPOLOGY%NPPD%NPPD%THEDFRD_CALAMS%A | Calamus - Thedford 115 kV | Line | NPPD.THEDFRD.THEDFRD_CALAMS.NPPD.CALAMS.115.115 | 1 | CALAMS 7 115.00 | 640096 | THEDFRD7 115.00 | 640381 | 115
NPPD | TOPOLOGY%NPPD%NPPD%CALAWAY_MAXWEL%A | Callaway - Maxwell 115 kV | Line | NPPD.MAXWELL.CALAWAY_MAXWEL.NPPD.CALAWAY.115.115 | 1 | CALAWAY7 115.00 | 640098 | MAXWELS7 115.00 | 640267 | 115
NPPD | TOPOLOGY%NPPD%NPPD%12040%A | Cambridge - Gosper 115 kV | Line | NPPD.GOSPER.12040.NPPD.CAMBRIG.115.115 | 1 | CAMBRIG7 115.00 | 640100 | GOSPER 7 115.00 | 640194 | 115
NPPD | TOPOLOGY%NPPD%NPPD%12041%A | Cambridge - McCook 115 kV | Line | NPPD.MCCOOK1.12041.NPPD.CAMBRIG.115.115 | 1 | CAMBRIG7 115.00 | 640100 | MCCOOK 7 115.00 | 640269 | 115
NPPD | TOPOLOGY%NPPD%NPPD%NP_2315%A | Canaday - Crooked Creek 230 kV | Line | NPPD.C_CREEK.NP_2315.NPPD.CANADAY.230.230 | 1 | C.CREEK4 230.00 | 640093 | CANADAY4 230.00 | 640102 | 230
NPPD | TOPOLOGY%NPPD%NPPD%NP_1143-A%A | Canaday - Elm Creek NPPD 115 kV | Line | NPPD.ELMCREEK.NP_1143-A.NPPD.CANADAY.115.115 | 1 | CANADAY7 115.00 | 640103 | ELMCRK_7 115.00 | 640161 | 115
NPPD | TOPOLOGY%NPPD%NPPD%NP_1243%A | Canaday - Johnson 2 115 kV #1 | Line | NPPD.CANADAY.NP_1243.NPPD.JOHNSON2.115.115 | 1 | CANADAY7 115.00 | 640103 | JOHN.2 7 115.00 | 640242 | 115
NPPD | TOPOLOGY%NPPD%NPPD%NP_1449%A | Canaday - Johnson 2 115 kV #2 | Line | NPPD.CANADAY.NP_1449.NPPD.JOHNSON2.115.115 | 2 | CANADAY7 115.00 | 640103 | JOHN.2 7 115.00 | 640242 | 115
NPPD | TOPOLOGY%NPPD%NPPD%NP_1349%A | Canaday - Lexington NPPD 115 kV | Line | NPPD.LEXNGTON.NP_1349.NPPD.CANADAY.115.115 | 1 | CANADAY7 115.00 | 640103 | LXNGTN 7 115.00 | 640256 | 115
NPPD | TOPOLOGY%NPPD%NPPD%1083%A | Carlton Jct - Geneva 115 kV | Line | NPPD.GENEVA.12049.NPPD.CARLJCT.115.115 | 1 | CARLJCT7 115.00 | 640105 | GENEVA 7 115.00 | 640178 | 115
NPPD | TOPOLOGY%NPPD%NPPD%NP_1071%A | Carlton Jct - Hebron North 115 kV | Line | NPPD.CARLJCT.NP_1071.NPPD.HEBRON_N.115.115 | 1 | CARLJCT7 115.00 | 640105 | HEBRN N7 115.00 | 640218 | 115
NPPD | TOPOLOGY%NPPD%NPPD%GRISLD1_CENCIT%A | Central City - Grand Island 115 kV | Line | NPPD.GRISLD1.GRISLD1_CENCIT.NPPD.CENCITY.115.115 | 1 | CENCITY7 115.00 | 640107 | GR ISLD7 115.00 | 640201 | 115
NPPD | TOPOLOGY%NPPD%NPPD%12052%A | Central City - Silver Creek 115 kV | Line | NPPD.CENCITY.12052.NPPD.SILVRCRK.115.115 | 1 | CENCITY7 115.00 | 640107 | SILVRCK7 115.00 | 640345 | 115
NPPD | TOPOLOGY%NPPD%NPPD%NP_692%A | Chadron - Crawford 115 kV | Line | NPPD.CRAWFRD.NP_692.NPPD.CHADRON.115.115 | 1 | CHADRON7 115.00 | 640109 | CRAWFRD7 115.00 | 640147 | 115
NPPD | TOPOLOGY%NPPD%NPPD%DUNLACHADR11_1%1 | Chadron - Dunlap 115 kV | Line | NPPD.CHADRON.DUNLACHADR11_1.NPPD.DUNLAP.115.115 | 1 | CHADRON7 115.00 | 640109 | DUNLAP 7 115.00 | 652311 | 115
NPPD | TOPOLOGY%NPPD%NPPD%NP_673%A | Chadron - Rushville 115 kV | Line | NPPD.RUSHVILL.NP_673.NPPD.CHADRON.115.115 | 1 | CHADRON7 115.00 | 640109 | RUSHVIL7 115.00 | 640334 | 115
NPPD | TOPOLOGY%NPPD%NPPD%NP_675%A | Chadron - Wayside 115 kV | Line | NPPD.CHADRON.NP_675.NPPD.WAYSIDE.115.115 | 1 | CHADRON7 115.00 | 640109 | WAYSIDE7 115.00 | 640405 | 115
NPPD | TOPOLOGY%NPPD%NPPD%CHAPPJULST11_1%1 | Chappel - Julesburg Tap 115kV | Line | NPPD.JULSBTAP.CHAPPJULST11_1.NPPD.CHAPPEL.115.115 | 1 | JULSTAP7 115.00 | 640246 | CHAPPEL7 115.00 | 652300 | 115
NPPD | TOPOLOGY%NPPD%NPPD%COLTOCHAPP11_1%1 | Chappell - Colton 115 kV | Line | NPPD.CHAPPEL.COLTOCHAPP11_1.NPPD.COLTON.115.115 | 1 | CHAPPEL7 115.00 | 652300 | COLTON 7 115.00 | 659238 | 115
NPPD | TOPOLOGY%NPPD%NPPD%CHAPPJULST11_1%1 | Chappell - Julesburg Tap 115 kV | Line | NPPD.CHAPPEL.CHAPPJULST11_1.NPPD.JULSBTAP.115.115 | 1 | JULSTAP7 115.00 | 640246 | CHAPPEL7 115.00 | 652300 | 115
NPPD | TOPOLOGY%NPPD%NPPD%NP_1178-C%A | Clatonia - Sheldon 115 kV | Line | NPPD.CLATONIA.NP_1178-C.NPPD.SHELDON.115.115 | 1 | CLATONA7 115.00 | 640111 | SHELDON7 115.00 | 640278 | 115
NPPD | TOPOLOGY%NPPD%NPPD%NELIGH_CLRWATR%A | Clearwater NPPD - Neligh 115 kV | Line | NPPD.CLRWATR.NELIGH_CLRWATR.NPPD.NELIGH.115.115 | 1 | CLRWATR7 115.00 | 640113 | NELIGH 7 115.00 | 640293 | 115
NPPD | TOPOLOGY%NPPD%NPPD%ONEILL_CLRWATR%A | Clearwater NPPD - ONeill 115 kV | Line | NPPD.CLRWATR.ONEILL_CLRWATR.NPPD.ONEILL.115.115 | 1 | CLRWATR7 115.00 | 640113 | ONEILL 7 115.00 | 640305 | 115
NPPD | TOPOLOGY%NPPD%NPPD%12254%A | Cody - Valentine West 115 kV | Line | NPPD.VALEN_W.12254.NPPD.CODY2.115.115 | 1 | CODY 7 115.00 | 640117 | VALTN.W7 115.00 | 640394 | 115
NPPD | TOPOLOGY%NPPD%NPPD%COLTOCHAPP11_1%1 | Colton - Chappel 115kV | Line | NPPD.COLTON.COLTOCHAPP11_1.NPPD.CHAPPEL.115.115 | 1 | CHAPPEL7 115.00 | 652300 | COLTON 7 115.00 | 659238 | 115
NPPD | TOPOLOGY%NPPD%NPPD%SIDNECOLTO11_1%1 | Colton - Sidney 115kV | Line | NPPD.COLTON.SIDNECOLTO11_1.NPPD.SIDNEY.115.115 | 1 | COLTON 7 115.00 | 659817 | SIDNEY 7 115.00 | 652572 | 115
NPPD | TOPOLOGY%NPPD%NPPD%SIDNECOLTO11_1%1 | Colton - Sidney TriSt 115 kV | Line | NPPD.COLTON.SIDNECOLTO11_1.NPPD.SIDNEY.115.115 | 1 | SIDNEY 7 115.00 | 652572 | COLTON 7 115.00 | 659238 | 115
NPPD | TOPOLOGY%NPPD%NPPD%NP_1057%A | Columbus - Columbus East 115 kV | Line | NPPD.COLHYDRO.NP_1057.NPPD.COLMBS_E.115.115 | 1 | COLMB.E7 115.00 | 640127 | COLMBUS7 115.00 | 640136 | 115
NPPD | TOPOLOGY%NPPD%NPPD%NP_1153A%A | Columbus - Columbus Southeast 115 kV | Line | NPPD.COLHYDRO.NP_1153A.NPPD.COLMBSSE.115.115 | 1 | COL.SE 7 115.00 | 640124 | COLMBUS7 115.00 | 640136 | 115
NPPD | TOPOLOGY%NPPD%NPPD%NP_1162-A%A | Columbus - Creston 115 kV | Line | NPPD.CRESTON.NP_1162-A.NPPD.COLHYDRO.115.115 | 1 | COLMBUS7 115.00 | 640136 | CRESTON7 115.00 | 640151 | 115
NPPD | TOPOLOGY%NPPD%NPPD%NP_1183%A | Columbus - Genoa 115 kV | Line | NPPD.GENOA.NP_1183.NPPD.COLHYDRO.115.115 | 1 | COLMBUS7 115.00 | 640136 | GENOA 7 115.00 | 640181 | 115
NPPD | TOPOLOGY%NPPD%NPPD%NP_1195%A | Columbus - Kelly NPPD 115 kV | Line | NPPD.KELLY.NP_1195.NPPD.COLHYDRO.115.115 | 1 | KELLY 7 115.00 | 640134 | COLMBUS7 115.00 | 640136 | 115
NPPD | TOPOLOGY%NPPD%NPPD%NP_1151-A%A | Columbus - Schuyler 115 kV | Line | NPPD.COLHYDRO.NP_1151-A.NPPD.SCHUYLER.115.115 | 1 | COLMBUS7 115.00 | 640136 | SCHUYLR7 115.00 | 640336 | 115
NPPD | TOPOLOGY%NPPD%NPPD%NP_1354%A | Columbus - Silver Creek 115 kV | Line | NPPD.SILVRCRK.NP_1354.NPPD.COLHYDRO.115.115 | 1 | COLMBUS7 115.00 | 640136 | SILVRCK7 115.00 | 640345 | 115
NPPD | TOPOLOGY%NPPD%NPPD%NP_1152-B%A | Columbus East - David City 115 kV | Line | NPPD.DAVIDCTY.NP_1152-B.NPPD.COLMBS_E.115.115 | 1 | COLMB.E7 115.00 | 640127 | DAVIDCY7 115.00 | 640157 | 115
NPPD | TOPOLOGY%NPPD%NPPD%NP_2318%A | Columbus East - Kelly NPPD 230 kV | Line | NPPD.KELLY.NP_2318.NPPD.COLMBS_E.230.230 | 1 | E.COL. 4 230.00 | 640126 | COLMBUS4 230.00 | 640133 | 230
NPPD | TOPOLOGY%NPPD%NPPD%NP_3520%A | Columbus East - Shell Creek 345 kV | Line | NPPD.COLMBS_E.NP_3520.NPPD.SHELLCRK.345.345 | 1 | COLMB.E3 345.00 | 640125 | SHELCRK3 345.00 | 640342 | 345
NPPD | TOPOLOGY%NPPD%NPPD%NP_1153B%A | Columbus Southeast - Rising City 115 kV | Line | NPPD.RISNGCTY.NP_1153B.NPPD.COLMBSSE.115.115 | 1 | COL.SE 7 115.00 | 640124 | RISNGCY7 115.00 | 640328 | 115
NPPD | TOPOLOGY%NPPD%NPPD%12063%A | Columbus West - Grand Island 230 kV | Line | NPPD.GRISLD1.12063.NPPD.W_COLMBS.230.230 | 1 | COLMB.W4 230.00 | 640131 | GR ISLD4 230.00 | 640200 | 230
NPPD | TOPOLOGY%NPPD%NPPD%NP_2302-A%A | Columbus West - Kelly NPPD 230 kV | Line | NPPD.W_COLMBS.NP_2302-A.NPPD.KELLY.230.230 | 1 | COLMB.W4 230.00 | 640131 | COLMBUS4 230.00 | 640133 | 230
NPPD | TOPOLOGY%NPPD%NPPD%FAIRPT-COOPR%A | Cooper NPPD - Fairport 345 kV | Line | AECI.FAIRPORT.FAIRPT-COOPR.NPPD.COOPER.345.345 | 1 | 7FAIRPT 345.00 | 300039 | COOPER 3 345.00 | 640139 | 345
NPPD | TOPOLOGY%NPPD%NPPD%NP_3501%A | Cooper NPPD - Moore NPPD 345 kV | Line | NPPD.COOPER.NP_3501.NPPD.MOORE.345.345 | 1 | COOPER 3 345.00 | 640139 | MOORE 3 345.00 | 640277 | 345
NPPD | TOPOLOGY%OPPD%OPPD%12082%1 | Cooper NPPD - S1280 161 kV | Line | NPPD.COOPER.12082.OPPD.SUB1280.161.161 | 1 | COOPER 5 161.00 | 640140 | S1280 5 161.00 | 646280 | 161
NPPD | TOPOLOGY%OPPD%OPPD%12080%1 | Cooper NPPD - S3458 345 kV | Line | NPPD.COOPER.12080.OPPD.NEBRCTY.345.345 | 1 | COOPER 3 345.00 | 640139 | S3458 3 345.00 | 645458 | 345
NPPD | TOPOLOGY%NPPD%NPPD%COVALLYNN11_1%1 | Covalt - Lynn 115 kV | Line | NPPD.COVALT.COVALLYNN11_1.NPPD.LYNN3.115.115 | 1 | LYNN 7 115.00 | 659192 | COVALT 7 115.00 | 659239 | 115
NPPD | TOPOLOGY%NPPD%NPPD%COVALW_HOR11_1%1 | Covalt - Wildhorse NPPD 115 kV | Line | NPPD.W_HORSE.COVALW_HOR11_1.NPPD.COVALT.115.115 | 1 | W.HORSE7 115.00 | 659193 | COVALT 7 115.00 | 659239 | 115
NPPD | TOPOLOGY%NPPD%NPPD%12083%A | Cozad - Gothenburg 115 kV | Line | NPPD.GOTHNBG.12083.NPPD.COZAD.115.115 | 1 | COZAD 7 115.00 | 640144 | GOTHNBG7 115.00 | 640196 | 115
NPPD | TOPOLOGY%NPPD%NPPD%12084%A | Cozad - Westminster 115 kV | Line | NPPD.WESTMIN.12084.NPPD.COZAD.115.115 | 1 | COZAD 7 115.00 | 640144 | WESTMIN7 115.00 | 640407 | 115
NPPD | TOPOLOGY%NPPD%NPPD%NP_690-B%A | Crawford - Victory Hill 115 kV | Line | NPPD.CRAWFRD.NP_690-B.NPPD.VICTRY_H.115.115 | 1 | CRAWFRD7 115.00 | 640147 | VICTRYH7 115.00 | 640397 | 115
NPPD | TOPOLOGY%NPPD%NPPD%12087%A | Creston - Madison 115 kV | Line | NPPD.MADISO3.12087.NPPD.CRESTON.115.115 | 1 | CRESTON7 115.00 | 640151 | MADISON7 115.00 | 640263 | 115
NPPD | TOPOLOGY%NPPD%NPPD%NP_1259-B%A | Crete - Friend 115 kV | Line | NPPD.FRIEND.NP_1259-B.NPPD.CRETE.115.115 | 1 | CRETE__7 115.00 | 640153 | FRIEND 7 115.00 | 640174 | 115
NPPD | TOPOLOGY%NPPD%NPPD%NP_1259-C%A | Crete - Sheldon 115 kV | Line | NPPD.CRETE.NP_1259-C.NPPD.SHELDON.115.115 | 1 | CRETE__7 115.00 | 640153 | SHELDON7 115.00 | 640278 | 115
NPPD | TOPOLOGY%NPPD%NPPD%CRETECRETE11_1%1 | Crete HEA - Crete Tri State 115 kV | Line | NPPD.CRETEHE.CRETECRETE11_1.NPPD.CRETETS.115.115 | 1 | CRETE 7 115.00 | 659195 | CRETEHE7 115.00 | 659245 | 115
NPPD | TOPOLOGY%NPPD%NPPD%LAMARCRETE11_1%1 | Crete Tri State - Lamar NPPD 115 kV | Line | NPPD.CRETETS.LAMARCRETE11_1.NPPD.LAMAR2.115.115 | 1 | LAMAR 7 115.00 | 659154 | CRETE 7 115.00 | 659195 | 115
NPPD | TOPOLOGY%NPPD%NPPD%BLMFLD_CROFTON%A | Crofton Wind - Bloomfield 115 kV | Line | NPPD.CROFTON.BLMFLD_CROFTON.NPPD.BLMFLD.115.115 | [5 empty] | 115
NPPD | TOPOLOGY%NPPD%NPPD%N_PLT1_C_CREEK%A | Crooked Creek - North Platte 230 kV | Line | NPPD.C_CREEK.N_PLT1_C_CREEK.NPPD.N_PLT1.230.230 | 1 | C.CREEK4 230.00 | 640093 | N.PLATT4 230.00 | 640286 | 230
NPPD | TOPOLOGY%NPPD%NPPD%NP_2304-A%A | Crooked Creek - Riverdale NPPD 230 kV | Line | NPPD.C_CREEK.NP_2304-A.NPPD.RIVERDAL.230.230 | 1 | C.CREEK4 230.00 | 640093 | RIVERDL4 230.00 | 640330 | 230
NPPD | TOPOLOGY%NPPD%NPPD%NP_1181-A%A | Davey - Wahoo 115 kV | Line | NPPD.WAHOO.NP_1181-A.NPPD.DAVEY.115.115 | 1 | DAVEY 7 115.00 | 640155 | WAHOO 7 115.00 | 640402 | 115
NPPD | TOPOLOGY%NPPD%NPPD%12092%A | David City - Wahoo 115 kV | Line | NPPD.DAVIDCTY.12092.NPPD.WAHOO.115.115 | 1 | DAVIDCY7 115.00 | 640157 | WAHOO 7 115.00 | 640402 | 115
NPPD | TOPOLOGY%NPPD%NPPD%NP_1145-A%1 | Doniphan NPPD - Grand Island Sub D 115 kV | Line | NPPD.DONIPH2.NP_1145-A.NPPD.GI_SUB-D.115.115 | 1 | DONIPHN7 115.00 | 640159 | SUB-D 7 115.00 | 642071 | 115
NPPD | TOPOLOGY%NPPD%NPPD%NP_1244C%A | Doniphan NPPD - Hastings North 115 kV | Line | NPPD.DONIPH2.NP_1244C.NPPD.HASTNGN.115.115 | 1 | DONIPHN7 115.00 | 640159 | N.HAST 7 115.00 | 640282 | 115
NPPD | TOPOLOGY%NPPD%NPPD%1143B%A | Elm Creek NPPD - Kearney 115 kV | Line | NPPD.ELMCREEK.12095.NPPD.KEARNEY9.115.115 | 1 | ELMCRK_7 115.00 | 640161 | KEARNEY7 115.00 | 640250 | 115
NPPD | TOPOLOGY%NPPD%NPPD%ELSIEELSIE11_1%1 | Elsie - Elsie Tap 115 kV | Line | NPPD.ELSIE.ELSIEELSIE11_1.NPPD.ELSIETP.115.115 | 1 | ELSIETP7 115.00 | 659185 | ELSIE 7 115.00 | 659243 | 115
NPPD | TOPOLOGY%NPPD%NPPD%RDWILELSIE11_1%1 | Elsie - Red Willow Creek 115 kV | Line | NPPD.ELSIE.RDWILELSIE11_1.NPPD.RDWILCRK.115.115 | 1 | REDWLCK7 115.00 | 659162 | ELSIE 7 115.00 | 659243 | 115
NPPD | TOPOLOGY%NPPD%NPPD%ELSIEPAXTO11_1%1 | Elsie Tap - Paxton 115 kV | Line | NPPD.ELSIETP.ELSIEPAXTO11_1.NPPD.PAXTON.115.115 | 1 | ELSIETP7 115.00 | 659185 | PAXTON 7 115.00 | 659186 | 115
NPPD | TOPOLOGY%NPPD%NPPD%ROSCOELSIE11_1%1 | Elsie Tap - Roscoe 115 kV | Line | NPPD.ELSIETP.ROSCOELSIE11_1.NPPD.ROSCOE.115.115 | 1 | ELSIETP7 115.00 | 659185 | ROSCOE 7 115.00 | 659187 | 115
NPPD | TOPOLOGY%NPPD%NPPD%NP_1098%A | Emerson - Twin Church 115 kV | Line | NPPD.EMERSON.NP_1098.NPPD.TWINCHUR.115.115 | 1 | EMERSON7 115.00 | 640163 | TWIN CH7 115.00 | 640387 | 115
NPPD | TOPOLOGY%NPPD%NPPD%ONEILL_EMMET__%A | Emmet - ONeill 115 kV | Line | NPPD.EMMET__.ONEILL_EMMET__.NPPD.ONEILL.115.115 | 1 | EMMET 7 115.00 | 640165 | ONEILL 7 115.00 | 640305 | 115
NPPD | TOPOLOGY%NPPD%NPPD%GRANTENDER11_1%1 | Enders - Grant NPPD 115 kV | Line | NPPD.ENDERS.GRANTENDER11_1.NPPD.GRANTNB.115.115 | 1 | ENDERS 7 115.00 | 640167 | GRANTNB7 115.00 | 659130 | 115
NPPD | TOPOLOGY%NPPD%NPPD%1175B%A | Fairbury - Harbine 115 kV | Line | NPPD.FAIRBURY.1175B.NPPD.HARBINE.115.115 | 1 | FAIRBRY7 115.00 | 640169 | HARBINE7 115.00 | 640208 | 115
NPPD | TOPOLOGY%NPPD%NPPD%NP_1174-B%A | Fairbury - Hebron North 115 kV | Line | NPPD.FAIRBURY.NP_1174-B.NPPD.HEBRON_N.115.115 | 1 | FAIRBRY7 115.00 | 640169 | HEBRN N7 115.00 | 640218 | 115
NPPD | TOPOLOGY%NPPD%NPPD%NP_1180-A%A | Firth - Sheldon 115 kV | Line | NPPD.FIRTH.NP_1180-A.NPPD.SHELDON.115.115 | 1 | FIRTH 7 115.00 | 640171 | SHELDON7 115.00 | 640278 | 115
NPPD | TOPOLOGY%NPPD%NPPD%STERLFIRTH11_1%A | Firth - Sterling 115 kV | Line | NPPD.FIRTH.STERLFIRTH11_1.NPPD.STERLING.115.115 | 1 | FIRTH 7 115.00 | 640171 | STERLNG7 115.00 | 640362 | 115
NPPD | TOPOLOGY%WAUE%WAUE%FTRANKELLY23_1%1 | Fort Randall - Kelly NPPD 230 kV | Line | NPPD.KELLY.FTRANKELLY23_1.WAUE.FTRANDL.230.230 | 1 | COLMBUS4 230.00 | 640133 | FTRANDL4 230.00 | 652509 | 230
NPPD | TOPOLOGY%NPPD%NPPD%FTRANKELLY23_1%A | Fort Randall - Meadow Grove 230 kV | Line | NPPD.MEADW_GR.FTRANKELLY23_1.NPPD.FTRANDL.230.230 | 1 | FTRANDL4 230.00 | 652509 | MEADOWGROVE4230.00 | 640540 | 230
NPPD | TOPOLOGY%WAUE%WAUE%SPENCFTRAN11_1%1 | Fort Randall - Spencer 115 kV | Line | WAUE.FTRANDL.SPENCFTRAN11_1.NPPD.SPENCE1.115.115 | 1 | SPENCER7 115.00 | 640349 | FTRANDL7 115.00 | 652510 | 115
NPPD | TOPOLOGY%NPPD%NPPD%NP_1251%1 | Fremont - North Bend NPPD 115 kV | Line | NPPD.FREMONT.NP_1251.NPPD.N_BEND.115.115 | 1 | FREMONT7 115.00 | 640173 | N.BEND 7 115.00 | 640281 | 115
NPPD | TOPOLOGY%NPPD%NPPD%SUB97FREMO69_1%1 | Fremont - Sub 976 69 kV #1 | Line | NPPD.FREMONT.SUB97FREMO69_1.OPPD.SUB976.69.69 |  | FREM D 8 69.000 | 647424 | FREM E 8 69.000 | 647425 | 69
NPPD | TOPOLOGY%NPPD%NPPD%SUB97FREMO69_2%1 | Fremont - Sub 976 69 kV #2 | Line | NPPD.FREMONT.SUB97FREMO69_2.OPPD.SUB976.69.69 |  | FREM D 8 69.000 | 647424 | FREM E 8 69.000 | 647425 | 69
NPPD | TOPOLOGY%NPPD%NPPD%NP_1160B%A | Fremont - Winslow 115 kV | Line | NPPD.WINSLOW.NP_1160B.NPPD.FREMONT.115.115 | 1 | FREMONT7 115.00 | 640173 | WINSLOW7 115.00 | 640409 | 115
NPPD | TOPOLOGY%NPPD%NPPD%1259A%A | Friend - Geneva 115 kV | Line | NPPD.GENEVA.12106.NPPD.FRIEND.115.115 | 1 | FRIEND 7 115.00 | 640174 | GENEVA 7 115.00 | 640178 | 115
NPPD | TOPOLOGY%WAUE%WAUE%HARTGGAVIN11_1%1 | Gavins Point Dam - Hartington 115 kV | Line | WAUE.GAVINS.HARTGGAVIN11_1.NPPD.HARTNGTN.115.115 | 1 | HARTGTN7 115.00 | 640212 | GAVINS 7 115.00 | 652511 | 115
NPPD | TOPOLOGY%NPPD%NPPD%1084%A | Geneva - McCool 115 kV | Line | NPPD.GENEVA.12119.NPPD.MCCOOL.115.115 | 1 | GENEVA 7 115.00 | 640178 | MCCOOL 7 115.00 | 640272 | 115
NPPD | TOPOLOGY%NPPD%NPPD%1159%A | Geneva - Sutton 115 kV | Line | NPPD.GENEVA.12120.NPPD.SUTTON.115.115 | 1 | GENEVA 7 115.00 | 640178 | SUTTON 7 115.00 | 640372 | 115
NPPD | TOPOLOGY%NPPD%NPPD%NP_3509%A | Gentleman - Keystone NPPD 345 kV | Line | NPPD.KEYSTONE.NP_3509.NPPD.G_GENT1.345.345 | 1 | GENTLMN3 345.00 | 640183 | KEYSTON3 345.00 | 640252 | 345
NPPD | TOPOLOGY%NPPD%NPPD%N_PLT1_GG1%A | Gentleman - North Platte 230 kV #1 | Line | NPPD.G_GENT1.N_PLT1_GG1.NPPD.N_PLT1.230.230 | 1 | GENTLMN4 230.00 | 640184 | N.PLATT4 230.00 | 640286 | 230
NPPD | TOPOLOGY%NPPD%NPPD%N_PLT1_GG2%A | Gentleman - North Platte 230 kV #2 | Line | NPPD.G_GENT1.N_PLT1_GG2.NPPD.N_PLT1.230.230 | 2 | GENTLMN4 230.00 | 640184 | N.PLATT4 230.00 | 640286 | 230
NPPD | TOPOLOGY%NPPD%NPPD%N_PLT1_GG3%1 | Gentleman - North Platte 230 kV #3 | Line | NPPD.G_GENT1.N_PLT1_GG3.NPPD.N_PLT1.230.230 | 3 | GENTLMN4 230.00 | 640184 | N.PLATT4 230.00 | 640286 | 230
NPPD | TOPOLOGY%NPPD%NPPD%GENTLOGALA23_1%1 | Gentleman - Ogallala 230 kV | Line | NPPD.G_GENT1.GENTLOGALA23_1.NPPD.OGALALA.230.230 | 1 | GENTLMN4 230.00 | 640184 | OGALALA4 230.00 | 640302 | 230
NPPD | TOPOLOGY%NPPD%NPPD%12111%A | Gentleman - Red Willow 345 kV | Line | NPPD.REDWLO1.12111.NPPD.G_GENT1.345.345 | 1 | GENTLMN3 345.00 | 640183 | REDWILO3 345.00 | 640325 | 345
NPPD | TOPOLOGY%NPPD%NPPD%12212%A | Gentleman - Sweetwater NPPD 345 kV #1 | Line | NPPD.G_GENT1.12212.NPPD.SWEETW4.345.345 | 1 | GENTLMN3 345.00 | 640183 | SWEET W3 345.00 | 640374 | 345
NPPD | TOPOLOGY%NPPD%NPPD%12113%B | Gentleman - Sweetwater NPPD 345 kV #2 | Line | NPPD.G_GENT1.12113.NPPD.SWEETW4.345.345 | 2 | GENTLMN3 345.00 | 640183 | SWEET W3 345.00 | 640374 | 345
NPPD | TOPOLOGY%NPPD%NPPD%MORRIGERIN11_1%1 | Gering - Morrill 115 kV | Line | NPPD.GERINGTP.MORRIGERIN11_1.NPPD.MORRILL.115.115 | 1 | GERINGT7 115.00 | 659821 | MORRILL7 115.00 | 652312 | 115
NPPD | TOPOLOGY%NPPD%NPPD%SCOTBGERIN11_1%1 | Gering - Scottsbluff 115 kV | Line | NPPD.GERINGTP.SCOTBGERIN11_1.NPPD.SCOTSBLF.115.115 | 1 | GERINGT7 115.00 | 659242 | SCOTBLF7 115.00 | 640338 | 115
NPPD | TOPOLOGY%NPPD%NPPD%NP_825A%A | Gordon - Rushville 115 kV | Line | NPPD.RUSHVILL.NP_825A.NPPD.GORDON.115.115 | 1 | GORDON 7 115.00 | 640192 | RUSHVIL7 115.00 | 640334 | 115
NPPD | TOPOLOGY%WAUE%WAUE%SHAN_GORDO11_1%1 | Gordon - Shannon 115 kV | Line | NPPD.GORDON.SHAN_GORDO11_1.WAUE.SHAN_SD.115.115 | 1 | GORDON 7 115.00 | 640192 | SHAN-SD7 115.00 | 659152 | 115
NPPD | TOPOLOGY%NPPD%NPPD%NP_1133A%A | Gosper - Johnson 2 115 kV | Line | NPPD.GOSPER.NP_1133A.NPPD.JOHNSON2.115.115 | 1 | GOSPER 7 115.00 | 640194 | JOHN.2 7 115.00 | 640242 | 115
NPPD | TOPOLOGY%NPPD%NPPD%JEFFRE1_GOTHN%A | Gothenburg - Jeffrey 115 kV | Line | NPPD.GOTHNBG.JEFFRE1_GOTHN.NPPD.JEFFREY.115.115 | 1 | GOTHNBG7 115.00 | 640196 | JEFFREY7 115.00 | 640238 | 115
NPPD | TOPOLOGY%NPPD%NPPD%NP_1145-B%1 | Grand Island - Grand Island Sub D 115 kV | Line | NPPD.GRISLD1.NP_1145-B.NPPD.GI_SUB-D.115.115 | 1 | GR ISLD7 115.00 | 640201 | SUB-D 7 115.00 | 642071 | 115
NPPD | TOPOLOGY%NPPD%NPPD%NP_1093%1 | Grand Island - Grand Island Sub E 115 kV | Line | NPPD.GRISLD1.NP_1093.NPPD.GI_SUB-E.115.115 | 1 | GR ISLD7 115.00 | 640201 | SUB-E 7 115.00 | 642072 | 115
NPPD | TOPOLOGY%NPPD%NPPD%NP_2307%1 | Grand Island - Hastings 230 kV | Line | NPPD.GRISLD1.NP_2307.NPPD.HASTING_.230.230 | 1 | GR ISLD4 230.00 | 640200 | HASTING4 230.00 | 640214 | 230
NPPD | TOPOLOGY%NPPD%NPPD%12198%A | Grand Island - McCool 345 kV | Line | NPPD.GRISLD1.12198.NPPD.MCCOOL.345.345 | 1 | MCCOOL 3 345.00 | 640271 | GR ISLD3 345.00 | 652571 | 345
NPPD | TOPOLOGY%NPPD%NPPD%NP_2303%A | Grand Island - Riverdale NPPD 230 kV | Line | NPPD.GRISLD1.NP_2303.NPPD.RIVERDAL.230.230 | 1 | GR ISLD4 230.00 | 640200 | RIVERDL4 230.00 | 640330 | 230
NPPD | TOPOLOGY%NPPD%NPPD%ST_LIB_GRISLD1%A | Grand Island - St. Libory 115 kV | Line | NPPD.ST_LIB.ST_LIB_GRISLD1.NPPD.GRISLD1.115.115 | 1 | GR ISLD7 115.00 | 640201 | ST.LIB 7 115.00 | 640353 | 115
NPPD | TOPOLOGY%NPPD%NPPD%GRISLD1_SWEETW%A | Grand Island - Sweetwater NPPD 345 kV | Line | NPPD.GRISLD1.GRISLD1_SWEETW.NPPD.SWEETW4.345.345 | 1 | SWEET W3 345.00 | 640374 | GR ISLD3 345.00 | 652571 | 345
NPPD | TOPOLOGY%NPPD%NPPD%SUB-B_SUB-A%1 | Grand Island Sub A - Grand Island Sub B 115 kV | Line | NPPD.GI_SUB-B.SUB-B_SUB-A.NPPD.GI_SUB-A.115.115 | 1 | SUB-A 7 115.00 | 642068 | SUB-B 7 115.00 | 642069 | 115
NPPD | TOPOLOGY%NPPD%NPPD%SUB-A_SUB-D%1 | Grand Island Sub A - Grand Island Sub J 115 kV | Line | NPPD.GI_SUB-A.SUB-A_SUB-D.NPPD.GI_SUB-J.115.115 | 1 | SUB-A 7 115.00 | 642068 | SUB-J 7 115.00 | 642076 | 115
NPPD | TOPOLOGY%NPPD%NPPD%SUB-F_SUB-B%1 | Grand Island Sub B - Grand Island Sub F 115 kV | Line | NPPD.GI_SUB-F.SUB-F_SUB-B.NPPD.GI_SUB-B.115.115 | 1 | SUB-B 7 115.00 | 642069 | SUB-F 7 115.00 | 642073 | 115
NPPD | TOPOLOGY%NPPD%NPPD%SUB-E_SUB-C%1 | Grand Island Sub C - Grand Island Sub E 115 kV | Line | NPPD.GI_SUB-E.SUB-E_SUB-C.NPPD.GI_SUB-C.115.115 | 1 | SUB-C 7 115.00 | 642070 | SUB-E 7 115.00 | 642072 | 115
NPPD | TOPOLOGY%NPPD%NPPD%SUB-F_SUB-C%1 | Grand Island Sub C - Grand Island Sub F 115 kV | Line | NPPD.GI_SUB-C.SUB-F_SUB-C.NPPD.GI_SUB-F.115.115 | 1 | SUB-C 7 115.00 | 642070 | SUB-F 7 115.00 | 642073 | 115
NPPD | TOPOLOGY%NPPD%NPPD%SUB-H_SUB-D%1 | Grand Island Sub D - Grand Island Sub H 115 kV | Line | NPPD.GI_SUB-D.SUB-H_SUB-D.NPPD.GI_SUB-H.115.115 | 1 | SUB-H G 115.00 | 642066 | SUB-D 7 115.00 | 642071 | 115
NPPD | TOPOLOGY%NPPD%NPPD%SUB-D_SUB-J%A | Grand Island Sub D - Grand Island Sub J 115 kV | Line | NPPD.GI_SUB-D.SUB-D_SUB-J.NPPD.GI_SUB-J.115.115 | 1 | SUB-D 7 115.00 | 642071 | SUB-J 7 115.00 | 642076 | 115
NPPD | TOPOLOGY%NPPD%NPPD%SUB-E_SUB-H%1 | Grand Island Sub E - Grand Island Sub H 115 kV | Line | NPPD.GI_SUB-H.SUB-E_SUB-H.NPPD.GI_SUB-E.115.115 | 1 | SUB-H G 115.00 | 642066 | SUB-E 7 115.00 | 642072 | 115
NPPD | TOPOLOGY%NPPD%NPPD%1369%A | Grand Island Sub F - St. Libory 115 kV | Line | NPPD.GI_SUB-F.1369.NPPD.ST_LIB.115.115 | 1 | ST.LIB 7 115.00 | 640353 | SUB-F 7 115.00 | 642073 | 115
NPPD | TOPOLOGY%NPPD%NPPD%GRISLD1_GRPRAI%A | Grand Prairie - Grand Island 345 kV | Line | NPPD.GRISLD1.GRISLD1_GRPRAI.NPPD.GRPRAIR.345.345 | 1 | GRPRAIR 345.00 | 652499 | GR ISLD3 345.00 | 652506 | 345
NPPD | TOPOLOGY%NPPD%NPPD%OGALAGRANT11_1%1 | Grant NPPD - Ogallala 115 kV #1 | Line | NPPD.OGALALA.GRANTOGALA11_1.NPPD.GRANTNB.115.115 | 1 | GRANTNB7 115.00 | 659130 | OGALALA7 115.00 | 659132 | 115
NPPD | TOPOLOGY%NPPD%NPPD%GRANTOGALA11_1%1 | Grant NPPD - Ogallala 115 kV #2 | Line | NPPD.OGALALA.OGALAGRANT11_1.NPPD.GRANTNB.115.115 | 2 | GRANTNB7 115.00 | 659130 | OGALALA7 115.00 | 659132 | 115
NPPD | TOPOLOGY%NPPD%NPPD%GRANTSPRIN11_1%1 | Grant NPPD - Spring Creek NPPD 115 kV | Line | NPPD.GRANTNB.GRANTSPRIN11_1.NPPD.SPRINGC.115.115 | 1 | GRANTNB7 115.00 | 659130 | SPCREEK7 115.00 | 659188 | 115
NPPD | TOPOLOGY%NPPD%NPPD%1171C%A | Guide Rock - Rosemont 115 kV | Line | NPPD.ROSEMONT.ROSEMONT_GUIDE.NPPD.GUIDER.115.115 | 1 | GUIDE R7 115.00 | 640206 | ROSEMONT 115.00 | 640313 | 115
NPPD | TOPOLOGY%NPPD%NPPD%1172%A | Guide Rock - Superior NPPD 115 kV | Line | NPPD.GUIDER.12137.NPPD.SUPERO2.115.115 | 1 | GUIDE R7 115.00 | 640206 | SUPEROR7 115.00 | 640368 | 115
NPPD | TOPOLOGY%NPPD%NPPD%1275%1 | Harbine - Steele City 115 kV | Line | NPPD.HARBINE.1275.NPPD.STEELCTY.115.115 | 1 | HARBINE7 115.00 | 640208 | STEELEC7 115.00 | 640426 | 115
NPPD | TOPOLOGY%NPPD%NPPD%STFRAN3_HARMON%A | Harmony - St. Francis 115 kV | Line | NPPD.HARMONY7.STFRAN3_HARMON.NPPD.STFRAN3.115.115 | 1 | HARMONY7 115.00 | 640210 | ST.FRANC 115.00 | 640351 | 115
NPPD | TOPOLOGY%NPPD%NPPD%VALENTN_HARMON%A | Harmony - Valentine 115 kV | Line | NPPD.HARMONY7.VALENTN_HARMON.NPPD.VALENTN.115.115 | 1 | HARMONY7 115.00 | 640210 | VALENTN7 115.00 | 640392 | 115
NPPD | TOPOLOGY%NPPD%NPPD%NP_440%1 | Hastings - Hastings East 7th 115 kV | Line | NPPD.EAST7TH.NP_440.NPPD.HASTING_.115.115 | 1 | HASTCTY7 115.00 | 641088 | E7THST 7 115.00 | 641085 | 115
NPPD | TOPOLOGY%NPPD%NPPD%1% | Hastings - Hastings East 7th 115 kV (City) | Line | LINE.NOT.IN.EMS.CANT.999.999 | 1 | E7THST 7 115.00 | 641085 | HASTCTY7 115.00 | 641088 | 115
NPPD | TOPOLOGY%NPPD%NPPD%NP_1171-A%1 | Hastings - Pauline 115 kV #1 | Line | NPPD.PAULINE.NP_1171-A.NPPD.HASTING_.115.115 | 1 | HASTING7 115.00 | 640215 | PAULINE7 115.00 | 640313 | 115
NPPD | TOPOLOGY%NPPD%NPPD%NP_1171-A%1 | Hastings - Pauline 115 kV #2 | Line | NPPD.PAULINE.NP_1171-A.NPPD.HASTING_.115.115 | 2 | HASTING7 115.00 | 640215 | PAULINE7 115.00 | 640313 | 115
NPPD | TOPOLOGY%NPPD%NPPD%NP_1159-A%A | Hastings - Whelan Energy Center 115 kV | Line | NPPD.HASTING_.NP_1159-A.NPPD.EGY_CNTR.115.115 | 1 | HASTING7 115.00 | 640215 | EGYCNTR7 115.00 | 641087 | 115
NPPD | TOPOLOGY%NPPD%NPPD%NP_480%A | Hastings - Whelan Energy Center 115 kV City | Line | NPPD.HASTING_.NP_480.NPPD.EGY_CNTR.115.115 | 1 | EGYCNTR7 115.00 | 641087 | HASTCTY7 115.00 | 641088 | 115
NPPD | TOPOLOGY%NPPD%NPPD%DENVER_BYPASS%1 | Hastings Bypass Road - Hastings Denver Street 115 kV | Line | NPPD.DENVER2.DENVER_BYPASS.NPPD.BYPASS.115.115 | 1 | BYPASS 7 115.00 | 641082 | DENVER 7 115.00 | 641084 | 115
NPPD | TOPOLOGY%NPPD%NPPD%BYPA_EAST%1 | Hastings Bypass Road - Hastings East 7th 115 kV | Line | NPPD.EAST7TH.BYPA_EAST.NPPD.BYPASS.115.115 | 1 | BYPASS 7 115.00 | 641082 | E7THST 7 115.00 | 641085 | 115
NPPD | TOPOLOGY%NPPD%NPPD%BYPA_HASTNGN%A | Hastings Bypass Road - Hastings North 115 kV | Line | NPPD.HASTNGN.BYPA_HASTNGN.NPPD.BYPASS.115.115 | 1 | N.HAST 7 115.00 | 640282 | BYPASS 7 115.00 | 641082 | 115
NPPD | TOPOLOGY%NPPD%NPPD%D_HEN_DENV%A | Hastings Denver Street - Hastings Don Henry 115 kV | Line | NPPD.D_HENRY.D_HEN_DENV.NPPD.DENVER2.115.115 | 1 | D.HENRY7 115.00 | 641083 | DENVER 7 115.00 | 641084 | 115
NPPD | TOPOLOGY%NPPD%NPPD%SOUT_DHPC%A | Hastings Don Henry - Hastings South 281 115 kV | Line | NPPD.D_HENRY.SOUT_DHPC.NPPD.SOUTH281.115.115 | 1 | D.HENRY7 115.00 | 641083 | S. 281 7 115.00 | 641090 | 115
NPPD | TOPOLOGY%NPPD%NPPD%NP_1244B%A | Hastings North - Prosser 115 kV | Line | NPPD.PROSSER.NP_1244B.NPPD.HASTNGN.115.115 | 1 | N.HAST 7 115.00 | 640282 | PROSSER7 115.00 | 640321 | 115
NPPD | TOPOLOGY%NPPD%NPPD%SOUT_EGY%A | Hastings South 281 - Whelan Energy Center 115 kV | Line | NPPD.SOUTH281.SOUT_EGY.NPPD.EGY_CNTR.115.115 | 1 | EGYCNTR7 115.00 | 641087 | S. 281 7 115.00 | 641090 | 115
NPPD | TOPOLOGY%NPPD%NPPD%NP_1174-A%A | Hebron - Hebron North 115 kV | Line | NPPD.HEBRON2.NP_1174-A.NPPD.HEBRON_N.115.115 | 1 | HEBRN N7 115.00 | 640218 | HEBRON 7 115.00 | 640220 | 115
NPPD | TOPOLOGY%NPPD%NPPD%1173%A | Hebron - Superior NPPD 115 kV | Line | NPPD.HEBRON2.12146.NPPD.SUPERO2.115.115 | 1 | HEBRON 7 115.00 | 640220 | SUPEROR7 115.00 | 640368 | 115
NPPD | TOPOLOGY%NPPD%NPPD%12147%A | Hildreth - Holdrege 115 kV | Line | NPPD.HOLDREGE.12147.NPPD.HILDRTH.115.115 | 1 | HILDRTH7 115.00 | 640222 | HOLDREG7 115.00 | 640224 | 115
NPPD | TOPOLOGY%NPPD%NPPD%12148%A | Hildreth - Pauline 115 kV | Line | NPPD.PAULINE.12148.NPPD.HILDRTH.115.115 | 1 | HILDRTH7 115.00 | 640222 | PAULINE7 115.00 | 640313 | 115
NPPD | TOPOLOGY%NPPD%NPPD%NP_1348%A | Holdrege - Johnson 2 115 kV | Line | NPPD.HOLDREGE.NP_1348.NPPD.JOHNSON2.115.115 | 1 | HOLDREG7 115.00 | 640224 | JOHN.2 7 115.00 | 640242 | 115
NPPD | TOPOLOGY%NPPD%NPPD%12150%A | Holdrege - Orleans 115 kV | Line | NPPD.HOLDREGE.12150.NPPD.ORLEANS.115.115 | 1 | HOLDREG7 115.00 | 640224 | ORLEANS7 115.00 | 640310 | 115
NPPD | TOPOLOGY%NPPD%NPPD%NP_1182-A%A | Hoskins - Norfolk 115 kV | Line | NPPD.NORFOLK.NP_1182-A.NPPD.HOSKINS.115.115 | 1 | HOSKINS7 115.00 | 640228 | NORFOLK7 115.00 | 640298 | 115
NPPD | TOPOLOGY%NPPD%NPPD%NP_1806%A | Hoskins - Norfolk North 115 kV | Line | NPPD.NORFK_N.NP_1806.NPPD.HOSKINS.115.115 | 1 | HOSKINS7 115.00 | 640228 | NORFK.N7 115.00 | 640296 | 115
NPPD | TOPOLOGY%MEC%MEC%RAUNHOSKI34_1%1 | Hoskins - Raun 345 kV | Line | NPPD.HOSKINS.RAUNHOSKI34_1.MEC.RAUN.345.345 | 1 | RAUN 3 345.00 | 635200 | HOSKINS3 345.00 | 640226 | 345
NPPD | TOPOLOGY%NPPD%NPPD%NP_3515%A | Hoskins - Shell Creek 345 kV | Line | NPPD.SHELLCRK.NP_3515.NPPD.HOSKINS.345.345 | 1 | HOSKINS3 345.00 | 640226 | SHELCRK3 345.00 | 640342 | 345
NPPD | TOPOLOGY%NPPD%NPPD%1266%1 | Hoskins - Stanton North 115 kV | Line | NPPD.HOSKINS.1266.NPPD.STANTNTH.115.115 | 1 | HOSKINS7 115.00 | 640228 | STNTN.N7 115.00 | 640363 | 115
NPPD | TOPOLOGY%NPPD%NPPD%NP_2038%A | Hoskins - Twin Church 230 kV | Line | NPPD.HOSKINS.NP_2038.NPPD.TWINCHUR.230.230 | 1 | HOSKINS4 230.00 | 640227 | TWIN CH4 230.00 | 640386 | 230
NPPD | TOPOLOGY%NPPD%NPPD%HOSKINS_WAKE_F%A | Hoskins - Wake Field 230 kV | Line | NPPD.HOSKINS.HOSKINS_WAKE_F.NPPD.WAKE_FLD.230.230 | 1 | HOSKINS4 230.00 | 640227 | WAKEFIELD 230.00 | 640589 | 230
NPPD | TOPOLOGY%OPPD%OPPD%12276%1 | Humboldt NPPD - OPPD Tie 161kV | Line | NPPD.HUMBOLDT.12276.OPPD.SUB975.161.161 | 1 | HUMBOLT7 115.00 | 640235 | STEINER7 115.00 | 640361 | 161
NPPD | TOPOLOGY%NPPD%NPPD%NP_1179%A | Humboldt NPPD - Steinauer 115 kV | Line | NPPD.STEINER.NP_1179.NPPD.HUMBOLDT.115.115 | 1 | HUMBOLT7 115.00 | 640235 | STEINER7 115.00 | 640361 | 115
NPPD | TOPOLOGY%NPPD%NPPD%INTERJULES11_1%1 | Interstate - Julesburg 115 kV | Line | NPPD.INTERST.INTERJULES11_1.NPPD.JULESBG.115.115 | 1 | JULESBG7 115.00 | 652302 | INTERST7 115.00 | 659240 | 115
NPPD | TOPOLOGY%NPPD%NPPD%NP_1146%A | Jeffrey - Johnson 1 115 kV | Line | NPPD.JOHNSON1.NP_1146.NPPD.JEFFREY.115.115 | 1 | JEFFREY7 115.00 | 640238 | JOHN.1 7 115.00 | 640240 | 115
NPPD | TOPOLOGY%NPPD%NPPD%N_PLT1_JEFFRE1%A | Jeffrey - North Platte 115 kV | Line | NPPD.JEFFREY.N_PLT1_JEFFRE1.NPPD.N_PLT1.115.115 | 1 | JEFFREY7 115.00 | 640238 | N.PLATT7 115.00 | 640287 | 115
NPPD | TOPOLOGY%NPPD%NPPD%NP_1147-A%A | Johnson 1 - Johnson Lake 115 kV | Line | NPPD.JOHNSON1.NP_1147-A.NPPD.JOHNLAKE.115.115 | 1 | JOHN.1 7 115.00 | 640240 | JOHN.LK7 115.00 | 640244 | 115
NPPD | TOPOLOGY%NPPD%NPPD%NP_1147-B%A | Johnson 2 - Johnson Lake 115 kV | Line | NPPD.JOHNLAKE.NP_1147-B.NPPD.JOHNSON2.115.115 | 1 | JOHN.2 7 115.00 | 640242 | JOHN.LK7 115.00 | 640244 | 115
NPPD | TOPOLOGY%NPPD%NPPD%NP_1242-B%A | Johnson 2 - Westminster 115 kV | Line | NPPD.WESTMIN.NP_1242-B.NPPD.JOHNSON2.115.115 | 1 | JOHN.2 7 115.00 | 640242 | WESTMIN7 115.00 | 640407 | 115
NPPD | TOPOLOGY%NPPD%NPPD%JULESJULST11_1%1 | Julesburg - Julesburg Tap 115 kV | Line | NPPD.JULSBTAP.JULESJULST11_1.NPPD.JULESBG.115.115 | 1 | JULSTAP7 115.00 | 640246 | JULESBG7 115.00 | 652302 | 115
NPPD | TOPOLOGY%NPPD%NPPD%12172%A | Kearney - Kearney Northeast 115 kV | Line | NPPD.KEAR_NE.12172.NPPD.KEARNEY9.115.115 | 1 | KEAR.NE7 115.00 | 640248 | KEARNEY7 115.00 | 640250 | 115
NPPD | TOPOLOGY%NPPD%NPPD%1144%A | Kearney - Lowell NPPD 115 kV | Line | NPPD.LOWELL2.12174.NPPD.KEARNEY9.115.115 | 1 | KEARNEY7 115.00 | 640250 | LOWELL 7 115.00 | 640261 | 115
NPPD | TOPOLOGY%NPPD%NPPD%NP_1082-B%A | Kearney - Tower 115 kV | Line | NPPD.KEARNEY9.NP_1082-B.NPPD.TOWER.115.115 | 1 | KEARNEY7 115.00 | 640250 | TOWER 7 115.00 | 640383 | 115
NPPD | TOPOLOGY%NPPD%NPPD%NP_1094-A%A | Kearney Northeast - Riverdale NPPD 115 kV | Line | NPPD.KEAR_NE.NP_1094-A.NPPD.RIVERDAL.115.115 | 1 | KEAR.NE7 115.00 | 640248 | RIVERDL7 115.00 | 640331 | 115
NPPD | TOPOLOGY%NPPD%NPPD%MEADWGRV_KELLY%A | Kelly - Meadow Grove 230 kV | Line | NPPD.KELLY.LN2301-B.NPPD.MEADW_GR.230.230 | 1 | COLMBUS4 230.00 | 640133 | MEADOWGROVE4230.00 | 640540 | 230
NPPD | TOPOLOGY%NPPD%NPPD%NP_2321%A | Kelly NPPD - Shell Creek 230 kV | Line | NPPD.KELLY.NP_2321.NPPD.SHELLCRK.230.230 | 1 | COLMBUS4 230.00 | 640133 | SHELCRK4 230.00 | 640343 | 230
NPPD | TOPOLOGY%NPPD%NPPD%NP_1058%A | Keystone NPPD - Kingsley 115 kV | Line | NPPD.KEYSTONE.NP_1058.NPPD.KINGSLEY.115.115 | 1 | KEYSTON7 115.00 | 640253 | KINGSLY7 115.00 | 640255 | 115
NPPD | TOPOLOGY%NPPD%NPPD%KEYSTOGALA11_1%1 | Keystone NPPD - Ogallala 115 kV | Line | NPPD.KEYSTONE.KEYSTOGALA11_1.NPPD.OGALALA.115.115 | 1 | KEYSTON7 115.00 | 640253 | OGALALA7 115.00 | 659801 | 115
NPPD | TOPOLOGY%WAUE%WAUE%SIDNEKEYST34_1%1 | Keystone NPPD - Sidney 345 kV | Line | NPPD.KEYSTONE.SIDNEKEYST34_1.WAUE.SIDNEYM.345.345 | 1 | KEYSTON3 345.00 | 640252 | SIDNEY1-LNX3345.00 | 659425 | 345
NPPD | TOPOLOGY%WR%WR%LN1276%A | Knob Hill WR - Steele City 115 kV | Line | WR.KNOB.LN1276.NPPD.STEELCTY.115.115 | 1 | KNOB HL3 115.00 | 533332 | STEELEC7 115.00 | 640426 | 115
NPPD | TOPOLOGY%NPPD%NPPD%SPRINLAMAR11_1%1 | Lamar NPPD - Spring Creek NPPD 115 kV | Line | NPPD.LAMAR2.SPRINLAMAR11_1.NPPD.SPRINGC.115.115 | 1 | LAMAR 7 115.00 | 659154 | SPCREEK7 115.00 | 659188 | 115
NPPD | TOPOLOGY%NPPD%NPPD%NP_1249-B%A | Lexington NPPD - Riverdale NPPD 115 kV | Line | NPPD.LEXNGTON.NP_1249-B.NPPD.RIVERDAL.115.115 | 1 | LXNGTN 7 115.00 | 640256 | RIVERDL7 115.00 | 640331 | 115
NPPD | TOPOLOGY%NPPD%NPPD%N_LOUP_LOUPCTY%A | Loup City - North Loup 115 kV | Line | NPPD.LOUPCTY.N_LOUP_LOUPCTY.NPPD.N_LOUP.115.115 | 1 | LOUPCTY7 115.00 | 640259 | N.LOUP 7 115.00 | 640284 | 115
NPPD | TOPOLOGY%NPPD%NPPD%ST_LIB_LOUPCTY%A | Loup City - St. Libory 115 kV | Line | NPPD.ST_LIB.ST_LIB_LOUPCTY.NPPD.LOUPCTY.115.115 | 1 | LOUPCTY7 115.00 | 640259 | ST.LIB 7 115.00 | 640353 | 115
NPPD | TOPOLOGY%NPPD%NPPD%1089%A | Lowell NPPD - Minden NPPD 115 kV | Line | NPPD.MINDEN3.12185.NPPD.LOWELL2.115.115 | 1 | LOWELL 7 115.00 | 640261 | MINDEN 7 115.00 | 640275 | 115
NPPD | TOPOLOGY%NPPD%NPPD%1244A%A | Lowell NPPD - Prosser 115 kV | Line | NPPD.LOWELL2.12186.NPPD.PROSSER.115.115 | 1 | LOWELL 7 115.00 | 640261 | PROSSER7 115.00 | 640321 | 115
NPPD | TOPOLOGY%NPPD%NPPD%SNAKELYNN11_1%1 | Lynn - Snake Creek 115 kV | Line | NPPD.LYNN3.SNAKELYNN11_1.NPPD.SNAKECK.115.115 | 1 | LYNN 7 115.00 | 659192 | SNAKECK7 115.00 | 659197 | 115
NPPD | TOPOLOGY%NPPD%NPPD%12187%A | Madison - Norfolk 115 kV | Line | NPPD.MADISO3.12187.NPPD.NORFOLK.115.115 | 1 | MADISON7 115.00 | 640263 | NORFOLK7 115.00 | 640298 | 115
NPPD | TOPOLOGY%NPPD%NPPD%MALONN_PLA11_1%1 | Maloney - North Platte 115 kV | Line | NPPD.MALONEY.MALONN_PLA11_1.NPPD.N_PLT1.115.115 | 1 | MALONEY7 115.00 | 640265 | N.PLATT7 115.00 | 640287 | 115
NPPD | TOPOLOGY%NPPD%NPPD%SUTHLMALON11_1%1 | Maloney - Sutherland 115 kV | Line | NPPD.MALONEY.SUTHLMALON11_1.NPPD.SUTHLND.115.115 | 1 | MALONEY7 115.00 | 640265 | SUTHLND7 115.00 | 640370 | 115
NPPD | TOPOLOGY%NPPD%NPPD%N_PLT1_MAXWELL%A | Maxwell - North Platte 115 kV | Line | NPPD.MAXWELL.N_PLT1_MAXWELL.NPPD.N_PLT1.115.115 | 1 | MAXWELS7 115.00 | 640267 | N.PLATT7 115.00 | 640287 | 115
NPPD | TOPOLOGY%NPPD%NPPD%MCONAOGALA11_1%1 | McConaughy - Ogallala 115 kV | Line | NPPD.MCONAHY.MCONAOGALA11_1.NPPD.OGALALA.115.115 | 1 | OGALALA7 115.00 | 659132 | MCONGHY7 115.00 | 659246 | 115
NPPD | TOPOLOGY%NPPD%NPPD%12193%A | McCook - Red Willow 115 kV #1 (1130A) | Line | NPPD.MCCOOK1.12193.NPPD.REDWLO1.115.115 | 1 | MCCOOK 7 115.00 | 640269 | REDWILO7 115.00 | 640326 | 115
NPPD | TOPOLOGY%NPPD%NPPD%12194%B | McCook - Red Willow 115 kV #2 (1131C) | Line | NPPD.MCCOOK1.12194.NPPD.REDWLO1.115.115 | 2 | MCCOOK 7 115.00 | 640269 | REDWILO7 115.00 | 640326 | 115
NPPD | TOPOLOGY%NPPD%NPPD%NP_3502-A%A | McCool - Moore NPPD 345 kV | Line | NPPD.MCCOOL.NP_3502-A.NPPD.MOORE.345.345 | 1 | MCCOOL 3 345.00 | 640271 | MOORE 3 345.00 | 640277 | 345
NPPD | TOPOLOGY%NPPD%NPPD%NP_1076-A%A | McCool - York Southwest 115 kV | Line | NPPD.MCCOOL.NP_1076-A.NPPD.YORK_SW.115.115 | 1 | MCCOOL 7 115.00 | 640272 | YORK SW7 115.00 | 640413 | 115
NPPD | TOPOLOGY%NPPD%NPPD%10152%A | Mingo SECI - Red Willow 345 kV | Line | NPPD.REDWLO1.10152.SECI.MINGO1.345.345 | 1 | MINGO 7 345.00 | 531451 | REDWILO3 345.00 | 640325 | 345
NPPD | TOPOLOGY%WAUE%WAUE%ST_FRMISSI11_1%1 | Mission - St. Francis 115 kV | Line | WAUE.MISSION.ST_FRMISSI11_1.NPPD.STFRAN3.115.115 | 1 | ST.FRANC 115.00 | 640351 | MISSION7 115.00 | 652482 | 115
NPPD | TOPOLOGY%NPPD%NPPD%12202%A | Moore NPPD - Pauline 345 kV | Line | NPPD.PAULINE.12202.NPPD.MOORE.345.345 | 1 | MOORE 3 345.00 | 640277 | PAULINE3 345.00 | 640312 | 345
NPPD | TOPOLOGY%NPPD%NPPD%MORRISNAKE11_1%1 | Morrill - Snake Creek 115 kV | Line | NPPD.SNAKECK.MORRISNAKE11_1.NPPD.MORRILL.115.115 | 1 | MORRILL7 115.00 | 652312 | SNAKECK7 115.00 | 659197 | 115
NPPD | TOPOLOGY%NPPD%NPPD%1168A%A | Neligh - Petersburg North 115 kV | Line | NPPD.NELIGH.NELIGH_PETRSBG.NPPD.PTRBRG_N.115.115 | 1 | NELIGH 7 115.00 | 640293 | PETERSBRG.N7115.00 | 640444 | 115
NPPD | TOPOLOGY%NPPD%NPPD%12215%A | Norfolk - Norfolk North 115 kV | Line | NPPD.NORFOLK.12215.NPPD.NORFK_N.115.115 | 1 | NORFK.N7 115.00 | 640296 | NORFOLK7 115.00 | 640298 | 115
NPPD | TOPOLOGY%NPPD%NPPD%NP_1151-B%A | North Bend NPPD - Schuyler 115 kV | Line | NPPD.N_BEND.NP_1151-B.NPPD.SCHUYLER.115.115 | 1 | N.BEND 7 115.00 | 640281 | SCHUYLR7 115.00 | 640336 | 115
NPPD | TOPOLOGY%NPPD%NPPD%N_LOUP_ORD1%A | North Loup - Ord 115 kV | Line | NPPD.ORD1.N_LOUP_ORD1.NPPD.N_LOUP.115.115 | 1 | N.LOUP 7 115.00 | 640284 | ORD 7 115.00 | 640308 | 115
NPPD | TOPOLOGY%NPPD%NPPD%N_LOUP_SPALDNG%A | North Loup - Spalding NPPD 115 kV | Line | NPPD.SPALDNG.N_LOUP_SPALDNG.NPPD.N_LOUP.115.115 | 1 | N.LOUP 7 115.00 | 640284 | SPALDNG7 115.00 | 640347 | 115
NPPD | TOPOLOGY%NPPD%NPPD%N_PLT1_STOCKVL%A | North Platte - Stockville 115 kV | Line | NPPD.STOCKVL.N_PLT1_STOCKVL.NPPD.N_PLT1.115.115 | 1 | N.PLATT7 115.00 | 640287 | STOCKVL7 115.00 | 640365 | 115
NPPD | TOPOLOGY%NPPD%NPPD%NP_1072%A | Oakland - Tekamah NPPD 115 kV | Line | NPPD.OAKLAND.NP_1072.NPPD.TEKAMAH.115.115 | 1 | OAKLAND7 115.00 | 640300 | TEKAMAH7 115.00 | 640378 | 115
NPPD | TOPOLOGY%NPPD%NPPD%NP_1161-B%A | Oakland - West Point 115 kV | Line | NPPD.OAKLAND.NP_1161-B.NPPD.W_POINT.115.115 | 1 | OAKLAND7 115.00 | 640300 | W.POINT7 115.00 | 640400 | 115
NPPD | TOPOLOGY%NPPD%NPPD%12218%A | Oakland - Winslow 115 kV | Line | NPPD.OAKLAND.12218.NPPD.WINSLOW.115.115 | 1 | OAKLAND7 115.00 | 640300 | WINSLOW7 115.00 | 640409 | 115
NPPD | TOPOLOGY%NPPD%NPPD%ROSCOOGALA11_1%1 | Ogallala - Roscoe 115 kV | Line | NPPD.OGALALA.ROSCOOGALA11_1.NPPD.ROSCOE.115.115 | 1 | OGALALA7 115.00 | 659801 | ROSCOE 7 115.00 | 659809 | 115
NPPD | TOPOLOGY%NPPD%NPPD%SIDNEOGALA23_1%1 | Ogallala - Sidney NPPD 230 kV | Line | NPPD.OGALALA.SIDNEOGALA23_1.NPPD.SIDNEY.230.230 | 1 | OGALALA4 230.00 | 640302 | SIDNEY 4 230.00 | 659134 | 230
NPPD | TOPOLOGY%NPPD%NPPD%ONEILL_SPENCE1%A | ONeill - Spencer 115 kV | Line | NPPD.SPENCE1.ONEILL_SPENCE1.NPPD.ONEILL.115.115 | 1 | ONEILL 7 115.00 | 640305 | SPENCER7 115.00 | 640349 | 115
NPPD | TOPOLOGY%NPPD%NPPD%1171B%A | Pauline - Rosemont 115 kV | Line | NPPD.ROSEMONT.ROSEMONT_PAULI.NPPD.PAULINE.115.115 | 1 | PAULINE7 115.00 | 640313 | ROSEMONT 115.00 | 640004 | 115
NPPD | TOPOLOGY%NPPD%NPPD%NP_1156-A%A | Pawnee Lake - Seward NPPD 115 kV | Line | NPPD.PAWN_LK.NP_1156-A.NPPD.SEWARD.115.115 | 1 | PAWNEEL7 115.00 | 640316 | SEWARD 7 115.00 | 640340 | 115
NPPD | TOPOLOGY%NPPD%NPPD%PAXTOSUTHL11_1%1 | Paxton - Sutherland 115 kV | Line | NPPD.PAXTON.PAXTOSUTHL11_1.NPPD.SUTHLND.115.115 | 1 | SUTHLND7 115.00 | 640370 | PAXTON 7 115.00 | 659186 | 115
NPPD | TOPOLOGY%NPPD%NPPD%1368%A | Petersburg - Petersburg North 115kV | Line | NPPD.PETRSBG.1368.NPPD.PTRSBG_N.115.115 | Z1 | PETRSBG7 115.00 | 640318 | PETERSBRG.N7115.00 | 640444 | 115
NPPD | TOPOLOGY%NPPD%NPPD%SUB96PLTSM69_1%1 | Plattsmouth - S961 69 kV | Line | OPPD.SUB961.SUB96PLTSM69_1.NPPD.PLTSMUTH.69.69 | 1 | PLTSMTH8 69.000 | 640320 | S961 8 69.000 | 647961 | 69
NPPD | TOPOLOGY%NPPD%NPPD%PLTSMSUB9869_1%1 | Plattsmouth - S985 69 kV | Line | NPPD.PLTSMUTH.PLTSMSUB9869_1.OPPD.SUB985.69.69 | 1 | PLTSMTH8 69.000 | 640320 | S985 8 69.000 | 647985 | 69
NPPD | TOPOLOGY%NPPD%NPPD%NP_1249-A%A | Ravenna - Riverdale NPPD 115 kV | Line | NPPD.RAVENNA.NP_1249-A.NPPD.RIVERDAL.115.115 | 1 | RAVENNA7 115.00 | 640323 | RIVERDL7 115.00 | 640331 | 115
NPPD | TOPOLOGY%NPPD%NPPD%STOCKVL_REDWLO%A | Red Willow - Stockville 115 kV | Line | NPPD.STOCKVL.STOCKVL_REDWLO.NPPD.REDWLO1.115.115 | 1 | REDWILO7 115.00 | 640326 | STOCKVL7 115.00 | 640365 | 115
NPPD | TOPOLOGY%NPPD%NPPD%NP_1253%A | Rising City - Seward NPPD 115 kV | Line | NPPD.RISNGCTY.NP_1253.NPPD.SEWARD.115.115 | 1 | RISNGCY7 115.00 | 640328 | SEWARD 7 115.00 | 640340 | 115
NPPD | TOPOLOGY%NPPD%NPPD%NP_1082-A%A | Riverdale NPPD - Tower 115 kV | Line | NPPD.RIVERDAL.NP_1082-A.NPPD.TOWER.115.115 | 1 | RIVERDL7 115.00 | 640331 | TOWER 7 115.00 | 640383 | 115
NPPD | TOPOLOGY%NPPD%NPPD%NP_690-A%A | Scottsbluff - Victory Hill 115 kV | Line | NPPD.SCOTSBLF.NP_690-A.NPPD.VICTRY_H.115.115 | 1 | SCOTBLF7 115.00 | 640338 | VICTRYH7 115.00 | 640397 | 115
NPPD | TOPOLOGY%NPPD%NPPD%NP_1155-B%A | Seward NPPD - Tamora 115 kV | Line | NPPD.TAMORA.NP_1155-B.NPPD.SEWARD.115.115 | 1 | SEWARD 7 115.00 | 640340 | TAMORA 7 115.00 | 640375 | 115
NPPD | TOPOLOGY%NPPD%NPPD%NP_1070%A | Sheldon - Moore NPPD 115 kV | Line | NPPD.SHELDON.NP_1070.NPPD.MOORE.115.115 | [5 empty] | 115
NPPD | TOPPOLOGY%SCSE%SCSE%SIDNEY_DCTIE%1 | Sidney - Sidney DC Tie 230 kV | Line | SCSE.SIDN_TIE.SIDNEY_DCTIE.NPPD.SIDNEY.230.230 | 1 | SIDNEYW4 230.00 | 652584 | SIDNEY 4 230.00 | 659134 | 230
NPPD | TOPOLOGY%WAUE%WAUE%SIDNESIDNE23_2%1 | Sidney - Sidney NPPD 230 kV | Line | NPPD.SIDNEY.SIDNESIDNE23_2.WAUE.SIDNEYM.230.230 | 1 | SIDNEY 4 230.00 | 659134 | SIDXFMR4 230.00 | 659210 | 230
NPPD | TOPOLOGY%WAUE%WAUE%SIOUXTWIN_23_1%1 | Sioux City - Twin Church 230 kV | Line | NPPD.TWINCHUR.SIOUXTWIN_23_1.WAUE.SIOUXCY.230.230 | 1 | TWIN CH4 230.00 | 640386 | SIOUXCY4 230.00 | 652565 | 230
NPPD | TOPOLOGY%NPPD%NPPD%ST_LIB_ST_PAUL%A | St. Libory - St. Paul 115 kV | Line | NPPD.ST_LIB.ST_LIB_ST_PAUL.NPPD.ST_PAUL.115.115 | 1 | ST.LIB 7 115.00 | 640353 | ST.PAUL7 115.00 | 640355 | 115
NPPD | TOPOLOGY%NPPD%NPPD%1166-A%A | Stanton - Stanton North 115 kV | Line | NPPD.STANTO2.1166-A.NPPD.STANTNTH.115.115 | 1 | STANTON7 115.00 | 640357 | STNTN.N7 115.00 | 640363 | 115
NPPD | TOPOLOGY%NPPD%NPPD%1078A%A | Stapleton - Maxwell 115 kV | Line | NPPD.STAPLETN.1078A.NPPD.MAXWELL.115.115 | 1 | MAXWELS7 115.00 | 640267 | STAPLETON 7115.00 | 640359 | 115
NPPD | TOPOLOGY%NPPD%NPPD%1078B%A | Stapleton - Thedford 115 kV | Line | NPPD.STAPLETN.1078B.NPPD.THEDFRD.115.115 | 1 | STAPLETON 7115.00 | 640359 | THEDFRD7 115.00 | 640381 | 115
NPPD | TOPOLOGY%NPPD%NPPD%STEELFLAT_WIND%A | Steele City - Steele Flats 115 kV | Line | NPPD.STEELCTY.STEELFLAT_WIND.NPPD.STEELFLT.115.115 | 1 | STEELEC7 115.00 | 640426 | S.FLATS.PLT7115.00 | 640558 | 115
NPPD | TOPOLOGY%WAUE%WAUE%VICTRSTEGA23_1%1 | Stegall - Victory Hill 230 kV | Line | NPPD.VICTRY_H.VICTRSTEGA23_1.WAUE.STEGALL.230.230 | 1 | VICTRYH4 230.00 | 640396 | STEGALL4 230.00 | 652573 | 230
NPPD | TOPOLOGY%NPPD%NPPD%SUB97STERL69_1%1 | Sterling - Sub 974 69 kV | Line | NPPD.STERLING.SUB97STERL69_1.OPPD.SUB974.69.69 |  | STERLNG7 115.00 | 640362 | S974 8 69.000 | 647974 | 69
NPPD | TOPOLOGY%NPPD%NPPD%NP_1159-B%A | Sutton - Whelan Energy Center 115 kV | Line | NPPD.SUTTON.NP_1159-B.NPPD.EGY_CNTR.115.115 | 1 | SUTTON 7 115.00 | 640372 | EGYCNTR7 115.00 | 641087 | 115
NPPD | TOPOLOGY%NPPD%NPPD%NP_1155-A%A | Tamora - York 115 kV | Line | NPPD.TAMORA.NP_1155-A.NPPD.YORK_NP.115.115 | 1 | TAMORA 7 115.00 | 640375 | YORK 7 115.00 | 640411 | 115
NPPD | TOPOLOGY%NPPD%NPPD%L1298%A | Twin Church - South Sioux City 115kV Ckt 1 | Line | NPPD.SSIOUXCY.L1298.NPPD.TWINCHUR.115.115 | 1 | TWIN CH7 115.00 | 640387 | S.SIOUXCITY7115.00 | 640424 | 115
NPPD | TOPOLOGY%NPPD%NPPD%L1297%A | Twin Church - South Sioux City 115kV Ckt 2 | Line | NPPD.SSIOUXCY.L1297.NPPD.TWINCHUR.115.115 | 1 | TWIN CH7 115.00 | 640387 | S.SIOUXCITY7115.00 | 640424 | 115
NPPD | TOPOLOGY%NPPD%NPPD%WAKE_FLD_TWINC%A | Twin Church - Wake Field 230 kV | Line | NPPD.WAKE_FLD.WAKE_FLD_TWINC.NPPD.TWINCHUR.230.230 | 1 | TWIN CH4 230.00 | 640386 | WAKEFIELD 230.00 | 640589 | 230
NPPD | TOPOLOGY%NPPD%NPPD%VALENTN_VALEN_%A | Valentine - Valentine West 115 kV | Line | NPPD.VALEN_W.VALENTN_VALEN_.NPPD.VALENTN.115.115 | 1 | VALENTN7 115.00 | 640392 | VALTN.W7 115.00 | 640394 | 115
NPPD | TOPOLOGY%NPPD%NPPD%NP_1076-B%A | York - York Southwest 115 kV | Line | NPPD.YORK_SW.NP_1076-B.NPPD.YORK_NP.115.115 | 1 | YORK 7 115.00 | 640411 | YORK SW7 115.00 | 640413 | 115
NSP | TOPOLOGY%NSP%NSP%HAMPTNROCH34_1%A | TOPOLOGY%NSP%NSP%HAMPTNROCH34_1%A | Line | [6 empty] | 0
OKGE | TOPOLOGY%OKGE%OKGE%9146%A | 28th Jct - Carnell 69 kV | Line | OKGE.8JCT2.9146.OKGE.CARNL.69.69 | 1 | 28JCT 2 69.000 | 515285 | CARNALL2 69.000 | 515287 | 69
OKGE | TOPOLOGY%OKGE%OKGE%9145%A | 28th Jct - Cavanaugh 69 kV | Line | OKGE.CAVNH.9145.OKGE.8JCT2.69.69 | 1 | CAVANGH2 69.000 | 515283 | 28JCT 2 69.000 | 515285 | 69
OKGE | TOPOLOGY%OKGE%OKGE%SSIDE2_8JCT2_1%A | 28th Jct - Southside 69 kV | Line | OKGE.SSIDE2.SSIDE2_8JCT2_1.OKGE.8JCT2.69.69 | 1 | SO SIDE2 69.000 | 515284 | 28JCT 2 69.000 | 515285 | 69
OKGE | TOPOLOGY%OKGE%OKGE%HOBBYLO4_6_ME4%A | 36 & Meridian - Hobby Lobby 138 kV | Line | OKGE.HOBBYLO4.HOBBYLO4_6_ME4.OKGE.6_ME4.138.138 | 1 | 36&MER 4 138.00 | 514888 | HOBBYLO4 138.00 | 515338 | 138
OKGE | TOPOLOGY%OKGE%OKGE%8792%A | 36 & Meridian - SW 5th 138 kV | Line | OKGE.SW51.8792.OKGE.6_ME4.138.138 | 1 | 36&MER 4 138.00 | 514888 | SW 5TH 4 138.00 | 514920 | 138
OKGE | TOPOLOGY%OKGE%OKGE%WRAI_6_ME%A | 36 & Meridian - Will Rogers Airport 138 kV | Line | 36.&.Meridian.-.Will.Rogers.Airport.138.kV | 1 | 36&MER 4 138.00 | 514888 | WRAIRPT4 138.00 | 514889 | 138
OKGE | TOPOLOGY%OKGE%OKGE%8750%A | 38th Street - Belle Isle 138 kV | Line | OKGE.8ST2.8750.OKGE.BISLE.138.138 | 1 | BELISLE4 138.00 | 514844 | 38TH ST4 138.00 | 514846 | 138
OKGE | TOPOLOGY%OKGE%OKGE%8754%A | 38th Street - Bethany 69 kV | Line | OKGE.BTHNY.8754.OKGE.8ST2.69.69 | 1 | 38TH ST2 69.000 | 514845 | BETHANY2 69.000 | 514914 | 69
OKGE | TOPOLOGY%OKGE%OKGE%8753%A | 38th Street - May Ave 69 kV | Line | OKGE.MAYAV.8753.OKGE.8ST2.69.69 | 1 | 38TH ST2 69.000 | 514845 | MAY AVE2 69.000 | 514913 | 69
OKGE | TOPOLOGY%OKGE%OKGE%8755%A | 38th Street - Tulsa 138 kV | Line | OKGE.8ST2.8755.OKGE.TULSA.138.138 | 1 | 38TH ST4 138.00 | 514846 | TULSA 4 138.00 | 514847 | 138
OKGE | TOPOLOGY%OKGE%OKGE%9165%A | 3rd Street - Arkoma 161 kV | Line | OKGE.RDST2.9165.OKGE.ARKOM.161.161 | 1 | ARKOMA 5 161.00 | 515306 | 3RDST 5 161.00 | 515308 | 161
OKGE | TOPOLOGY%OKGE%OKGE%9150%A | 3rd Street - Belle Ave 69 kV | Line | OKGE.BELLE.9150.OKGE.RDST2.69.69 | 1 | BELLAVE2 69.000 | 515290 | 3RDST 2 69.000 | 515307 | 69
OKGE | TOPOLOGY%OKGE%OKGE%9168%A | 3rd Street - J Street 161 kV | Line | OKGE.RDST2.9168.OKGE.JSTREET5.161.161 | 1 | 3RDST 5 161.00 | 515308 | JSTREET5 161.00 | 515356 | 161
OKGE | TOPOLOGY%OKGE%OKGE%MULDR_RDST2_1%A | 3rd Street - Muldrow Tap 69 kV | Line | OKGE.RDST2.MULDR_RDST2_1.OKGE.MULDR.69.69 | 1 | 3RDST 2 69.000 | 515307 | MLDROWT2 69.000 | 515421 | 69
OKGE | TOPOLOGY%OKGE%OKGE%9151%A | 3rd Street - Wheeler 69 kV | Line | OKGE.RDST2.9151.OKGE.WHELR.69.69 | 1 | WHEELER2 69.000 | 515291 | 3RDST 2 69.000 | 515307 | 69
OKGE | TOPOLOGY%OKGE%OKGE%8890%A | 44th & Sunnylane - Elm Creek OKGE 69 kV | Line | OKGE.4_SL2.8890.OKGE.ELMCK.69.69 | 1 | 44&SUNL2 69.000 | 514979 | ELMCRK 2 69.000 | 514982 | 69
OKGE | TOPOLOGY%OKGE%OKGE%8888%A | 44th & Sunnylane - Sage 69 kV | Line | OKGE.SAGE.8888.OKGE.4_SL2.69.69 | 1 | SAGE 2 69.000 | 514978 | 44&SUNL2 69.000 | 514979 | 69
OKGE | TOPOLOGY%OKGE%OKGE%8889%A | 44th & Sunnylane - Sunnylane 69 kV | Line | OKGE.4_SL2.8889.OKGE.SUNLN.69.69 | 1 | 44&SUNL2 69.000 | 514979 | SUNNYLN2 69.000 | 514980 | 69
OKGE | TOPOLOGY%OKGE%OKGE%8749%A | 84th St - Belle Isle 138 kV | Line | OKGE.BISLE.8749.OKGE.4ST4.138.138 | 1 | 84TH ST4 138.00 | 514843 | BELISLE4 138.00 | 514844 | 138
OKGE | TOPOLOGY%OKGE%OKGE%8746%A | 84th St - Tennessee Tap 138 kV | Line | OKGE.TNSTP.8746.OKGE.4ST4.138.138 | 1 | TENESTP4 138.00 | 514837 | 84TH ST4 138.00 | 514843 | 138
OKGE | TOPOLOGY%OKGE%OKGE%8922%B | 9th Street - Bristow 69 kV | Line | OKGE.BRSTO1.8922.OKGE.NINTHST.69.69 | 1 | BRISTOW2 69.000 | 515034 | NINTHST2 69.000 | 515036 | 69
OKGE | TOPOLOGY%OKGE%OKGE%8922%A | 9th Street - Princeville Tap 69 kV | Line | OKGE.NINTHST.8922.OKGE.PRNCV.69.69 | 1 | NINTHST2 69.000 | 515036 | PRNCVLT2 69.000 | 515037 | 69
OKGE | TOPOLOGY%OKGE%OKGE%BRYNT_ACORN%A | Acorn - Bryant 138 kV | Line | OKGE.ACORN.BRYNT_ACORN.OKGE.BRYNT.138.138 | 1 | ACORN 4 138.00 | 515459 | BRYANT 4 138.00 | 514840 | 138
OKGE | TOPOLOGY%OKGE%OKGE%JONES2_ACORN%A | Acorn - Jones Tap 138 kV | Line | OKGE.ACORN.JONES2_ACORN.OKGE.JONES2.138.138 | 1 | ACORN 4 138.00 | 515459 | JONESTP4 138.00 | 514840 | 138
OKGE | TOPOLOGY%OKGE%OKGE%PRKLN_ADAIND%A | Ada Industrial - Park Lane 69 kV | Line | OKGE.PRKLN1.PRKLN_ADAIND.OKGE.ADAINDU.69.69 | 1 | PARKLN 2 69.000 | 515177 | ADA INDSTRY 69.000 | 515384 | 69
OKGE | TOPOLOGY%OKGE%OKGE%ADAIND_VALVIEW%A | Ada Industrial - Valley View 69 kV | Line | OKGE.ADAINDU.ADAIND_VALVIEW.OKGE.VALVU.69.69 | 1 | VALLYVU2 69.000 | 515182 | ADA INDSTRY 69.000 | 515384 | 69
OKGE | TOPOLOGY%OKGE%OKGE%ADAOC2_HOMERTP%A | Ada OC - WFEC Homer 69 kV | Line | OKGE.HOMERTP2.ADAOC2_HOMERTP.OKGE.ADAOC2.69.69 | 1 | ADA OC 2 69.000 | 515102 | HOMERTP2 69.000 | 515197 | 69
OKGE | TOPOLOGY%OKGE%OKGE%9070%A | Ada OC Pump - Ada OC Pump Tap 69 kV | Line | OKGE.AOCPT.9070.OKGE.AOCPA.69.69 | 1 | AOCPA 2 69.000 | 515189 | AOCPT 2 69.000 | 515190 | 69
OKGE | TOPOLOGY%OKGE%OKGE%9069%A | Ada OC Pump - Ahloso 69 kV | Line | OKGE.AOCPA.9069.OKGE.AHLOS.69.69 | 1 | AHLOSO 2 69.000 | 515188 | AOCPA 2 69.000 | 515189 | 69
OKGE | TOPOLOGY%OKGE%OKGE%9065%A | Ada OC Pump - Valley View 69 kV | Line | OKGE.AOCPA.9065.OKGE.VALVU.69.69 | 1 | VALLYVU2 69.000 | 515182 | AOCPA 2 69.000 | 515189 | 69
OKGE | TOPOLOGY%OKGE%OKGE%9071%A | Ada OC Pump Tap - Lula 69 kV | Line | OKGE.LULA2.9071.OKGE.AOCPT.69.69 | 1 | AOCPT 2 69.000 | 515190 | LULA 2 69.000 | 515191 | 69
OKGE | TOPOLOGY%OKGE%OKGE%AOCPT_HOMERTP%A | Ada OC Pump Tap - WFEC Homer 69 kV | Line | OKGE.HOMERTP2.AOCPT_HOMERTP.OKGE.AOCPT.69.69 | 1 | AOCPT 2 69.000 | 515190 | HOMERTP2 69.000 | 515197 | 69
OKGE | TOPOLOGY%OKGE%OKGE%9169%A | Adabell Road - VBI 161 kV 161 kV | Line | OKGE.ADABELL.9169.OKGE.VBI5.161.161 | 1 | VBI 5 161.00 | 515339 | ADABELL5 161.00 | 515406 | 161
OKGE | TOPOLOGY%OKGE%OKGE%AES5___BONTP_1%A | AES - Bonanza Tap 161 kV | Line | OKGE.BONTP.AES5___BONTP_1.OKGE.AES5.161.161 | 1 | BONANZT5 161.00 | 515261 | AES 5 161.00 | 515262 | 161
OKGE | TOPOLOGY%OKGE%OKGE%9127%A | AES - Tarby 161 kV | Line | OKGE.TARBY1.9127.OKGE.AES5.161.161 | 1 | AES 5 161.00 | 515262 | TARBY 5 161.00 | 515264 | 161
OKGE | TOPOLOGY%OKGE%OKGE%9106%A | Agency 161 kV - Euclid 161 kV | Line | OKGE.EUCLD.9106.OKGE.AGNCY1.161.161 | 1 | AGENCY 5 161.00 | 515230 | EUCLID 5 161.00 | 515251 | 161
OKGE | TOPOLOGY%OKGE%OKGE%9105%A | Agency 161 kV - Pecan Creek 161 kV | Line | OKGE.PECAN1.9105.OKGE.AGNCY1.161.161 | 1 | AGENCY 5 161.00 | 515230 | PECANCK5 161.00 | 515234 | 161
OKGE | TOPOLOGY%OKGE%OKGE%9087%A | Agency 69 kV - Honor Heights 69 kV | Line | OKGE.AGNCY1.9087.OKGE.HONOR.69.69 | 1 | HONORHT2 69.000 | 515216 | AGENCY 2 69.000 | 515229 | 69
OKGE | TOPOLOGY%OKGE%OKGE%9104%A | Agency 69 kV - Jamesville OKGE 69 kV | Line | OKGE.AGNCY1.9104.OKGE.JMSVL.69.69 | 1 | AGENCY 2 69.000 | 515229 | JAMESVL2 69.000 | 515240 | 69
OKGE | TOPOLOGY%OKGE%OKGE%9069%B | Ahloso - Ahloso Tap 69 kV | Line | OKGE.AHLOT.9069.OKGE.AHLOS.69.69 | 1 | AHLOSTP2 69.000 | 515187 | AHLOSO 2 69.000 | 515188 | 69
OKGE | TOPOLOGY%OKGE%OKGE%9068%A | Ahloso Tap - Harden City 69 kV | Line | OKGE.HARDN.9068.OKGE.AHLOT.69.69 | 1 | HARDNTP2 69.000 | 514505 | AHLOSTP2 69.000 | 515187 | 69
OKGE | TOPOLOGY%OKGE%OKGE%9061%A | Ahloso Tap - Park Lane 69 kV | Line | OKGE.AHLOT.9061.OKGE.PRKLN1.69.69 | 1 | PARKLN 2 69.000 | 515177 | AHLOSTP2 69.000 | 515187 | 69
OKGE | TOPOLOGY%OKGE%OKGE%WILDMR_AIRDPT%A | Air Depot Tap - Wild Mary 138kV | Line | OKGE.AIRDEPOT.WILDMR_AIRDPT.OKGE.WILDMRY4.138.138 | 1 | AIRDEPT4 138.00 | 515457 | WILDMRY4 138.00 | 514984 | 138
OKGE | TOPOLOGY%OKGE%OKGE%AIRPAR_AIRPR_1%A | Air Park - Air Park Tap 138 kV | Line | OKGE.AIRPRKT4.AIRPAR_AIRPR_1.OKGE.AIRPARK4.138.138 | 1 | AIRPARK4 138.00 | 515161 | AIRPRKT4 138.00 | 515169 | 138
OKGE | TOPOLOGY%OKGE%OKGE%AIRPRK_BERWN_1%A | Air Park Tap - Berwyn 138 kV | Line | OKGE.BERWN.AIRPRK_BERWN_1.OKGE.AIRPRKT4.138.138 | 1 | AIRPRKT4 138.00 | 515169 | BERWYN 4 138.00 | 515173 | 138
OKGE | TOPOLOGY%OKGE%OKGE%TOTAL4_AIRPR_1%A | Air Park Tap - Total Petroleum 138 kV | Line | OKGE.TOTAL4.TOTAL4_AIRPR_1.OKGE.AIRPRKT4.138.138 | 1 | TOTAL 4 138.00 | 515165 | AIRPRKT4 138.00 | 515169 | 138
OKGE | TOPOLOGY%OKGE%OKGE%8697%B | Aline - Alva OKGE 69 kV | Line | OKGE.ALINE2.8697.OKGE.ALVA1.69.69 | 1 | ALVAOGE2 69.000 | 514792 | ALINETP2 69.000 | 515803 | 69
OKGE | TOPOLOGY%OKGE%OKGE%8697%A | Aline - Cleo 69 kV | Line | OKGE.ALINE2.8697.OKGE.CLEO.69.69 | 1 | CLEOTP 2 69.000 | 515804 | ALINETP2 69.000 | 515803 | 69
OKGE | TOPOLOGY%OKGE%OKGE%DYER5_ALMA5_1%A | Alma - AVEC Dyer Tap 161 kV | Line | OKGE.DYER5.DYER5_ALMA5_1.OKGE.ALMA5.161.161 | 1 | DYER 5 161.00 | 515333 | ALMA_5 161.00 | 515334 | 161
OKGE | TOPOLOGY%OKGE%OKGE%ALMA5_RUDY5_1%A | Alma - Rudy 161 kV | Line | OKGE.ALMA5.ALMA5_RUDY5_1.OKGE.RUDY5.161.161 | 1 | ALMA_5 161.00 | 515334 | RUDY 5 161.00 | 515337 | 161
OKGE | TOPOLOGY%OKGE%OKGE%9181B%A | Altus OKGE - Great Lakes Carbon 161 kV | Line | OKGE.ALTUS2.9181B.OKGE.GLCAR.161.161 | 1 | GLCARBN 161.00 | 515353 | ALTUS 161.00 | 515352 | 161
OKGE | TOPOLOGY%OKGE%OKGE%8699%A | Alva OKGE - Alva WFEC 69 kV | Line | WFEC.ALVA2.8699.OKGE.ALVA1.69.69 | 1 | ALVAOGE2 69.000 | 514792 | ALVA 2 69.000 | 520806 | 69
OKGE | TOPOLOGY%OKGE%OKGE%8698%A | Alva OKGE - Knobhill 69 kV | Line | OKGE.ALVA1.8698.OKGE.KNOB1.69.69 | 1 | ALVAOGE2 69.000 | 514792 | KNOBHIL2 69.000 | 514794 | 69
OKGE | TOPOLOGY%OKGE%OKGE%SNCLRP_AMOCPV%A | Amoco Tap - Siclair PV 69 kV | Line | OKGE.SNCLRPV.SNCLRP_AMOCPV.OKGE.AMOCOPV2.69.69 | 1 | AMOCO PV 69.000 | 515580 | SINCLR PV 69.000 | 515578 | 69
OKGE | TOPOLOGY%OKGE%OKGE%AMOCTP_SNCLRP%A | Amoco Tap - Sinclair PV 69 kV | Line | OKGE.SNCLRPV.AMOCTP_SNCLRP.OKGE.AMOCOTP2.69.69 | 1 | AMOCOT 2 69.000 | 515098 | SINCLR PV 69.000 | 515578 | 69
OKGE | TOPOLOGY%OKGE%OKGE%8993%A | Amoco Tap OKGE - Pauls Valley 69 kV | Line | OKGE.PAULS.8993.OKGE.AMOCOTP2.69.69 | 1 | AMOCOT 2 69.000 | 515098 | PAULSVL2 69.000 | 515101 | 69
OKGE | TOPOLOGY%OKGE%OKGE%AMOCOT_RUSHCK%A | Amoco Tap OKGE - Rush Creek 69 kV | Line | OKGE.RUSCK.AMOCOT_RUSHCK.OKGE.AMOCOTP2.69.69 | 1 | AMOCOT 2 69.000 | 515098 | RUSHCRK2 69.000 | 515103 | 69
OKGE | TOPOLOGY%OKGE%OKGE%EUCHE_ANTIOCH%A | Antioch - Euchee 69 kV | Line | OKGE.EUCHE.EUCHE_ANTIOCH.OKGE.ANTIOCH2.69.69 | 1 | ANTIOCH2 69.000 | 515414 | EUCHEE 2 69.000 | 515025 | 69
OKGE | TOPOLOGY%OKGE%OKGE%ARB1_DAVIS%A | Arbuckle - Davis OKGE 69 kV | Line | OKGE.DAVIS1.ARB1_DAVIS.OKGE.ARB1.69.69 | 1 | ARBUCKL2 69.000 | 515116 | DAVS 2 69.000 | 515111 | 69
OKGE | TOPOLOGY%OKGE%OKGE%9009%A | Arbuckle - Berwyn 138 kV | Line | OKGE.ARB1.9009.OKGE.BERWN.138.138 | 1 | ARBUCKL4 138.00 | 515117 | BERWYN 4 138.00 | 515173 | 138
OKGE | TOPOLOGY%OKGE%OKGE%ARB1_BLUER_1%A | Arbuckle - Blue River 138 kV | Line | OKGE.BLUERIV4.ARB1_BLUER_1.OKGE.ARB1.138.138 | 1 | ARBUCKL4 138.00 | 515117 | BLUERIV4 138.00 | 515133 | 138
OKGE | TOPOLOGY%OKGE%OKGE%9006%A | Arbuckle - Mill Creek Tap 138 kV | Line | OKGE.MILLC.9006.OKGE.ARB1.138.138 | 1 | ARBUCKL4 138.00 | 515117 | MILLCKT4 138.00 | 515121 | 138
OKGE | TOPOLOGY%OKGE%OKGE%ARB_SULPH%A | Arbuckle - Sulphur 138 kV | Line | OKGE.ARB1.ARB_SULPH.OKGE.SULPHR.138.138 | 1 | ARBUCKL4 138.00 | 515117 | SULPHR 4 138.00 | 515559 | 138
OKGE | TOPOLOGY%OKGE%OKGE%9010%A | Arbuckle - Vanoss 138 kV | Line | OKGE.ARB1.9010.OKGE.VANOS.138.138 | 1 | ARBUCKL4 138.00 | 515117 | VANOSTP4 138.00 | 515531 | 138
OKGE | TOPOLOGY%OKGE%OKGE%ARB1_OAKLA_1%A | Arbuckle - WFEC Oaklawn 138 kV | Line | OKGE.ARB1.ARB1_OAKLA_1.OKGE.OAKLAW-4.138.138 | 1 | ARBUCKL4 138.00 | 515117 | OAKLAW-4 138.00 | 515123 | 138
OKGE | TOPOLOGY%OKGE%OKGE%8734%A | Arcadia - Round Barn 138kV | Line | OKGE.RNDBARN4.8734.OKGE.ARCAD7.138.138 | 1 | ARCADIA4 138.00 | 514907 | RNDBARN4 138.00 | 515461 | 138
OKGE | TOPOLOGY%OKGE%OKGE%8727%A | Arcadia OKGE - Cottonwood Creek 138 kV | Line | OKGE.ARCAD7.8727.OKGE.CTNWD1.161.161 | 1 | CTNWOOD4 138.00 | 514827 | ARCADIA4 138.00 | 514907 | 138
OKGE | TOPOLOGY%OKGE%OKGE%8805%A | Arcadia OKGE - Jones Kamo 138 kV | Line | OKGE.JONES_KA.8805.OKGE.ARCAD7.138.138 | 1 | JNSKAMO4 138.00 | 514906 | ARCADIA4 138.00 | 514907 | 138
OKGE | TOPOLOGY%OKGE%OKGE%ARCAD_LUGRB%A | Arcadia OKGE - Louis Garber(Lake) 138 kV | Line | OKGE.ARCAD7.ARCAD_LUGRB.OKGE.OMLARCA.138.138 | 1 | ARCADIA4 138.00 | 514907 | LGARBER4 138.00 | 515465 | 138
OKGE | TOPOLOGY%OKGE%OKGE%8790%A | Arcadia OKGE - Northwest 345 kV | Line | OKGE.ARCAD7.8790.OKGE.NOWST1.345.345 | 1 | NORTWST7 345.00 | 514880 | ARCADIA7 345.00 | 514908 | 345
OKGE | TOPOLOGY%OKGE%OKGE%ARCAD_REDBUD_1%A | Arcadia OKGE - Redbud 345 kV #1 | Line | OKGE.ARCAD7.ARCAD_REDBUD_1.OKGE.REDBUD.345.345 | 1 | ARCADIA7 345.00 | 514908 | REDBUD 7 345.00 | 514909 | 345
OKGE | TOPOLOGY%OKGE%OKGE%ARCAD_REDBUD_2%A | Arcadia OKGE - Redbud 345 kV #2 | Line | OKGE.ARCAD7.ARCAD_REDBUD_2.OKGE.REDBUD.345.345 | 2 | ARCADIA7 345.00 | 514908 | REDBUD 7 345.00 | 514909 | 345
OKGE | TOPOLOGY%OKGE%OKGE%8851%A | Arcadia-Seminole 345kV | Line | OKGE.ARCAD7.8851.SEMINOLE.OKGE.345.345 | 1 | ARCADIA7 345.00 | 514908 | SEMINOL7 345.00 | 515045 | 345
OKGE | TOPOLOGY%OKGE%OKGE%PIPEL_ARCOPL2%A | Arco Pl - Pipeline 69 kV | Line | OKGE.ARCOPL2.PIPEL_ARCOPL2.OKGE.PIPEL.69.69 | 1 | ARCO PL2 69.000 | 515018 | PIPELIN2 69.000 | 515022 | 69
OKGE | TOPOLOGY%OKGE%OKGE%ARCOPL2_SEAWAY%A | Arco Pl - Seaway 69 kV | Line | OKGE.SEAWAY.ARCOPL2_SEAWAY.OKGE.ARCOPL2.69.69 | 1 | ARCO PL2 69.000 | 515018 | SEAWAYS2 69.000 | 515119 | 69
OKGE | TOPOLOGY%OKGE%OKGE%9049%A | Ardmore - Chickasaw OKGE 69 kV | Line | OKGE.ARDMO.9049.OKGE.CKSAW1.69.69 | 1 | ARDMORE2 69.000 | 515166 | CHIKSAW2 69.000 | 515170 | 69
OKGE | TOPOLOGY%OKGE%OKGE%ARDMORE_COMMTP%A | Ardmore - Commerce Tap CKT 1 69 kV | Line | OKGE.ARDMO.ARDMORE_COMMTP.OKGE.COMMRCTP.69.69 | 1 | ARDMORE2 69.000 | 515166 | COMMRCT2 69.000 | 515419 | 69
OKGE | TOPOLOGY%OKGE%OKGE%ARDMOR_SCOMTP2%A | Ardmore - Commerce Tap CKT 2 69 kV | Line | OKGE.ARDMO.ARDMOR_SCOMTP2.OKGE.COMMRCTP.69.69 | 1 | ARDMORE2 69.000 | 515166 | SCMMRCT2 69.000 | 515420 | 69
OKGE | TOPOLOGY%OKGE%OKGE%9046%A | Ardmore - South Commerce Tap 69 kV | Line | OKGE.ARDMO.9046.OKGE.RKYPT1.69.69 | 1 | ARDMORE2 69.000 | 515166 | SCMMRCT2 69.000 | 515420 | 69
OKGE | TOPOLOGY%OKGE%OKGE%9048%A | Ardmore - Tower Heights 69 kV | Line | OKGE.TOWER1.9048.OKGE.ARDMO.69.69 | 1 | ARDMORE2 69.000 | 515166 | COMMRCT2 69.000 | 515419 | 69
OKGE | TOPOLOGY%OKGE%OKGE%CARTR2_ARDMORE%5 | Ardmore West - Carter Seminary Tap 138 kV | Line | OKGE.ARDMOREW.CARTR2_ARDMORE.OKGE.CARTR2.138.138 | 1 | CARTER 4 138.00 | 515138 | ARDWEST4 138.00 | 515372 | 138
OKGE | TOPOLOGY%OKGE%OKGE%ARDMORE_UNROY%3 | Ardmore West - Uniroyal 138 kV | Line | OKGE.ARDMOREW.ARDMORE_UNROY.OKGE.UNROY.138.138 | 1 | UNIROY 4 138.00 | 515137 | ARDWEST4 138.00 | 515372 | 138
OKGE | TOPOLOGY%OKGE%OKGE%FTSMTH-ARK_NU8%A | Arkansas Nuclear One - Fort Smith 500 kV | Line | EES.ARK_NU.FTSMTH-ARK_NU8.OKGE.FTSMTH.500.500 | 1 | 8ANO% 500.00 | 337909 | FTSMITH8 500.00 | 515305 | 500
OKGE | TOPOLOGY%OKGE%OKGE%9161%A | Arkoma - Fort Smith West 161 kV | Line | OKGE.FTSMTH.9161.OKGE.ARKOM.161.161 | 1 | FTSMTHW5 161.00 | 515301 | ARKOMA 5 161.00 | 515306 | 161
OKGE | TOPOLOGY%OKGE%OKGE%SIMMON_DYER5_1%A | AVEC Dyer Tap - Simmons 161 kV | Line | OKGE.SIMMONS5.SIMMON_DYER5_1.OKGE.DYER5.161.161 | 1 | SIMMONS5 161.00 | 515332 | DYER 5 161.00 | 515333 | 161
OKGE | TOPOLOGY%OKGE%OKGE%HWY5_VBI5%A | AVEC Highway 59 Tap - VBI 161 kV 161 kV | Line | OKGE.VBI5.HWY5_VBI5.OKGE.HWY59.161.161 | 1 | VBI 5 161.00 | 515339 | HWY59 5 161.00 | 515347 | 161
OKGE | TOPOLOGY%OKGE%OKGE%9190%A | AVEC Oak Grove - Whiteside 161kV | Line | OKGE.OAKGR2.9190.OKGE.WHITE2.161.161 | 1 | OAKGROV_5 161.00 | 515340 | WHITESD5 161.00 | 515341 | 161
OKGE | TOPOLOGY%OKGE%OKGE%BLUTLTP_BLUTIL%A | B&L Utility Tap - B&L Utility 138 kV | Line | OKGE.B&LUTLTP.BLUTLTP_BLUTIL.OKGE.B&L_UTIL.138.138 | 1 | B&L UTILTP 138.00 | 515945 | B&L UTILITY 138.00 | 515946 | 138
OKGE | TOPOLOGY%OKGE%OKGE%BLUTIL_DISCVRY%A | B&L Utility Tap - Discovery 138 kV | Line | OKGE.B&LUTLTP.BLUTIL_DISCVRY.OKGE.DISCVRY4.138.138 | 1 | B&L UTILTP 138.00 | 515945 | DISCVRY4 138.00 | 514962 | 138
OKGE | TOPOLOGY%OKGE%OKGE%OAKCRK_BLUTIL%A | B&L Utility Tap - Oak Creek 138 kV | Line | OKGE.OKCRK2.OAKCRK_BLUTIL.OKGE.B&LUTLTP.138.138 | 1 | B&L UTILTP 138.00 | 515945 | OAKCRK 4 138.00 | 514960 | 138
OKGE | TOPOLOGY%OKGE%OKGE%BADGR_BVRCNTY1%A | Badger - Beaver County 1 - 345 kV | Line | OKGE.BADGER7.BADGR_BVRCNTY1.OKGE.BVRCNTY7.345.345 | 1 | BADGER 345.00 | 515555 | BVRCNTY7 345.00 | 515554 | 345
OKGE | TOPOLOGY%OKGE%OKGE%BADGR_BVRCNTY2%A | Badger - Beaver County 2 345 kV | Line | OKGE.BADGER7.BADGR_BVRCNTY2.OKGE.BVRCNTY7.345.345 | 2 | BADGER 345.00 | 515555 | BVRCNTY7 345.00 | 515554 | 345
OKGE | TOPOLOGY%OKGE%OKGE%WOODWRD_BADGR1%A | Badger - Woodward EHV 1 345 kV | Line | OKGE.WDWRDEHV.WOODWRD_BADGR1.OKGE.BADGER7.345.345 | 1 | BADGER 345.00 | 515555 | WWRDEHV7 345.00 | 515375 | 345
OKGE | TOPOLOGY%OKGE%OKGE%WOODWRD_BADGR2%A | Badger - Woodward EHV 2 345 kV | Line | OKGE.WDWRDEHV.WOODWRD_BEAVR2.OKGE.BADGER7.345.345 | 2 | BADGER 345.00 | 515555 | WWRDEHV7 345.00 | 515375 | 345
OKGE | TOPOLOGY%OKGE%OKGE%WOODWRD_BADGR2%A | Badger - Woodward EHV 2 345 kV | Line | OKGE.WDWRDEHV.WOODWRD_BADGR2.OKGE.BADGER7.345.345 | 1 | BADGER 7 345.00 | 515555 | WWRDEHV7 345.00 | 515375 | 345
OKGE | TOPOLOGY%OKGE%OKGE%9171%A | Barling - Massard 161 kV | Line | OKGE.MASRD1.9171.OKGE.BRLNG.161.161 | 1 | BARLING5 161.00 | 515311 | MASSARD5 161.00 | 515343 | 161
OKGE | TOPOLOGY%OKGE%OKGE%9170%A | Barling - Quanex Tap 161 kV | Line | OKGE.QANXT.9170.OKGE.BRLNG.161.161 | 1 | QUANXTP5 161.00 | 515310 | BARLING5 161.00 | 515311 | 161
OKGE | TOPOLOGY%OKGE%OKGE%DRAPR1_BARNES%A | Barnes - Draper Lake 138 kV | Line | OKGE.BARNES.DRAPR1_BARNES.OKGE.DRAPR1.138.138 | 1 | DRAPER 4 138.00 | 514933 | BARNES 4 138.00 | 515003 | 138
OKGE | TOPOLOGY%OKGE%OKGE%SE151_BARNES%C | Barnes - SE 15th 138 kV | Line | OKGE.BARNES.SE151_BARNES.OKGE.SE151.138.138 | 1 | SE15TH 4 138.00 | 514993 | BARNES 4 138.00 | 515003 | 138
OKGE | TOPOLOGY%OKGE%OKGE%TINK5_BARNES%B | Barnes - Tinker #5 138 kV | Line | OKGE.BARNES.TINK5_BARNES.OKGE.TINK5.138.138 | 1 | TINKER54 138.00 | 514994 | BARNES 4 138.00 | 515003 | 138
OKGE | TOPOLOGY%OKGE%OKGE%9194B%A | Battlefield OKGE - Colony 161 kV | Line | OKGE.COLNY.9194B.OKGE.BATTLEF5.161.161 | 1 | COLONY 5 161.00 | 515345 | BATTLEF5 161.00 | 515349 | 161
OKGE | TOPOLOGY%OKGE%OKGE%9194%A | Battlefield OKGE - Ryehill Tap 161 kV | Line | OKGE.RYE2.9194.OKGE.BATTLEF5.161.161 | 1 | RYEHILL5 161.00 | 515344 | BATTLEF5 161.00 | 515349 | 161
OKGE | TOPOLOGY%OKGE%OKGE%HITCH_WDWRD1%A | Beaver County - Hitch 345 kV Ckt 1 | Line | OKGE.BVRCNTY7.HITCH_WDWRD1.SPS.HITCH.345.345 | 1 | HITCHLAND 7345.00 | 523097 | BVRCNTY7 345.00 | 515554 | 345
OKGE | TOPOLOGY%OKGE%OKGE%HITCH_WDWRD2%A | Beaver County - Hitch 345 kV Ckt 2 | Line | OKGE.BVRCNTY7.HITCH_WDWRD2.SPS.HITCH.345.345 | 2 | HITCHLAND 7345.00 | 523097 | BVRCNTY7 345.00 | 515554 | 345
OKGE | TOPOLOGY%OKGE%OKGE%WOODWRD_BEAVR2%A | Beaver County - Woodward EHV 345 kV Ckt 2 | Line | OKGE.BVRCNTY7.WOODWRD_BEAVR2.OKGE.WDWRDEHV.345.345 | 2 | WWRDEHV7 345.00 | 515375 | BVRCNTY7 345.00 | 515554 | 345
OKGE | TOPOLOGY%OKGE%OKGE%9119%A | Beeline - Explorer Glenpool 138 kV | Line | OKGE.BEE1.9119.OKGE.EXGLN4.138.138 | 1 | BEELINE4 138.00 | 515247 | EXPGLNT4 138.00 | 515473 | 138
OKGE | TOPOLOGY%OKGE%OKGE%9114%B | Beeline - Hilltop OKGE 69 kV | Line | OKGE.HILLTOP2.9114.OKGE.BEE1.69.69 | 1 | HLTOPTP 69.000 | 514200 | BEELINE2 69.000 | 515246 | 69
OKGE | TOPOLOGY%OKGE%OKGE%9117%A | Beeline - Lone Star 138 kV | Line | OKGE.BEE1.9117.OKGE.LNSTR.138.138 | 1 | LONESTR4 138.00 | 515245 | BEELINE4 138.00 | 515247 | 138
OKGE | TOPOLOGY%OKGE%OKGE%9112%A | Beeline - Sapulpa 69 kV | Line | OKGE.SAPUL.9112.OKGE.BEE1.69.69 | 1 | SAPULPA2 69.000 | 515236 | BEELINE2 69.000 | 515246 | 69
OKGE | TOPOLOGY%OKGE%OKGE%9116%A | Beeline - Tibbens 138 kV | Line | OKGE.TIBBN.9116.OKGE.BEE1.161.161 | 1 | TIBBENS4 138.00 | 515237 | BEELINE4 138.00 | 515247 | 138
OKGE | TOPOLOGY%OKGE%OKGE%8929%A | Beggs - Bristow OKGE 138 kV | Line | OKGE.BEGGS2.8929.OKGE.BRSTO1.138.138 | 1 | BRISTOW4 138.00 | 515035 | BEGGS 4 138.00 | 515249 | 138
OKGE | TOPOLOGY%OKGE%OKGE%9108%A | Beggs - Pecan Creek 138 kV | Line | OKGE.PECAN1.9108.OKGE.BEGGS2.138.138 | 1 | PECANCK4 138.00 | 515233 | BEGGS 4 138.00 | 515249 | 138
OKGE | TOPOLOGY%OKGE%OKGE%8940%A | Bellcow - Keywest 138 kV | Line | OKGE.KYWST.8940.OKGE.BELLCOW4.138.138 | 1 | KEYWEST4 138.00 | 515048 | BELLCOW4 138.00 | 515369 | 138
OKGE | TOPOLOGY%OKGE%OKGE%BELLCOW_WARWK%A | Bellcow - Warwick 138 kV | Line | OKGE.WARWICK4.BELLCOW_WARWK.OKGE.BELLCOW4.138.138 | 1 | WARWICK4 138.00 | 515047 | BELLCOW4 138.00 | 515369 | 138
OKGE | TOPOLOGY%OKGE%OKGE%9148%B | Belle Ave - Albert Pike 69kV | Line | OKGE.BELLE.9148.OKGE.ALBRTPK2.69.69 | 1 | BELLAVE2 69.000 | 515290 | ALBPKTP2 69.000 | 515368 | 69
OKGE | TOPOLOGY%OKGE%OKGE%8751%A | Belle Isle - Western Avenue 138 kV | Line | OKGE.WSTRN.8751.OKGE.BISLE.138.138 | 1 | BELISLE4 138.00 | 514844 | WESTERN4 138.00 | 514869 | 138
OKGE | TOPOLOGY%WFEC%WFEC%BENN_KEYSTONE%A | Bennington - Bluebird 138 kV | Line | WFEC.BENNGTN.BENN_KEYSTONE.WFEC.TR_CANAD.138.138 | 1 | BLUEBRD4 138.00 | 515370 | BENNSUB4 138.00 | 521115 | 138
OKGE | TOPOLOGY%OKGE%OKGE%8808%A | Bethany - Woodlawn OKGE 69 kV | Line | OKGE.WODLN.8808.OKGE.BTHNY.69.69 | 1 | BETHANY2 69.000 | 514914 | WODLAWN2 69.000 | 514915 | 69
OKGE | TOPOLOGY%OKGE%OKGE%BONTP_BEVYT_1%A | Beverly Tap - Bonanza Tap 161 kV | Line | OKGE.BONTP.BONTP_BEVYT_1.OKGE.BEVYTAP5.161.161 | 1 | BONANZT5 161.00 | 515261 | BEVYTAP5 161.00 | 515299 | 161
OKGE | TOPOLOGY%OKGE%OKGE%BEVYTA_FTSMT_1%A | Beverly Tap - Fort Smith East 161 kV | Line | OKGE.FTSMTH.BEVYTA_FTSMT_1.OKGE.BEVYTAP5.161.161 | 1 | BEVYTAP5 161.00 | 515299 | FTSMTHE5 161.00 | 515300 | 161
OKGE | TOPOLOGY%OKGE%OKGE%BILLTAP_BILLNG%A | Billing Tap - Billing 138 kV | Line | OKGE.BILLNGTP.BILLTAP_BILLNG.WFEC.BILLING4.138.138 | 1 | BLLNGTP4 138.00 | 515635 | BILLING4 138.00 | 520836 | 138
OKGE | TOPOLOGY%OKGE%OKGE%BUNCK_BILLTAP%A | Billing Tap - Bunch Creek 138 kV | Line | OKGE.BUNCK.BUNCK_BILLTAP.OKGE.BILLNGTP.138.138 | 1 | BLLNGTP4 138.00 | 515635 | BUNCHCK4 138.00 | 514701 | 138
OKGE | TOPOLOGY%OKGE%OKGE%BILLTAP_FNTNTP%A | Billing Tap - Fountain Tap 138 kV | Line | OKGE.BILLNGTP.BILLTAP_FNTNTP.OKGE.FNTANTP4.138.138 | 1 | BLLNGTP4 138.00 | 515635 | FNTANTP4 138.00 | 515403 | 138
OKGE | TOPOLOGY%OKGE%OKGE%BUNCK_BILLING%A | Billings OKGE - Bunch Creek 138 kV | Line | OKGE.BUNCK.BUNCK_BILLING.WFEC.BILLING4.138.138 | 1 | BUNCHCK4 138.00 | 514701 | BILLING4 138.00 | 520836 | 138
OKGE | TOPOLOGY%OKGE%OKGE%9114%A | Bixby - Hilltop OKGE 69 kV | Line | OKGE.HILLTOP2.9114.OKGE.BIXBY2.69.69 | 1 | HLTOPTP 69.000 | 514200 | BIXBY 2 69.000 | 515239 | 69
OKGE | TOPOLOGY%OKGE%OKGE%9113%A | Bixby - Jamesville OKGE 69 kV | Line | OKGE.BIXBY2.9113.OKGE.JMSVL.69.69 | 1 | BIXBY 2 69.000 | 515239 | JAMESVL2 69.000 | 515240 | 69
OKGE | TOPOLOGY%OKGE%OKGE%8666%A | Blackwell OKGE - Chikaskia 69 kV | Line | OKGE.BKWLT.8666.OKGE.CKSKI1.69.69 | 1 | BLACKWL2 69.000 | 514755 | CHIKASI2 69.000 | 514756 | 69
OKGE | TOPOLOGY%OKGE%OKGE%8663%B | Blackwell OKGE - Kay COOP Tap 69 kV | Line | OKGE.KAYCOOP2.8663.OKGE.BKWLT.69.69 | 1 | KAYCOOP2 69.000 | 514754 | BLACKWL2 69.000 | 514755 | 69
OKGE | TOPOLOGY%WFEC%WFEC%KAYCOO_BLACK_1%A | Blackwell WFEC - Kay COOP Tap 69 kV | Line | OKGE.KAYCOOP2.KAYCOO_BLACK_1.WFEC.BLACKWE2.69.69 | 1 | KAYCOOP2 69.000 | 514754 | BLACKWE2 69.000 | 520837 | 69
OKGE | TOPOLOGY%OKGE%OKGE%BLUERI_PRKLN_1%A | Blue River - Park Lane 138 kV | Line | OKGE.BLUERIV4.BLUERI_PRKLN_1.OKGE.PRKLN1.138.138 | 1 | BLUERIV4 138.00 | 515133 | PARKLN 4 138.00 | 515178 | 138
OKGE | TOPOLOGY%OKGE%OKGE%BLUEBE_BOWDE_1%A | Bluebell - Bowden 138 kV | Line | OKGE.BOWD.BLUEBE_BOWDE_1.OKGE.BLUEBELL.138.138 | 1 | BLUEBEL4 138.00 | 515242 | BOWDEN 4 138.00 | 515243 | 138
OKGE | TOPOLOGY%OKGE%OKGE%8928%A | Bluebell - Bristow OKGE 138 kV | Line | OKGE.BLUEBELL.8928.OKGE.BRSTO1.138.138 | 1 | BRISTOW4 138.00 | 515035 | BLUEBEL4 138.00 | 515242 | 138
OKGE | TOPOLOGY%OKGE%OKGE%9074%A | Bluebell - Kellyville 138 kV | Line | OKGE.KELLY1.9074.OKGE.BLUEBELL.138.138 | 1 | KELLYVL4 138.00 | 515200 | BLUEBEL4 138.00 | 515242 | 138
OKGE | TOPOLOGY%OKGE%OKGE%BLUEBELL_PRNCV%A | Bluebell - Princeville 69 kV | Line | OKGE.BLUEBELL.BLUEBELL_PRNCV.OKGE.PRNCV.69.69 |  | BLUEBEL2 69.000 | 515241 | PRINCEV2 69.000 | 515037 | 69
OKGE | TOPOLOGY%OKGE%OKGE%BLUEBELL_PRNCV%A | Bluebell - Princeville Tap 69kV | Line | OKGE.PRNCV.OKGE.BLUEBELL.69.69 | 1 | PRNCVLT2 69.000 | 515037 | BLUEBEL2 69.000 | 515241 | 69
OKGE | TOPOLOGY%OKGE%OKGE%SAPULBLUEB69_1%A | Bluebell - Sapulpa 69 kV | Line | OKGE.SAPUL.SAPULBLUEB69_1.OKGE.BLUEBELL.69.69 | 1 | SAPULPA2 69.000 | 515236 | BLUEBEL2 69.000 | 515241 | 69
OKGE | TOPOLOGY%OKGE%OKGE%COYOTE_BLUFF%A | Bluff Creek - Coyote 138 kV | Line | OKGE.COYOTE4.COYOTE_BLUFF.WFEC.BLUFCREK.138.138 | 1 | COYOTE 4 138.00 | 515581 | BLUFCREK 138.00 | 530657 | 138
OKGE | TOPOLOGY%OKGE%OKGE%BODLE_BRNTP%A | Bodle - Brown Tap 138 kV | Line | OKGE.BODLE.BODLE_BRNTP.OKGE.BRNTP.138.138 | 1 | BROWNTP4 138.00 | 515152 | BODLE 4 138.00 | 515155 | 138
OKGE | TOPOLOGY%OKGE%OKGE%9044%A | Bodle - Colbert Tap 138 kV | Line | OKGE.CLBRT.9044.OKGE.BODLE.138.138 | 1 | BODLE 4 138.00 | 515155 | COLBRTP4 138.00 | 515159 | 138
OKGE | TOPOLOGY%OKGE%OKGE%REBAR_BODLE%A | Bodle - Rebar 138 kV | Line | OKGE.REBAR.REBAR_BODLE.OKGE.BODLE.138.138 | 1 | BODLE 4 138.00 | 515155 | REBAR 4 138.00 | 515408 | 138
OKGE | TOPOLOGY%OKGE%OKGE%BOGGY_FRISC%A | Boggy Creek - Frisco 69kV | Line | OKGE.BOGGY_CR.BOGGY_FRISC.OKGE.FRISC.69.69 | 1 | BOGGY_CR 69.000 | 514507 | FRSCOTP2 69.000 | 514506 | 69
OKGE | TOPOLOGY%OKGE%OKGE%BOGGY_HARDN%A | Boggy Creek - Harden City 69kV | Line | OKGE.BOGGY_CR.BOGGY_HARDN.OKGE.HARDN.69.69 | 1 | BOGGY_CR 69.000 | 514507 | HARDNTP2 69.000 | 514505 | 69
OKGE | TOPOLOGY%OKGE%OKGE%BORDER_WDWRD%A | Border - Woodward District EHV 345 kV | Line | OKGE.BORDER.BORDER_WDWRD.OKGE.WDWRDEHV.345.345 | 1 | BORDER 7345.00 | 515458 | WWRDEHV7 345.00 | 515375 | 345
OKGE | TOPOLOGY%OKGE%OKGE%BOWDEN_HICKO_1%A | Bowden - Hickory 138 kV | Line | OKGE.HICKORY4.BOWDEN_HICKO_1.OKGE.BOWD.138.138 | 1 | BOWDEN 4 138.00 | 515243 | HICKORY4 138.00 | 515244 | 138
OKGE | TOPOLOGY%OKGE%OKGE%8858%A | Boyd - Cedar Lane 138 kV | Line | OKGE.BOYD.8858.OKGE.CDRLN.138.138 | 1 | CEDARLN4 138.00 | 514948 | BOYD 4 138.00 | 514958 | 138
OKGE | TOPOLOGY%OKGE%OKGE%8865%A | Boyd - Cherry Creek 138 kV | Line | OKGE.BOYD.8865.OKGE.CHRCK.138.138 | 1 | CHERYCK4 138.00 | 514957 | BOYD 4 138.00 | 514958 | 138
OKGE | TOPOLOGY%OKGE%OKGE%8763%B | Braden - Northwest 138 kV | Line | OKGE.NOWST1.8763.OKGE.BRADEN4.138.138 | 1 | BRADEN 4 138.00 | 514854 | NORTWST4 138.00 | 514879 | 138
OKGE | TOPOLOGY%OKGE%OKGE%PANTER_SILVRL%A | Braden - Silverlake 138 kV | Line | OKGE.SLVRL.PANTER_SILVRL.OKGE.BRADEN4.138.138 | 1 | SLVRLAK4 138.00 | 514852 | BRADEN 4 138.00 | 514854 | 138
OKGE | TOPOLOGY%OKGE%OKGE%CHLOC_BRAMAN2%A | Braman - Chilocco 69 kV | Line | OKGE.BRAMAN2.CHLOC_BRAMAN2.OKGE.CHLOC.69.69 | 1 | CHILOCO2 69.000 | 514744 | NEWKRKT2 69.000 | 514751 | 69
OKGE | TOPOLOGY%WFEC%WFEC%BRAMAN_WFEC%A | Braman OKGE - Braman WFEC 69 kV | Line | OKGE.BRAMAN2.BRAMAN_WFEC.WFEC.BRAMAN2W.69.69 | 1 | BRMAN 2 69.000 | 514750 | BRAMAN 2 69.000 | 520871 | 69
OKGE | TOPOLOGY%OKGE%OKGE%8658C%A | Braman OKGE - Chikaskia 69 kV | Line | OKGE.BRAMAN2.8658C.OKGE.CKSKI1.69.69 | 1 | BRMAN 2 69.000 | 514750 | CHIKASI2 69.000 | 514756 | 69
OKGE | TOPOLOGY%OKGE%OKGE%CHLOC_BRAMAN2%A | Braman OKGE - Newkirk Tap 69 kV | Line | OKGE.NEWKRKT2.8658A.OKGE.BRAMAN2.69.69 | 1 | BRMAN 2 69.000 | 514750 | NEWKRKT2 69.000 | 514751 | 69
OKGE | TOPOLOGY%OKGE%OKGE%GRANDP_BRANC_1%A | Branch - Grand Prairie 161 kV | Line | OKGE.GRANDPR5.GRANDP_BRANC_1.OKGE.BRANCHOG.161.161 | 1 | GRANDPR5 161.00 | 515314 | BRANCH 5 161.00 | 515316 | 161
OKGE | TOPOLOGY%OKGE%OKGE%9175%A | Branch - Peter Pender 69 kV | Line | OKGE.BRANCHOG.9175.OKGE.PENDER2.69.69 | 1 | BRANCH 2 69.000 | 515313 | PENDER 2 69.000 | 515317 | 69
OKGE | TOPOLOGY%OKGE%OKGE%9172%A | Branch - Short Mountain 161 kV | Line | OKGE.BRANCHOG.9172.OKGE.SHORT.161.161 | 1 | SHORTMT5 161.00 | 515358 | BRANCH 5 161.00 | 515316 | 161
OKGE | TOPOLOGY%OKGE%OKGE%BRECK_ENID%A | Breckenridge - NE Enid Tap 138 kV | Line | OKGE.NEENIDT4.BRECK_ENID.OKGE.BRECKNR4.138.138 | 1 | BRECKNR4 138.00 | 514815 | ENIDINT4 138.00 | 515383 | 138
OKGE | TOPOLOGY%OKGE%OKGE%PLNSMEN4_BRECK%A | Breckenridge - Plainsmen 138kV | Line | OKGE.PLNSMEN4.PLNSMEN4_BRECK.OKGE.BRECKNR4.138.138 | 1 | BRECKNR4 138.00 | 514815 | PLNSMEN4 138.00 | 515641 | 138
OKGE | TOPOLOGY%OKGE%OKGE%BRECK_SO4TH1%A | Breckenridge - South 4th St 138 kV | Line | OKGE.SO4TH1.BRECK_SO4TH1.OKGE.BRECKNR4.138.138 | 1 | BRECKNR4 138.00 | 514815 | SO4TH 4 138.00 | 514731 | 138
OKGE | TOPOLOGY%OKGE%OKGE%BRECK_BUNCK%A | Breckinridge - Bunch Creek 138 kV | Line | OKGE.BRECKNR4.BRECK_BUNCK.OKGE.BUNCK.138.138 | 1 | BRECKNR4 138.00 | 514815 | BUNCHCK4 138.00 | 514701 | 138
OKGE | TOPOLOGY%OKGE%OKGE%BRI_LIN%A | Bristow - Greenwood 138 kV | Line | OKGE.BRSTO1.BRI_LIN.OKGE.GREENWD4.138.138 | 1 | BRISTOW4 138.00 | 515035 | GRNWOOD4 138.00 | 515417 | 138
OKGE | TOPOLOGY%OKGE%OKGE%8927%A | Bristow OKGE - Keywest 138 kV | Line | OKGE.BRSTO1.8927.OKGE.KYWST.138.138 | 1 | BRISTOW4 138.00 | 515035 | KEYWEST4 138.00 | 515048 | 138
OKGE | TOPOLOGY%OKGE%OKGE%BRONCORD_ORLAN%B | Bronco Road Tap - Orlando 69kV | Line | OKGE.BRONCORD.BRONCORD_ORLAN.OKGE.ORLANDO2.69.69 | 1 | ORLANDO2 69.000 | 514766 | BRRDTP 2 69.000 | 514800 | 69
OKGE | TOPOLOGY%OKGE%OKGE%BRONCORD_WFKAY%A | Bronco Road Tap - WF Kay 69 kV | Line | OKGE.BRONCORD.BRONCORD_WFKAY.OKGE.WFKAY.69.69 | 1 | WF KAY 2 69.000 | 514768 | BRRDTP 2 69.000 | 514800 | 69
OKGE | TOPOLOGY%WFEC%WFEC%7451%A | Brown OKGE - Brown SPA 138 kV | Line | WFEC.SBROWN.7451.OKGE.BROWN2.138.138 | 1 | S BROWN4 138.00 | 505602 | BROWN 4 138.00 | 515157 | 138
OKGE | TOPOLOGY%WFEC%WFEC%7452%A | Brown SPA - Colbert Tap 138 kV | Line | OKGE.CLBRT.7452.WFEC.SBROWN.138.138 | 1 | S BROWN4 138.00 | 505602 | COLBRTP4 138.00 | 515159 | 138
OKGE | TOPOLOGY%OKGE%OKGE%9041%A | Brown Tap - Little City 138 kV | Line | OKGE.BRNTP.9041.OKGE.LCITY.138.138 | 1 | LTLCITY4 138.00 | 515151 | BROWNTP4 138.00 | 515152 | 138
OKGE | TOPOLOGY%OKGE%OKGE%BROWNTP_STARTP%A | Brown Tap - Star Road Tap 138kV | Line | OKGE.BRNTP.BROWNTP_STARTP.OKGE.STARRDTP.138.138 | 1 | BROWNTP4 138.00 | 515152 | EXPLRTAP4 138.00 | 515153 | 138
OKGE | TOPOLOGY%OKGE%OKGE%8740%A | Bryant - Memorial OKGE 138 kV | Line | OKGE.MEMRL.8740.OKGE.BRYNT.138.138 | 1 | MEMRIAL4 138.00 | 514835 | BRYANT 4 138.00 | 514839 | 138
OKGE | TOPOLOGY%OKGE%OKGE%8734%B | Burgett - Danforth 138 kV | Line | OKGE.BURGETT4.8734.OKGE.DANFO.138.138 | 1 | BURGETT4 138.00 | 514510 | DANFRTH4 138.00 | 514833 | 138
OKGE | TOPOLOGY%OKGE%OKGE%RNDBRN_BURG%A | Burgett - Round Barn 138 kV | Line | OKGE.RNDBARN4.RNDBRN_BURG.OKGE.BURGETT4.138.138 | 1 | BURGETT4 138.00 | 514510 | RNDBARN4 138.00 | 515461 | 138
OKGE | TOPOLOGY%OKGE%OKGE%REBAR_BUTRFLD4%A | Butterfeild - Rebar 138 kV | Line | OKGE.REBAR.REBAR_BUTRFLD4.OKGE.BUTRFLD4.138.138 | 1 | BUTRFLD4 138.00 | 515176 | REBAR 4 138.00 | 515408 | 138
OKGE | TOPOLOGY%OKGE%OKGE%BUTRFLD_COLBRT%A | Butterfield - Colbert OKGE 138 kV | Line | OKGE.COLBRT-4.BUTRFLD_COLBRT.OKGE.BUTRFLD4.138.138 | 1 | COLBRT-4 138.00 | 515193 | BUTRFLD4 138.00 | 515176 | 138
OKGE | TOPOLOGY%OKGE%OKGE%COLBRT_BUTRFLD%A | Butterfield - Colbert Tap 138 kV | Line | OKGE.CLBRT.COLBRT_BUTRFLD.OKGE.BUTRFLD4.138.138 | 1 | COLBRTP4 138.00 | 515159 | BUTRFLD4 138.00 | 515176 | 138
OKGE | TOPOLOGY%OKGE%OKGE%9062%A | Byng - Byng Spa 69 kV | Line | OKGE.BYNG.9062.OKGE.BYNGS.69.69 | [5 empty] | 69
OKGE | TOPOLOGY%OKGE%OKGE%9063%A | Byng - Park Lane 69 kV | Line | OKGE.BYNG.9063.OKGE.PRKLN1.69.69 | 1 | PARKLN 2 69.000 | 515177 | BYNGSPA2 69.000 | 515179 | 69
OKGE | TOPOLOGY%OKGE%OKGE%8987%A | Byng Spa - Sasakwa Tap 69 kV | Line | OKGE.SASAT.8987.OKGE.BYNGS.69.69 | 1 | SASAKWT2 69.000 | 515094 | BYNGSPA2 69.000 | 515179 | 69
OKGE | TOPOLOGY%OKGE%OKGE%8812%A | California - SW 5th 69 kV | Line | OKGE.CALIF2.8812.OKGE.SW51.69.69 | 1 | SW 5TH 2 69.000 | 514919 | SW22ND 2 69.000 | 514975 | 69
OKGE | TOPOLOGY%OKGE%OKGE%CALLER_CALRTAP%A | Callery - Callery Tap 69 kV | Line | OKGE.CALLERY2.CALLER_CALRTAP.OKGE.CALRT.69.69 | 1 | CALLERY2 69.000 | 515209 | CALRYTP2 69.000 | 515211 | 69
OKGE | TOPOLOGY%OKGE%OKGE%CALLER_RFANT_1%A | Callery - River Fan Tap 69 kV | Line | OKGE.CALLERY2.CALLER_RFANT_1.OKGE.RFANT.69.69 | 1 | CALLERY2 69.000 | 515209 | RVRFANT2 69.000 | 515210 | 69
OKGE | TOPOLOGY%OKGE%OKGE%9083%A | Callery Tap - Muskogee 69 kV | Line | OKGE.CALRT.9083.OKGE.MUSKOGEE.69.69 | 1 | CALRYTP2 69.000 | 515211 | MUSKOGE2 69.000 | 515221 | 69
OKGE | TOPOLOGY%OKGE%OKGE%9082%A | Callery Tap - Muskogee Air Base Tap 69 kV | Line | OKGE.MSKAB.9082.OKGE.CALRT.69.69 | 1 | CALRYTP2 69.000 | 515211 | MUSKABT2 69.000 | 515212 | 69
OKGE | TOPOLOGY%WFEC%WFEC%8856%A | Canadian OKGE - Canadian WFEC 138 kV | Line | OKGE.CANDN.8856.WFEC.CANADN1.138.138 | 1 | CANADN-4 138.00 | 514947 | CANADNS4 138.00 | 520842 | 138
OKGE | TOPOLOGY%OKGE%OKGE%8854%A | Canadian OKGE - Cedar Lane 138 kV | Line | OKGE.CANDN.8854.OKGE.CDRLN.138.138 | 1 | CANADN-4 138.00 | 514947 | CEDARLN4 138.00 | 514948 | 138
OKGE | TOPOLOGY%OKGE%OKGE%8855A%A | Canadian OKGE - Noble 138 kV | Line | OKGE.NOBLE4.8855A.OKGE.CANDN.138.138 | 1 | CANADN-4 138.00 | 514947 | NOBLE 4 138.00 | 515007 | 138
OKGE | TOPOLOGY%OKGE%OKGE%PITTSBURG%A | Canadian River - Muskogee 345 kV | Line | OKGE.CND_RIVR.PITTSBURG.OKGE.MUSKOGEE.345.345 | 1 | C-RIVER7 345.00 | 515422 | MUSKOGE7 345.00 | 515224 | 345
OKGE | TOPOLOGY%OKGE%OKGE%8855A%A | Canadian-Noble 138kV | Line |  | 1 | CANADN-4 138.00 | 514947 | NOBLE 4 138.00 | 515007 | 138
OKGE | LINE%CURRENTLY%NOT%MODELED%IN%EMS | Caney Creek - Caney Creek Caps 138 kV | Line | LINE.NOT.IN.EMS.CANT.999.999 | 1 | CANEYCK4 138.00 | 515150 | CANEYCAP 138.00 | 515181 | 138
OKGE | TOPOLOGY%OKGE%OKGE%JOHNCO_CANEY%A | Caney Creek - Johnston County 138 kV | Line | OKGE.CANEY1.JOHNCO_CANEY.OKGE.JHNSTNCO.138.138 | 1 | CANEYCK4 138.00 | 515150 | JOHNCO 4 138.00 | 514808 | 138
OKGE | TOPOLOGY%OKGE%OKGE%9039%A | Caney Creek - Little City 138 kV | Line | OKGE.LCITY.9039.OKGE.CANEY1.138.138 | 1 | CANEYCK4 138.00 | 515150 | LTLCITY4 138.00 | 515151 | 138
OKGE | TOPOLOGY%OKGE%OKGE%9038B%A | Caney Creek - Madill Industrial Tap 138 kV | Line | OKGE.MADINDT4.9038B.OKGE.CANEY1.161.161 | 1 | MADINDT4 138.00 | 515149 | CANEYCK4 138.00 | 515150 | 138
OKGE | TOPOLOGY%OKGE%OKGE%9040%A | Caney Creek - Texoma Jct 138 kV | Line | OKGE.CANEY1.9040.WFEC.TEXOMAJT.138.138 | 1 | CANEYCK4 138.00 | 515150 | TEXOMAJ4 138.00 | 521067 | 138
OKGE | TOPOLOGY%OKGE%OKGE%9147%A | Carnall - Massard 69 kV | Line | OKGE.CARNL.9147.OKGE.MASRD1.69.69 | 1 | CARNALL2 69.000 | 515287 | MASSARD2 69.000 | 515342 | 69
OKGE | LINE%CURRENTLY%NOT%MODELED%IN%EMS | Carter County - Origin Wind 138 kV | Line | LINE.IS.MODELED.AS.UNIT.ON.CARTRCO4 | 1 | CARTRCO4 138.00 | 515561 | ORIGINW4 138.00 | 515563 | 138
OKGE | TOPOLOGY%OKGE%OKGE%CARTRCO4_POOLE%A | Carter County - Pooleville 138 kV | Line | OKGE.CARTRCO4.CARTRCO4_POOLE.OKGE.POOLE.138.138 | 1 | POOLVIL4 138.00 | 515130 | CARTRCO4 138.00 | 515561 | 138
OKGE | TOPOLOGY%OKGE%OKGE%CARTRCO4_RATLF%A | Carter County - Ratliff 138 kV | Line | OKGE.CARTRCO4.CARTRCO4_RATLF.OKGE.RATLF1.138.138 | 1 | RATLIFF4 138.00 | 515129 | CARTRCO4 138.00 | 515561 | 138
OKGE | TOPOLOGY%OKGE%OKGE%CARTRCO_SUNNYS%A | Carter County - Sunnyside 138 kV | Line | OKGE.CARTRCO4.CARTRCO_SUNNYS.SUNNYSDE.138.138 | 1 | SUNNYSD4 138.00 | 515135 | CARTRCO4 138.00 | 515561 | 138
OKGE | TOPOLOGY%OKGE%OKGE%9032%A | Carter Seminary Tap - Chickasaw OKGE 138 kV | Line | OKGE.CKSAW1.9032.OKGE.CARTR2.138.138 | 1 | CARTER 4 138.00 | 515138 | CHIKSAW4 138.00 | 515171 | 138
OKGE | TOPOLOGY%OKGE%OKGE%9140%A | Cavanal Mountain - Poteau 69 kV | Line | OKGE.POTEA.9140.OKGE.CAVNL.69.69 | 1 | CAVANAL2 69.000 | 515274 | POTEAU 2 69.000 | 515275 | 69
OKGE | TOPOLOGY%OKGE%OKGE%9133%A | Cavanal Mountain - Tarby 69 kV | Line | OKGE.TARBY1.9133.OKGE.CAVNL.69.69 | 1 | TARBY 2 69.000 | 515263 | CAVANAL2 69.000 | 515274 | 69
OKGE | TOPOLOGY%OKGE%OKGE%9144%A | Cavanaugh - State Line 69 kV | Line | OKGE.STATE2.9144.OKGE.CAVNH.69.69 | 1 | STATELN2 69.000 | 515282 | CAVANGH2 69.000 | 515283 | 69
OKGE | TOPOLOGY%OKGE%OKGE%8687%B | Cedar Grace Tap - Tangier Tap 69 kV | Line | OKGE.CEDAR5.8687.OKGE.TANGRTP2.69.69 | 1 | TANGRTP2 69.000 | 514775 | CEDARAV2 69.000 | 514781 | 69
OKGE | TOPOLOGY%OKGE%OKGE%8688%A | Cedar Grace Tap - Woodward District 69 kV | Line | OKGE.CEDAR5.8688.OKGE.WDWRD1.69.69 | 1 | CEDARAV2 69.000 | 514781 | WODWRD 2 69.000 | 514782 | 69
OKGE | TOPOLOGY%OKGE%OKGE%CED_WDWRD%A | Cedar Grace Tap - Woodward District 69 kV | Line | OKGE.CEDAR5.CED_WDWRD.OKGE.WDWRD1.69.69 | 1 | CEDARAV2 69.000 | 514781 | WODWRD 2 69.000 | 514782 | 69
OKGE | TOPOLOGY%OKGE%OKGE%8857%A | Cedar Lane - Sooner Tap 138 kV | Line | OKGE.SNRTP.8857.OKGE.CDRLN.138.138 | 1 | CEDARLN4 138.00 | 514948 | SOONRTP4 138.00 | 514949 | 138
OKGE | TOPOLOGY%OKGE%OKGE%9136%A | Cedar REA - Spiro Coal 69 kV | Line | OKGE.SPIROCL2.9136.OKGE.CEDAV.69.69 | 1 | CEDARS 2 69.000 | 515268 | SPIROTP2 69.000 | 515510 | 69
OKGE | TOPOLOGY%OKGE%OKGE%9137%A | Cedar REA - State Line 69 kV | Line | OKGE.STATE2.9137.OKGE.CEDAV.69.69 | 1 | CEDARS 2 69.000 | 515268 | STATELN2 69.000 | 515282 | 69
OKGE | TOPOLOGY%OKGE%OKGE%CENTENNIAL%A | Centennial OKGE - Woodward District 138 kV | Line | OKGE.WDWRD1.CENTENNIAL.OKGE.CENTWIND.138.138 | 1 | WOODWRD4 138.00 | 514785 | CENT 4 138.00 | 515363 | 138
OKGE | TOPOLOGY%OKGE%OKGE%8910%A | Chandler-Sinclair Drumright Tap 69kV | Line | OKGE.CNDLR.8910.SINDRTP2.OKGE.69.69 | 1 | CHDRTAP2 69.000 | 515016 | CHANDLR2 69.000 | 515017 | 69
OKGE | TOPOLOGY%OKGE%OKGE%9077%A | Checotah OKGE - Five Tribes 69 kV | Line | OKGE.FIVE1.9077.OKGE.CHECO.69.69 | 1 | CHECOTA2 69.000 | 515201 | 5TRIBES2 69.000 | 515227 | 69
OKGE | TOPOLOGY%OKGE%OKGE%9076%A | Checotah OKGE - Wells OKGE 69 kV | Line | OKGE.WELLS2.9076.OKGE.CHECO.69.69 | 1 | CHECOTA2 69.000 | 515201 | WELLS 2 69.000 | 515202 | 69
OKGE | TOPOLOGY%WFEC%WFEC%WOLF_CHEEK%A | Cheek - WFEC Cheek Tap 138 kV | Line | OKGE.WLFCK.WOLF_CHEEK.WFEC.CHEEKTP.138.138 | 1 | CHEEKTP4 138.00 | 515415 | CHEEK_4 138.00 | 521125 | 138
OKGE | TOPOLOGY%OKGE%OKGE%HOBBYLO4_CMTRN%A | Chemtron - Hobby Lobby 138 kV | Line | OKGE.CHEMTRN4.HOBBYLO4_CMTRN.OKGE.HOBBYLO4.138.138 | 1 | HOBBYLO4 138.00 | 515338 | CHEMTRN4 138.00 | 515367 | 138
OKGE | TOPOLOGY%OKGE%OKGE%CHEROKEE_PL%A | Cherokee Pipeline - Cherokee Pl Tap 69 kV | Line | OKGE.CHRPL.CHEROKEE_PL.OKGE.CHERKPL2.69.69 | 1 | CHERPLT2 69.000 | 514745 | CHERKPL2 69.000 | 514746 | 69
OKGE | TOPOLOGY%OKGE%OKGE%8657%A | Cherokee Pl Tap - Chilocco 69 kV | Line | OKGE.CHLOC.8657.OKGE.CHRPL.69.69 | 1 | CHILOCO2 69.000 | 514744 | CHERPLT2 69.000 | 514745 | 69
OKGE | TOPOLOGY%OKGE%OKGE%8660%A | Cherokee Pl Tap - Continental Blacks 69 kV | Line | OKGE.CHRPL.8660.OKGE.CONTT.69.69 | 1 | CHERPLT2 69.000 | 514745 | CONBLKT2 69.000 | 515402 | 69
OKGE | TOPOLOGY%OKGE%OKGE%8827%A | Cherry Creek - Pleasant Valley OKGE 138 kV | Line | OKGE.PLVAL.8827.OKGE.CHRCK.138.138 | 1 | PLVALLY4 138.00 | 514929 | CHERYCK4 138.00 | 514957 | 138
OKGE | TOPOLOGY%OKGE%OKGE%8633%A | Chestnut - Enid 69 kV | Line | OKGE.CHNUT.8633.OKGE.ENID2.69.69 | 1 | CHSTNTT2 69.000 | 515456 | ENID 2 69.000 | 514727 | 69
OKGE | TOPOLOGY%OKGE%OKGE%8631%A | Chestnut - Hemlock Tap 69 kV | Line | OKGE.CHNUT.8631.OKGE.HMLKT.69.69 | 1 | HEMLKTP2 69.000 | 514725 | CHSTNTT2 69.000 | 515456 | 69
OKGE | TOPOLOGY%OKGE%OKGE%8631%B | Chestnut - South 4th St 69 kV | Line | OKGE.CHNUT.8631.OKGE.SO4TH1.69.69 | 1 | CHSTNTT2 69.000 | 515456 | SO4TH 2 69.000 | 514730 | 69
OKGE | LINE%CURRENTLY%NOT%MODELED%IN%EMS | Chickasaw OKGE - Chickasaw Caps 138 kV | Line | LINE.NOT.IN.EMS.CANT.999.999 | 1 | CHIKSAW4 138.00 | 515171 | CHKSWCAP 138.00 | 515271 | 138
OKGE | TOPOLOGY%OKGE%OKGE%9055%A | Chickasaw OKGE - Foundation 138 kV | Line | OKGE.CKSAW1.9055.OKGE.FNDTION4.138.138 | 1 | FNDTION4 138.00 | 515162 | CHIKSAW4 138.00 | 515171 | 138
OKGE | TOPOLOGY%OKGE%OKGE%9052%A | Chickasaw OKGE - Harris Street 69 kV | Line | OKGE.HARIS.9052.OKGE.CKSAW1.69.69 | 1 | HARRIS 2 69.000 | 515168 | CHIKSAW2 69.000 | 515170 | 69
OKGE | TOPOLOGY%OKGE%OKGE%9056%A | Chickasaw OKGE - Total Petroleum 138 kV | Line | OKGE.CKSAW1.9056.OKGE.TOTAL4.138.138 | 1 | TOTAL 4 138.00 | 515165 | CHIKSAW4 138.00 | 515171 | 138
OKGE | TOPOLOGY%OKGE%OKGE%PAOLI_CHIGL1%A | Chigley - Paoli OKGE 138 kV | Line | OKGE.PAOLI1.PAOLI_CHIGL1.OKGE.CHIGL1.138.138 | 1 | PAOLI- 4 138.00 | 515100 | CHIGLEY4 138.00 | 515114 | 138
OKGE | TOPOLOGY%OKGE%OKGE%SUNOIL_CHIGHLY%A | Chigley - Sun Oil 69 kV | Line | OKGE.SUNOIL2.SUNOIL_CHIGHLY.OKGE.CHIGL1.69.69 | 1 | SUNOILT2 69.000 | 515515 | CHIGLEY2 69.000 | 515113 | 69
OKGE | TOPOLOGY%OKGE%OKGE%9004%A | Chigley - WFEC Oaklawn 138 kV | Line | OKGE.OAKLAW-4.9004.OKGE.CHIGL1.138.138 | 1 | CHIGLEY4 138.00 | 515114 | OAKLAW-4 138.00 | 515123 | 138
OKGE | TOPOLOGY%OKGE%OKGE%8997%A | Chigley - Wynnewood OKGE 69 kV | Line | OKGE.CHIGL1.8997.OKGE.WYNWD.69.69 | 1 | WYNWOD 2 69.000 | 515105 | CHIGLEY2 69.000 | 515113 | 69
OKGE | TOPOLOGY%OKGE%OKGE%8999%A | Chigley - Wynnewood Refinery Tap 69 kV | Line | OKGE.KMREFTP2.8999.OKGE.CHIGL1.69.69 | 1 | WNREF1T2 69.000 | 515110 | CHIGLEY2 69.000 | 515113 | 69
OKGE | TOPOLOGY%OKGE%OKGE%8669%A | Chikaskia - Kildare Tap 138 kV | Line | OKGE.CKSKI1.8669.OKGE.KILDR.138.138 | 1 | CHIKASI4 138.00 | 514757 | KILDARE4 138.00 | 514760 | 138
OKGE | TOPOLOGY%OKGE%OKGE%8668%A | Chikaskia - OMPA City of Blackwell 69 kV | Line | OKGE.OMBLKWL.8668.OKGE.CKSKI1.69.69 | 1 | CHIKASI2 69.000 | 514756 | OMBLKWL2 69.000 | 529255 | 69
OKGE | TOPOLOGY%OKGE%OKGE%8647%B | Chikaskia - Sinclair Blackwell 69 kV | Line | OKGE.SINCBLK2.8647.OKGE.CKSKI1.69.69 | 1 | SNCBLKT2 69.000 | 51509 | CHIKASI2 69.000 | 514756 | 69
OKGE | TOPOLOGY%OKGE%OKGE%8659%A | Chilocco - Three Sands 69 kV | Line | OKGE.CHLOC.8659.OKGE.THREE.69.69 | 1 | CHILOCO2 69.000 | 514744 | 3SANDS 2 69.000 | 514762 | 69
OKGE | TOPOLOGY%OKGE%OKGE%CHISHM_OMFAIRF%A | Chisholm Creek - Edmond Fairfield 138 kV | Line | OKGE.CHISHOM4.CHISHM_OMFAIRF.OKGE.OMFAIRF4.138.138 | 1 | CHISHOM4 138.00 | 515374 | SKYLINE4 138.00 | 514850 | 138
OKGE | TOPOLOGY%OKGE%OKGE%SKY_CSMCK%A | Chisholm Creek - Skyline 138 kV | Line | OKGE.CHISHOM4.SKY_CSMCK.OKGE.SKYLN.138.138 | 1 | SKYLINE4 138.00 | 514850 | CHISHOM4 138.00 | 515374 | 138
OKGE | TOPOLOGY%OKGE%OKGE%CHISHLM_HUNTR%A | Chisolm View - Hunter OKGE 345 kV | Line | OKGE.CHSHLMV7.CHISHLM_HUNTR.OKGE.HUNTERS7.345.345 | 1 | HUNTERS7 345.00 | 515476 | CHSHLMV7 345.00 | 515477 | 345
OKGE | TOPOLOGY%OKGE%OKGE%LOUIS_CHIT%A | Chitwood - Edmond Garber(Lake) 138 kV | Line | OKGE.OMLARCA.LOUIS_CHIT.OKGE.CHTWOOD4.138.138 | 1 | CHTWOOD4 138.00 | 514842 | OMLARCA4 138.00 | 529272 | 138
OKGE | TOPOLOGY%OKGE%OKGE%JONES2_CHTWO_1%A | Chitwood - Jones Tap 138 kV | Line | OKGE.CHTWOOD4.JONES2_CHTWO_1.OKGE.JONES2.138.138 | 1 | JONESTP4 138.00 | 514840 | CHTWOOD4 138.00 | 514842 | 138
OKGE | TOPOLOGY%OKGE%OKGE%8798%A | Cimarron - Czech Hall 138 kV | Line | OKGE.CIMARRON.8798.OKGE.CKHAL.138.138 | 1 | CZECHAL4 138.00 | 514894 | CIMARON4 138.00 | 514898 | 138
OKGE | TOPOLOGY%OKGE%OKGE%8803%A | Cimarron - Draper Lake 345 kV | Line | OKGE.CIMARRON.8803.OKGE.DRAPR1.345.345 | 1 | CIMARON7 345.00 | 514901 | DRAPER 7 345.00 | 514934 | 345
OKGE | TOPOLOGY%OKGE%OKGE%8714%A | Cimarron - El Reno OKGE 138 kV | Line | OKGE.ELRNO1.8714.OKGE.CIMARRON.138.138 | 1 | EL-RENO4 138.00 | 514819 | CIMARON4 138.00 | 514898 | 138
OKGE | TOPOLOGY%OKGE%OKGE%8765%B | Cimarron - Haymaker 138 kV | Line | OKGE.CIMARRON.8765.OKGE.HAYMAKR4.138.138 | 1 | HAYMAKR4 138.00 | 514863 | CIMARON4 138.00 | 514898 | 138
OKGE | TOPOLOGY%OKGE%OKGE%8716%A | Cimarron - Jensen Tap 138 kV | Line | OKGE.JNSNT.8716.OKGE.CIMARRON.138.138 | 1 | JENSENT4 138.00 | 514820 | CIMARON4 138.00 | 514898 | 138
OKGE | TOPOLOGY%OKGE%OKGE%CIMARRON_345%A | Cimarron - Minco 345 kV | Line | OKGE.CIMARRON.CIMARRON_345.OKGE.MINCO.345.345 | 1 | MINCO 7 345.00 | 514801 | CIMARON7 345.00 | 514901 | 345
OKGE | TOPOLOGY%OKGE%OKGE%8789%A | Cimarron - Northwest 345 kV | Line | OKGE.NOWST1.8789.OKGE.CIMARRON.345.345 | 1 | NORTWST7 345.00 | 514880 | CIMARON7 345.00 | 514901 | 345
OKGE | TOPOLOGY%OKGE%OKGE%8799%A | Cimarron - Sara Road 138 kV | Line | OKGE.CIMARRON.8799.OKGE.SARA.138.138 | 1 | SARA 4 138.00 | 514895 | CIMARON4 138.00 | 514898 | 138
OKGE | TOPOLOGY%GRDA%GRDA%GRDA_CANADN%A | Cimarron-Canadian Hills 345kV | Line | OKGE.CIMARRON.GRDA_CANADN.GRDA.CIMR_GRD.345.345 | 1 | CIMARON7 345.00 | 514901 | CANADN7 345.00 | 515605 | 345
OKGE | TOPOLOGY%SPA%SPA%CLARKS_LTSPA_1%A | Clarksville SPA - Little Spadra 161 kV | Line | SPA.CLARKS4.CLARKS_LTSPA_1.OKGE.LTSPA.161.161 | 1 | CLARKSV5 161.00 | 505514 | LSPADRA5 161.00 | 515319 | 161
OKGE | TOPOLOGY%OKGE%OKGE%CLASN_CROSS%A | Classen - Crosstown 138 kV | Line | OKGE.CLASN.CLASN_CROSS.OKGE.CROSSTWN.138.138 | 1 | CLASSEN4 138.00 | 514922 | CROSSTWN2 138.00 | 640003 | 138
OKGE | TOPOLOGY%OKGE%OKGE%8782%A | Classen - Douglas Tap 138 kV | Line | OKGE.DGLTP.8782.OKGE.CLASN.138.138 | 1 | DOUGLTP4 138.00 | 514868 | CLASSEN4 138.00 | 514922 | 138
OKGE | TOPOLOGY%OKGE%OKGE%8817%A | Classen - Robinson 138 kV | Line | OKGE.CLASN.8817.OKGE.ROBINSON.138.138 | 1 | CLASSEN4 138.00 | 514922 | ROBINSN4 138.00 | 514967 | 138
OKGE | TOPOLOGY%OKGE%OKGE%8815%A | Classen - SW 5th Tap 138 kV | Line | OKGE.CLASN.8815.OKGE.SW5TP.138.138 | 1 | SW 5TH 4 138.00 | 514921 | CLASSEN4 138.00 | 514922 | 138
OKGE | TOPOLOGY%OKGE%OKGE%8683%A | Cleo Corner - Cleo 69 kV | Line | OKGE.CLEOC1.8683.OKGE.CLEO.69.69 | 1 | CLEOCOR2 69.000 | 514777 | CLEOTP 2 69.000 | 515804 | 69
OKGE | TOPOLOGY%OKGE%OKGE%8685%A | Cleo Corner - Glass Mountain 138 kV | Line | OKGE.CLEOC1.8685.OKGE.GLMTN.138.138 | 1 | CLEOCOR4 138.00 | 514778 | GLASMTN4 138.00 | 514788 | 138
OKGE | TOPOLOGY%OKGE%OKGE%8686%A | Cleo Corner - Meno Tap 138 kV | Line | OKGE.CLEOC1.8686.OKGE.MENOTAP4.138.138 | 1 | CLEOCOR4 138.00 | 514778 | MENOTAP4 138.00 | 514789 | 138
OKGE | TOPOLOGY%OKGE%OKGE%CLEOCORNER_LOD%A | Cleo Corner-Cleo Corner Load 138kV | Line | OKGE.CLEOC1.CLEOCORNER_LOD.OKGE.CLEOPL4.138.138 | 1 | CLEO PL4 138.00 | 515553 | CLEOPLT4 138.00 | 515562 | 138
OKGE | TOPOLOGY%OKGE%OKGE%CLEVE_GRANARY%A | Cleveland - Granary Tap 69 kV | Line | OKGE.CLEVE.CLEVE_GRANARY.OKGE.GRANRYTP.69.69 | 1 | CLEVLND2 69.000 | 514723 | GRANARY TAP 69.000 | 515957 | 69
OKGE | TOPOLOGY%GRDA%GRDA%SONR_CLEVLND%A | Cleveland - Sooner 345 kV | Line | GRDA.CLEVLND7.SONR_CLEVLND.OKGE.SONR1.345.345 | 1 | CLEVLND7 345.00 | 512694 | SOONER 7 345.00 | 514803 | 345
OKGE | TOPOLOGY%OKGE%OKGE%8628%A | Cleveland Ave - Cleveland Tap 69 kV | Line | OKGE.CLVTP.8628.OKGE.CLEVE.69.69 | 1 | CLEVETP2 69.000 | 514722 | CLEVLND2 69.000 | 514723 | 69
OKGE | TOPOLOGY%OKGE%OKGE%CLEVE_HEMLOCK%A | Cleveland Ave - Hemlock 69 kV | Line | OKGE.HMLOK.CLEVE_HEMLOCK.OKGE.CLEVE.69.69 | 1 | CLEVLND2 69.000 | 514723 | HEMLOCK2 69.000 | 514724 | 69
OKGE | TOPOLOGY%OKGE%OKGE%8627%A | Cleveland Tap - Imo 69 kV | Line | OKGE.IMO.8627.OKGE.CLVTP.69.69 | 1 | IMO 2 69.000 | 514721 | CLEVETP2 69.000 | 514722 | 69
OKGE | TOPOLOGY%OKGE%OKGE%8629%A | Cleveland Tap - South 4th St 69 kV | Line | OKGE.SO4TH1.8629.OKGE.CLVTP.69.69 | 1 | CLEVETP2 69.000 | 514722 | SO4TH 2 69.000 | 514730 | 69
OKGE | TOPOLOGY%OKGE%OKGE%CLYDE2_FORCR_1%A | Clyde - Four Corners OKGE 69 kV | Line | OKGE.CLYDE2.CLYDE2_FORCR_1.OKGE.FORCR.69.69 | 1 | CLYDE 2 69.000 | 514719 | 4CORNER2 69.000 | 514736 | 69
OKGE | TOPOLOGY%OKGE%OKGE%CLYDE2_GRANTCO%A | Clyde - Grant Co 69 kV | Line | OKGE.CLYDE2.CLYDE2_GRANTCO.OKGE.GRANT_CO.69.69 | 1 | CLYDE 2 69.000 | 514719 | GRANTCO2 69.000 | 515547 | 69
OKGE | TOPOLOGY%WFEC%WFEC%HODGNS_COALCR%A | Coal Creek - Hodgens Tap 69 kV | Line | WFEC.COALCRK2.HODGNS_COALCR.OKGE.HODGNST2.69.69 | 1 | HODGNST2 69.000 | 515279 | COALCRK2 69.000 | 520872 | 69
OKGE | TOPOLOGY%OKGE%OKGE%LTSPA_COALHILL%A | Coal Hill - Little Spadra 69 kV | Line | OKGE.LTSPA.LTSPA_COALHILL.OKGE.COALHIL2.69.69 | 1 | LSPADRA2 69.000 | 515320 | COALHIL2 69.000 | 515322 | 69
OKGE | TOPOLOGY%OKGE%OKGE%COALHI_AVECO_1%A | Coal Hill - Ozark AVEC 69 kV | Line | OKGE.AVECOZK2.LTSPA_COALHILL.OKGE.COALHIL2.69.69 | 1 | COALHIL2 69.000 | 515322 | AVECOZK2 69.000 | 515324 | 69
OKGE | TOPOLOGY%WFEC%WFEC%CLBRT_OGE_WFEC%A | Colbert OKGE - Colbert WFEC 138 kV | Line | OKGE.COLBRT-4.CLBRT_OGE_WFEC.WFEC.COLBER3.138.138 | 1 | COLBRT-4 138.00 | 515193 | COLBERT4 138.00 | 520860 | 138
OKGE | TOPOLOGY%OKGE%OKGE%COLETP_SCOLE%A | Coleman Tap - South Coleman 138 kV | Line | OKGE.COLEMNTP.COLETP_SCOLE.WFEC.SCOLEMN.138.138 | 1 | EXPLRTAP4 138.00 | 515153 | SCOLEMN4 138.00 | 521049 | 138
OKGE | TOPOLOGY%OKGE%OKGE%STARTP_COLMNTP%A | Coleman Tap - Star Road Tap 138kV | Line | OKGE.STARRDTP.STARTP_COLMNTP.OKGE.COLEMNTP.138.138 | 1 | EXPLRTAP4 138.00 | 515153 | COLEMNTP 138.00 | 514201 | 138
OKGE | TOPOLOGY%OKGE%OKGE%9163%A | Colony - Fort Smith East 161 kV | Line | OKGE.COLNY.9163.OKGE.FTSMTH.161.161 | 1 | FTSMTHW5 161.00 | 515301 | COLONY 5 161.00 | 515345 | 161
OKGE | TOPOLOGY%OKGE%OKGE%SCOMMTP_RKYPT%A | Commerce Tap - Rocky Point 69 kV | Line | OKGE.COMMRCTP.SCOMMTP_RKYPT.OKGE.RKYPT1.69.69 | 1 | ROCKYPT2 69.000 | 515163 | SCMMRCT2 69.000 | 515420 | 69
OKGE | TOPOLOGY%CO%CO%LINE%LN | Commerce Tap - South Commerce Tap 69 kV | Line | LINE.NOT.IN.EMS.CANT.999.999 | 1 | COMMRCT2 69.000 | 515419 | SCMMRCT2 69.000 | 515420 | 69
OKGE | TOPOLOGY%OKGE%OKGE%COMMTAP_TOWER%A | Commerce Tap - Tower 69 kV | Line | OKGE.COMMRCTP.COMMTAP_TOWER.OKGE.TOWER1.69.69 | 1 | COMMRCT2 69.000 | 515419 | TOWERHT2 69.000 | 515167 | 69
OKGE | TOPOLOGY%OKGE%OKGE%9048%A | Commerce Tap - Tower Heights 69 kV | Line | LINE.NOT.IN.EMS.CANT.999.999 | 1 | TOWERHT2 69.000 | 515167 | COMMRCT2 69.000 | 515419 | 69
OKGE | TOPOLOGY%OKGE%OKGE%8661%A | Conoco North - Continental Empire 138 kV | Line | OKGE.CONORTH4.8661.OKGE.CONEM.138.138 | 1 | CONTEMP4 138.00 | 514748 | CONORTH4 138.00 | 514753 | 138
OKGE | TOPOLOGY%OKGE%OKGE%CON2_STDBEAR%A | Conoco North - Standing Bear 138 kV | Line | OKGE.CON2.CON2_STDBEAR.OKGE.STDBEAR4.138.138 | 1 | CONORTH4 138.00 | 514753 | STDBEAR4 138.00 | 514758 | 138
OKGE | TOPOLOGY%OKGE%OKGE%8650%A | Continental Blacks - Osage OKGE 69 kV | Line | OKGE.CONTT.8650.OKGE.OSAGE_OG.69.69 | 1 | OSGE 2 69.000 | 514742 | CONBLKT2 69.000 | 515402 | 69
OKGE | TOPOLOGY%OKGE%OKGE%OSAGE_CCARB%A | Continental Carbon - Osage 69 kV | Line | OKGE.OSAGE_OG.OSAGE_CCARB.OKGE.CONTCARB.69.69 | 1 | CONTCARB 69.000 | 515947 | OSGE 2 69.000 | 514742 | 69
OKGE | TOPOLOGY%OKGE%OKGE%8662%A | Continental Empire - White Eagle 138 kV | Line | OKGE.CONEM.8662.OKGE.WHEGL.138.138 | 1 | CONTEMP4 138.00 | 514748 | WHEAGLE4 138.00 | 514761 | 138
OKGE | TOPOLOGY%OKGE%OKGE%CRESCENT_CTNWD%A | Cottonwood Creek - Crescent 138 kV | Line | OKGE.CTNWD1.CRESCENT_CTNWD.OKGE.CRESCENT.138.138 | 1 | CRESENT4 138.00 | 515377 | CTNWOOD4 138.00 | 514827 | 138
OKGE | TOPOLOGY%OKGE%OKGE%CTTN_LIBLAKE%A | Cottonwood Creek - Liberty Lake 138 kV | Line | OKGE.LBRTLAKE.CTTN_LIBLAKE.OKGE.CTNWD1.138.138 | 1 | CTNWOOD4 138.00 | 514827 | LBRTYLK4 138.00 | 515373 | 138
OKGE | TOPOLOGY%OKGE%OKGE%MARSHL4_CTNWD1%A | Cottonwood Creek - Marshall Tap 138 kV | Line | OKGE.MARSHL-4.MARSHL4_CTNWD1.OKGE.CTNWD1.138.138 | 1 | MARSHL 4 138.00 | 514733 | CTNWOOD4 138.00 | 514827 | 138
OKGE | TOPOLOGY%OKGE%OKGE%8725%A | Cottonwood Creek - Pine Street 138 kV | Line | OKGE.CTNWD1.8725.OKGE.PINE.138.138 | 1 | CTNWOOD4 138.00 | 514827 | PINE ST4 138.00 | 514829 | 138
OKGE | TOPOLOGY%OKGE%OKGE%8772%A | Council - Mustang OKGE 138 kV | Line | OKGE.CUNCL.8772.OKGE.MSTNG1.138.138 | 1 | MUSTANG4 138.00 | 514861 | COUNCIL4 138.00 | 514865 | 138
OKGE | TOPOLOGY%OKGE%OKGE%8778%A | Council - Westoaks 138 kV | Line | OKGE.WSTOK.8778.OKGE.CUNCL.138.138 | 1 | COUNCIL4 138.00 | 514865 | WESTOAK4 138.00 | 514866 | 138
OKGE | TOPOLOGY%OKGE%OKGE%9018%A | County Line OKGE - Healdton OKGE 69 kV | Line | OKGE.HEALD.9018.OKGE.COUNT.69.69 | 1 | COUTYTP2 69.000 | 515805 | HEALDTN2 69.000 | 515139 | 69
OKGE | TOPOLOGY%OKGE%OKGE%9017%A | County Line OKGE - Wildhorse Tap 69 kV | Line | OKGE.COUNT.9017.OKGE.WILDH.69.69 | 1 | COUTYTP2 69.000 | 515126 | WLDHRST2 69.000 | 515127 | 69
OKGE | TOPOLOGY%OKGE%OKGE%8608%A | Cow Creek - Morrison 138 kV | Line | OKGE.MORSN.8608.OKGE.COWCK1.138.138 | 1 | COWCRK 4 138.00 | 514706 | MORRISN4 138.00 | 515006 | 138
OKGE | TOPOLOGY%OKGE%OKGE%8606%A | Cow Creek - Perry OKGE 138 kV | Line | OKGE.PERRY1.8606.OKGE.COWCK1.138.138 | 1 | COWCRK 4 138.00 | 514706 | PERRY 4 138.00 | 514707 | 138
OKGE | TOPOLOGY%OKGE%OKGE%8607%A | Cow Creek - Warren Valley OKGE 138 kV | Line | OKGE.COWCK1.8607.OKGE.WRVALLY4.138.138 | 1 | COWCRK 4 138.00 | 514706 | WRVALLY4 138.00 | 514713 | 138
OKGE | TOPOLOGY%OKGE%OKGE%8605%A | Cow Creek - WF Kay 69 kV | Line | OKGE.COWCK1.8605.OKGE.WFKAY.69.69 | 1 | COWCRK 2 69.000 | 514705 | WF KAY 2 69.000 | 514768 | 69
OKGE | TOPOLOGY%OKGE%OKGE%CWBOYHT4_COWBY%A | Cowboy Hill - Cowboy Hill Tap 138 kV | Line | OKGE.CWBOYHT4.CWBOYHT4_COWBY.OKGE.COWBOYH.138.138 | 1 | COWBOYH4 138.00 | 515541 | CWBOYHT4 138.00 | 515542 | 138
OKGE | TOPOLOGY%OKGE%OKGE%CWBOYHT4_FNTTP%A | Cowboy Hill Tap - Fountain Tap 138 kV | Line | OKGE.CWBOYHT4.CWBOYHT4_FNTTP.OKGE.FNTANTP4.138.138 | 1 | FNTANTP4 138.00 | 515403 | CWBOYHT4 138.00 | 515542 | 138
OKGE | TOPOLOGY%OKGE%OKGE%CWBOYHT4_MRLND%A | Cowboy Hill Tap - Marland Tap 138 kV | Line | OKGE.CWBOYHT4.CWBOYHT4_MRLND.OKGE.MARLNDT4.138.138 | 1 | MARLNDT4 138.00 | 514770 | CWBOYHT4 138.00 | 515542 | 138
OKGE | TOPOLOGY%OKGE%OKGE%RDRUNR_COYOTE%A | Coyote - Road Runner 138 kV | Line | OKGE.RDRUNNR4.RDRUNR_COYOTE.OKGE.COYOTE4.138.138 | 1 | COYOTE 4 138.00 | 515581 | RDRUNNR4 138.00 | 514203 | 138
OKGE | TOPOLOGY%OKGE%OKGE%MDFRDTP_COYOTE%A | Coyote - WFEC Medford Tap 138 kV | Line | OKGE.COYOTE4.MDFRDTP_COYOTE.OKGE.MDFRDTP4.138.138 | 1 | MDFRDTP4 138.00 | 515569 | COYOTE 4 138.00 | 515581 | 138
OKGE | TOPOLOGY%OKGE%OKGE%CHIKASK_COYOTE%A | Coyote-Chikaskia 138kV | Line | OKGE.COYOTE4.CHIKASK_COYOTE.OKGE.CKSKI1.138.138 | 1 | CHIKASI4 138.00 | 514757 | COYOTE 4 138.00 | 515581 | 138
OKGE | TOPOLOGY%OKGE%OKGE%CZY_KNOB%1 | Cozy Curve Tap - Knobhill 69kV | Line | OKGE.KNOB1.CZY_KNOB.WFEC.CZYCRVT2.69.69 | 1 | KNOBHIL2 69.000 | 514794 | CZYCRVT2 69.000 | 515560 | 69
OKGE | TOPOLOGY%WFEC%WFEC%CZY_SALINE%1 | Cozy Curve Tap-Saline 69kV | Line | WFEC.CZYCRVT2.CZY_SALINE.OKGE.SALINE2.69.69 | 1 | SALINE 2 69.000 | 514716 | CZYCRVT2 69.000 | 515560 | 69
OKGE | TOPOLOGY%OKGE%OKGE%CRESCENT_TIE%A | Crescent - Twin Lakes 138 kV | Line | OKGE.CRESCENT.CRESCENT_TIE.WFEC.TWNLAKE.138.138 |  |  |  | TWNLAKE4 138.00 | 521073 | 138
OKGE | TOPOLOGY%OKGE%OKGE%8673%A | Creswell - Middleton Tap 138 kV | Line | OKGE.MIDLTNTP.8673.WR.CRSW.138.138 | 1 | MIDLTNT4 138.00 | 514804 | CRESWLN4 138.00 | 532981 | 138
OKGE | TOPOLOGY%OKGE%OKGE%8921%A | Cromwell OKGE - Fixico Tap OKGE 69 kV | Line | OKGE.CROMW.8921.OKGE.FIXCT1.69.69 | 1 | CROMWEL2 69.000 | 515029 | CRMWLTP2 69.000 | 515492 | 69
OKGE | TOPOLOGY%OKGE%OKGE%CROSRD_TATNG%A | Crossroads Wind - Tatonga 345kV | Line | OKGE.CRSRDSW7.CROSRD_TATNG.TATONGA.345.345 | 1 | CRSRDSW7 345.00 | 515448 | TATONGA7 345.00 | 515407 | 345
OKGE | TOPOLOGY%OKGE%OKGE%CROSSTWN_LIGCK%A | Crosstown - Lightning Creek 138 kV | Line | OKGE.CROSSTWN.CROSSTWN_LIGCK.OKGE.LIGCK.138.138 | 1 | CROSSTWN2 138.00 | 640003 | LIGHTCK4 138.00 | 514923 | 138
OKGE | TOPOLOGY%OKGE%OKGE%CUSHOIL2_HWY99%A | Cushing Oilfield - Highway 99 Tap 69 kV | Line | OKGE.HY99.CUSHOIL2_HWY99.OKGE.HY99.69.69 | 1 | HY99TAP2 69.000 | 515019 | CUSHOIL2 69.000 | 515413 | 69
OKGE | TOPOLOGY%OKGE%OKGE%CNTAP_CUSHOIL2%A | Cushing Oilfield - Pipeline Center Tap 69 kV | Line | OKGE.CNTAP.CNTAP_CUSHOIL2.OKGE.CUSHOIL2.69.69 | 1 | PLCNTRT2 69.000 | 515020 | CUSHOIL2 69.000 | 515413 | 69
OKGE | TOPOLOGY%OKGE%OKGE%LIN_CUS%A | Cushing Tap - Greenwood 138kV | Line | OKGE.CUSH1.LIN_CUS.OKGE.GREENWD4.138.138 | 1 | CUSHING4 138.00 | 515033 | GRNWOOD4 138.00 | 515417 | 138
OKGE | TOPOLOGY%OKGE%OKGE%8909%A | Cushing Tap - Mehan 69 kV | Line | OKGE.CUSH1.8909.OKGE.MEHAN.69.69 | 1 | MEHANTP2 69.000 | 515013 | CUSHING2 69.000 | 515032 | 69
OKGE | TOPOLOGY%OKGE%OKGE%PAYNE_CUSH1%A | Cushing Tap - Payne 138kV | Line | OKGE.PAYNE.PAYNE_CUSH1.OKGE.CUSH1.138.138 | 1 | CUSHING4 138.00 | 515033 | PAYNESB4 138.00 | 515039 | 138
OKGE | TOPOLOGY%OKGE%OKGE%8916%A | Cushing Tap - Shell Elmore City Tap 69 kV | Line | OKGE.SHLTP.8916.OKGE.CUSH1.69.69 | 1 | SHELLTP2 69.000 | 515024 | CUSHING2 69.000 | 515032 | 69
OKGE | TOPOLOGY%OKGE%OKGE%8914%A | Cushing Tap - Shell Pipeline Cushing 69 kV | Line | OKGE.CUSH1.8914.OKGE.SHELC.69.69 | 1 | CUSHING2 69.000 | 515032 | SHLCSHT2 69.000 | 515508 | 69
OKGE | TOPOLOGY%OKGE%OKGE%8978%A | Cypress - Holdenville 69 kV | Line | OKGE.HOLDN.8978.OKGE.CYPRE.69.69 | 1 | CYPRESS2 69.000 | 515081 | HOLDNVL2 69.000 | 515082 | 69
OKGE | TOPOLOGY%OKGE%OKGE%8979%A | Cypress - Wewoka OKGE 69 kV | Line | OKGE.CYPRE.8979.OKGE.WEWOK1.69.69 | 1 | CYPRESS2 69.000 | 515081 | WEWOKA 2 69.000 | 515089 | 69
OKGE | TOPOLOGY%OKGE%OKGE%8797%A | Czech Hall - Xerox 138 kV | Line | OKGE.CKHAL.8797.OKGE.XEROX.138.138 | 1 | XEROX 4 138.00 | 514893 | CZECHAL4 138.00 | 514894 | 138
OKGE | TOPOLOGY%OKGE%OKGE%8850%A | Dale - Horseshoe Lake 138 kV | Line | OKGE.DALE4.8850.OKGE.HSL1.138.138 | 1 | HSL 4 138.00 | 514941 | DALE 4 138.00 | 514987 | 138
OKGE | TOPOLOGY%OKGE%OKGE%8850B%A | Dale - Squirrel Creek Tap 138 kV | Line | OKGE.DALE4.8850B.OKGE.SQRCK.138.138 | 1 | DALE 4 138.00 | 514987 | SQUIRCK4 138.00 | 515059 | 138
OKGE | TOPOLOGY%OKGE%OKGE%8735%A | Danforth - Edmond Danforth 138 kV | Line | OKGE.OMDANFO.8735.OKGE.DANFO.138.138 | 1 | DANFRTH4 138.00 | 514833 | OMDANFO1 138.00 | 529260 | 138
OKGE | TOPOLOGY%OKGE%OKGE%8730%B | Danforth - Edmond Hafer 138 kV | Line | OKGE.OMHAFER4.8730.OKGE.DANFO.138.138 | 1 | DANFRTH4 138.00 | 514833 | HAFERSB4 138.00 | 515469 | 138
OKGE | TOPOLOGY%OKGE%OKGE%8733%A | Danforth - Ketch 138 kV | Line | OKGE.DANFO.8733.OKGE.KETCH.138.138 | 1 | DANFRTH4 138.00 | 514833 | KETCH 4 138.00 | 514834 | 138
OKGE | TOPOLOGY%OKGE%OKGE%DAVIS_LAKEARB%A | Davis OKGE - Lake Arbuckle 69kV | Line | OKGE.DAVIS1.DAVIS_LAKEARB.OKGE.LAKEARB2.69.69 |  | DAVS 2 69.000 | 515111 | LAKEARB2 69.000 | 515194 | 69
OKGE | TOPOLOGY%OKGE%OKGE%9001%A | Davis OKGE - Wynnewood Refinery Tap #1 69 kV | Line | OKGE.DAVIS1.9001.OKGE.KMREFTP2.69.69 | 1 | WNREF1T2 69.000 | 515110 | DAVS 2 69.000 | 515111 | 69
OKGE | TOPOLOGY%OKGE%OKGE%8794%A | Dayton OKGE - Hobby Lobby 138 kV | Line | OKGE.HOBBYLO4.8794.OKGE.DATON.138.138 | 1 | DAYTON 4 138.00 | 514892 | HOBBYLO4 138.00 | 515338 | 138
OKGE | TOPOLOGY%OKGE%OKGE%8773%A | Dayton OKGE - Mustang OKGE 138 kV | Line | OKGE.DATON.8773.OKGE.MSTNG1.138.138 | 1 | MUSTANG4 138.00 | 514861 | DAYTON 4 138.00 | 514892 | 138
OKGE | TOPOLOGY%OKGE%OKGE%8796%A | Dayton OKGE - SmithCoGen 138 kV | Line | OKGE.SCI1.8796.OKGE.DATON.138.138 | 1 | SMITHCO4 138.00 | 514891 | DAYTON 4 138.00 | 514892 | 138
OKGE | TOPOLOGY%OKGE%OKGE%DEADCRKTAP%A | Deadman Creek - Deadman Creek Tap 138kV | Line | OKGE.DEADTAP.DEADCRKTAP.OKGE.DEADSUB.138.138 | 1 | DMANCRK4 138.00 | 515400 | DMNCRKT4 138.00 | 515412 | 138
OKGE | TOPOLOGY%OKGE%OKGE%DPFRK_DEEPF_1%A | Deep Fork - Deep Fork Tap 69 kV | Line | OKGE.DEEPFRK2.DPFRK_DEEPF_1.OKGE.DPFRK.69.69 | 1 | DEEPFKT2 69.000 | 514970 | DEEPFRK2 69.000 | 514974 | 69
OKGE | TOPOLOGY%OKGE%OKGE%8881%A | Deep Fork Tap - Green Pastures 69 kV | Line | OKGE.GRNPS.8881.OKGE.DPFRK.69.69 | 1 | DEEPFKT2 69.000 | 514970 | GRNPAST2 69.000 | 514971 | 69
OKGE | TOPOLOGY%OKGE%OKGE%8879%A | Deep Fork Tap - NE 30th 69 kV | Line | OKGE.DPFRK.8879.OKGE.NE30.69.69 | 1 | NE30TH 2 69.000 | 514969 | DEEPFKT2 69.000 | 514970 | 69
OKGE | TOPOLOGY%OKGE%OKGE%NARDIN_DEER%A | Deer Creek - Nardin 69kV | Line | OKGE.NARDIN.NARDIN_DEER.OKGE.DERCK.69.69 | 1 | DEERCK 2 69.000 | 514741 | NARDINS2 69.000 | 515528 | 69
OKGE | TOPOLOGY%OKGE%OKGE%8646%B | Deer Creek OKGE - Numa Tap 69 kV | Line | OKGE.NUMA2.8646.OKGE.DERCK.69.69 | 1 | NUMAOGE2 69.000 | 514740 | DEERCK 2 69.000 | 514741 | 69
OKGE | TOPOLOGY%OKGE%OKGE%REDCLFTP_DEWEY%A | Dewey - Red Cliff Tap 138 kV | Line | OKGE.REDCLFTP.REDCLFTP_DEWEY.OKGE.DEWEY1.138.138 | 1 | DEWEY 4 138.00 | 514787 | REDCLFTP 138.00 | 515533 | 138
OKGE | TOPOLOGY%OKGE%OKGE%8694%A | Dewey - Southard 138 kV | Line | OKGE.DEWEY1.8694.OKGE.STHRD.138.138 | 1 | DEWEY 4 138.00 | 514787 | SOUTHRD4 138.00 | 514822 | 138
OKGE | TOPOLOGY%OKGE%OKGE%8695%A | Dewey - WFEC Taloga 138 kV | Line | OKGE.DEWEY1.8695.WFEC.TALOGA1.138.138 | 1 | DEWEY 4 138.00 | 514787 | TALOGA 4 138.00 | 521065 | 138
OKGE | TOPOLOGY%OKGE%OKGE%9035%A | Dillard - Healdton Tap 138 kV | Line | OKGE.DILRD.9035.OKGE.HLTNT1.138.138 | 1 | HLTNTAP4 138.00 | 515141 | DILLARD4 138.00 | 515142 | 138
OKGE | TOPOLOGY%OKGE%OKGE%9036%A | Dillard - Wolf Creek OKGE 138 kV | Line | OKGE.WLFCK.9036.OKGE.DILRD.138.138 | 1 | DILLARD4 138.00 | 515142 | WOLFCRK4 138.00 | 515143 | 138
OKGE | TOPOLOGY%OKGE%OKGE%8866B%A | Discovery - Foster 138 kV | Line | OKGE.DISCVRY4.8866B.OKGE.FOSTR.138.138 | 1 | FOSTER 4 138.00 | 514959 | DISCVRY4 138.00 | 514962 | 138
OKGE | TOPOLOGY%OKGE%OKGE%8866%A | Discovery - Oak Creek 138 kV | Line | OKGE.DISCVRY4.8866.OKGE.OKCRK2.138.138 | 1 | OAKCRK 4 138.00 | 514960 | DISCVRY4 138.00 | 514962 | 138
OKGE | LINE%CURRENTLY%NOT%MODELED%IN%EMS | Division Ave - Division Caps 138 kV | Line | OKGE.DVISN.CAPBANK.138 | 1 | DIVCAPS4 138.00 | 514812 | DVISION4 138.00 | 514853 | 138
OKGE | TOPOLOGY%OKGE%OKGE%8765B%A | Division Ave - Haymaker 138 kV | Line | OKGE.HAYMAKR4.8765B.OKGE.DVISN.138.138 | 1 | DVISION4 138.00 | 514853 | HAYMAKR4 138.00 | 514863 | 138
OKGE | TOPOLOGY%OKGE%OKGE%8764%A | Division Ave - Lakeside 138 kV | Line | OKGE.LAKSD.8764.OKGE.DVISN.138.138 | 1 | LAKESID4 138.00 | 514849 | DVISION4 138.00 | 514853 | 138
OKGE | TOPOLOGY%OKGE%OKGE%8758%A | Division Ave - Mustang OKGE 138 kV | Line | OKGE.DVISN.8758.OKGE.MSTNG1.138.138 | 1 | DVISION4 138.00 | 514853 | MUSTANG4 138.00 | 514861 | 138
OKGE | TOPOLOGY%OKGE%OKGE%8765A%A | Division Ave - Richards 138 kV | Line | OKGE.RICHRDS.8765A.OKGE.DVISN.138.138 | 1 | DVISION4 138.00 | 514853 | RICHRDS4 138.00 | 514862 | 138
OKGE | TOPOLOGY%OKGE%OKGE%8762%A | Division Ave - Silverlake 138 kV | Line | OKGE.SLVRL.8762.OKGE.DVISN.138.138 | 1 | SLVRLAK4 138.00 | 514852 | DVISION4 138.00 | 514853 | 138
OKGE | TOPOLOGY%OKGE%OKGE%8780%A | Douglas Tap - Meridian 138 kV | Line | OKGE.MERDN.8780.OKGE.DGLTP.138.138 | 1 | MERIDAN4 138.00 | 514867 | DOUGLTP4 138.00 | 514868 | 138
OKGE | TOPOLOGY%OKGE%OKGE%8781%A | Douglas Tap - Western Avenue 138 kV | Line | OKGE.WSTRN.8781.OKGE.DGLTP.138.138 | 1 | DOUGLTP4 138.00 | 514868 | WESTERN4 138.00 | 514869 | 138
OKGE | TOPOLOGY%WFEC%WFEC%8678%A | Dover - Dover Tap 69 kV | Line | OKGE.DOVRT.8678.WFEC.DOVERS1.69.69 | 1 | DOVERTP2 69.000 | 514772 | DOVERSW2 69.000 | 520881 | 69
OKGE | TOPOLOGY%WFEC%WFEC%8679%A | Dover - Henessey OKGE 138 kV | Line | OKGE.HENSY.8679.WFEC.DOVERS1.138.138 | 1 | HENESEY4 138.00 | 514774 | DOVERSW4 138.00 | 520882 | 138
OKGE | TOPOLOGY%OKGE%OKGE%8676%C | Dover Tap - Turkey Creek 69 kV | Line | OKGE.TURCRK2.8676.OKGE.DOVRT.69.69 | 1 | TURCRKT2 69.000 | 515517 | DOVERTP2 69.000 | 514772 | 69
OKGE | TOPOLOGY%CO%CO%LINE%LN | Draper Caps - Draper Lake 138 kV | Line | LINE.NOT.IN.EMS.CANT.999.999 | 1 | DRPCAPS4 138.00 | 514885 | DRAPER 4 138.00 | 514933 | 138
OKGE | TOPOLOGY%OKGE%OKGE%8832%A | Draper Lake - GM 138 kV | Line | OKGE.DRAPR1.8832.OKGE.GM2.138.138 | 1 | DRAPER 4 138.00 | 514933 | GM 4 138.00 | 514961 | 138
OKGE | TOPOLOGY%OKGE%OKGE%8830%A | Draper Lake - Midwest Tap 138 kV | Line | OKGE.DRAPR1.8830.OKGE.MDWST.138.138 | 1 | DRAPER 4 138.00 | 514933 | MIDWEST4 138.00 | 514946 | 138
OKGE | TOPOLOGY%OKGE%OKGE%8834%C | Draper Lake - Seminole OKGE 345 kV #1 | Line | OKGE.DRAPR1.8834.OKGE.SEMINOLE.345.345 | 1 | DRAPER 7 345.00 | 514934 | SEMINOL7 345.00 | 515045 | 345
OKGE | TOPOLOGY%OKGE%OKGE%8835%B | Draper Lake - Seminole OKGE 345 kV #2 | Line | OKGE.DRAPR1.8835.OKGE.SEMINOLE.345.345 | 2 | DRAPER 7 345.00 | 514934 | SEMINOL7 345.00 | 515045 | 345
OKGE | TOPOLOGY%OKGE%OKGE%8836%A | Draper Lake - Seminole OKGE 345 kV #3 | Line | OKGE.DRAPR1.8836.OKGE.SEMINOLE.345.345 | 3 | DRAPER 7 345.00 | 514934 | SEMINOL7 345.00 | 515045 | 345
OKGE | TOPOLOGY%OKGE%OKGE%8831%A | Draper Lake - Sooner Tap 138 kV | Line | OKGE.DRAPR1.8831.OKGE.SNRTP.138.138 | 1 | DRAPER 4 138.00 | 514933 | SOONRTP4 138.00 | 514949 | 138
OKGE | TOPOLOGY%OKGE%OKGE%DRIP_RUSET%A | DRIPPING SPRING - RUSET 138 KV | Line |  | 1 | DRIPPING 138.00 | 515873 | RUSSET-4 138.00 | 515120 | 138
OKGE | TOPOLOGY%OKGE%OKGE%STIRLING_DRIP%A | DRIPPING SPRING- RUSET 138 KV | Line | OKGE.DRIPPING.STIRLING_DRIP.OKGE.STIRLING.138.138 | 1 | STIRLNG4 138.00 | 515932 | DRIPPING 138.00 | 515873 | 138
OKGE | TOPOLOGY%OKGE%OKGE%SPRINGD_DRIP%A | Dripping Spring- Springdale Tap 138 kV | Line | OKGE.SPRIN.A.OKGE.DRIPPING.138.138 | 1 | DRPSPRG4 138.00 | 515873 | SPRNDAL4 138.00 | 515172 | 138
OKGE | TOPOLOGY%OKGE%OKGE%8917%A | Drumright - Euchee 69 kV | Line | OKGE.DRUM.8917.OKGE.EUCHE.69.69 | 1 | EUCHEE 2 69.000 | 515025 | DRMRITE2 69.000 | 515026 | 69
OKGE | TOPOLOGY%OKGE%OKGE%8911%B | Drumright - Oak Grove OKGE 69 kV | Line | OKGE.OAKGROV.8911.OKGE.DRUM.69.69 | 1 | OAKGROV2 69.000 | 515021 | DRMRITE2 69.000 | 515026 | 69
OKGE | TOPOLOGY%OKGE%OKGE%8919%A | Drumright - Tiger Creek 69 kV | Line | OKGE.TIGER2.8919.OKGE.DRUM.69.69 | 1 | DRMRITE2 69.000 | 515026 | TIGERCK2 69.000 | 515027 | 69
OKGE | TOPOLOGY%OKGE%OKGE%9024%A | Dundee - Fox 138 kV | Line | OKGE.DUNDE.9024.OKGE.FOX2.138.138 | 1 | FOX 4 138.00 | 515131 | DUNDEE 4 138.00 | 515132 | 138
OKGE | TOPOLOGY%OKGE%OKGE%9025%A | Dundee - Healdton Tap 138 kV | Line | OKGE.HLTNT1.9025.OKGE.DUNDE.138.138 | 1 | DUNDEE 4 138.00 | 515132 | HLTNTAP4 138.00 | 515141 | 138
OKGE | TOPOLOGY%OKGE%OKGE%8847%B | Dunjee - Horseshoe Lake 138 kV | Line | OKGE.DUNJEE.8847.OKGE.HSL1.138.138 | 1 | DUNJEE 4 138.00 | 514884 | HSL 4 138.00 | 514941 | 138
OKGE | TOPOLOGY%OKGE%OKGE%8847%A | Dunjee - Reno 138 kV | Line | OKGE.DUNJEE.8847.OKGE.RENO1.138.138 | 1 | DUNJEE 4 138.00 | 514884 | RENO 4 138.00 | 514973 | 138
OKGE | TOPOLOGY%OKGE%OKGE%8969%A | Earlsboro Corner - Fixico 69 kV | Line | OKGE.ERLSB.8969.OKGE.FIXICO.69.69 | 1 | ERLSBOR2 69.000 | 515073 | FIXICO 2 69.000 | 515077 | 69
OKGE | TOPOLOGY%OKGE%OKGE%8968%A | Earlsboro Corner - Forest Hill OKGE 69 kV | Line | OKGE.ERLSB.8968.OKGE.FORST1.69.69 | 1 | ERLSBOR2 69.000 | 515073 | FRSTHIL2 69.000 | 515074 | 69
OKGE | TOPOLOGY%OKGE%OKGE%8946%A | Earlsboro Corner - Maud Tap 69 kV | Line | OKGE.MAUD_TAP.8946.OKGE.ERLSB.69.69 | 1 | MAUD 2 69.000 | 515054 | ERLSBOR2 69.000 | 515073 | 69
OKGE | TOPOLOGY%OKGE%OKGE%HARDEN4_EFITTS%A | East Fitts Tap - Harden 138kV | Line | OKGE.HARDEN4.HARDEN4_EFITTS.OKGE.EFITTS.138.138 | 1 | FRISCCO4 138.00 | 515500 | HARDEN4 138.00 | 515181 | 138
OKGE | TOPOLOGY%OKGE%OKGE%8732%A | Eastern Ave - Edmond Eastern 138 kV | Line | OKGE.OMESTRN.8732.OKGE.ESTRN.138.138 | 1 | EASTERN4 138.00 | 514832 | OMESTRN4 138.00 | 529265 | 138
OKGE | TOPOLOGY%OKGE%OKGE%8730%A | Eastern Ave - Edmond Hafer 138 kV | Line | OKGE.OMHAFER4.8730.OKGE.ESTRN.138.138 | 1 | EASTERN4 138.00 | 514832 | HAFERSB4 138.00 | 515469 | 138
OKGE | TOPOLOGY%OKGE%OKGE%8731%A | Eastern Ave - Memorial OKGE 138 kV | Line | OKGE.MEMRL.8731.OKGE.ESTRN.138.138 | 1 | EASTERN4 138.00 | 514832 | MEMRIAL4 138.00 | 514835 | 138
OKGE | TOPOLOGY%OKGE%OKGE%KETCH_OMFAIR%A | Edmond Fairfield - Ketch 138 kV | Line | OKGE.OMFAIRF4.KETCH_OMFAIR.OKGE.KETCH.138.138 | 1 | KETCH 4 138.00 | 514834 | FAIRFLD4 138.00 | 515468 | 138
OKGE | TOPOLOGY%OKGE%OKGE%8736%A | Edmond Fairfield - Skyline 138 kV | Line | OKGE.OMFAIRF4.8736.OKGE.SKYLN.138.138 | 1 | FAIRFLD4 138.00 | 515468 | SKYLINE4 138.00 | 514850 | 138
OKGE | TOPOLOGY%OKGE%OKGE%MITCH_OMWHITE%A | Edmond Mitch (Planned 26) - Edmond White 138 kV | Line | OKGE.OMMITCH4.MITCH_OMWHITE.OKGE.OMWHITE4.138.138 | 1 | OMMITCH4 138.00 | 529262 | OMWHITE4 138.00 | 529271 | 138
OKGE | TOPOLOGY%OKGE%OKGE%KETCH_MITCH%A | Edmond Mitch (Planned 26) - Ketch Tap 138 kV | Line | OKGE.OMMITCH4.KETCH_MITCH.OKGE.KETCHTP4.138.138 | 1 | KETCHTP4 138.00 | 514828 | MITCHSB4 138.00 | 515466 | 138
OKGE | TOPOLOGY%OKGE%OKGE%8721%A | Edmond White - Waterloo OKGE 138 kV | Line | OKGE.OMWHITE4.8721.OKGE.WATER3.138.138 | 1 | WATRLOO4 138.00 | 514831 | WHITESB4 138.00 | 515467 | 138
OKGE | TOPOLOGY%OKGE%OKGE%8712%A | El Reno OKGE - Jensen Tap 138 kV | Line | OKGE.JNSNT.8712.OKGE.ELRNO1.138.138 | 1 | EL-RENO4 138.00 | 514819 | JENSENT4 138.00 | 514820 | 138
OKGE | TOPOLOGY%OKGE%OKGE%8707%A | El Reno OKGE - Okarche 69 kV | Line | OKGE.OKARCHE2.8707.OKGE.ELRNO1.69.69 | 1 | OKRCHET2 69.000 | 515506 | ELRENO 2 69.000 | 514818 | 69
OKGE | TOPOLOGY%OKGE%OKGE%8713%A | El Reno OKGE - Roman Nose 138 kV | Line | OKGE.ELRNO1.8713.OKGE.ROMAN.138.138 | 1 | EL-RENO4 138.00 | 514819 | ROMNOSE4 138.00 | 514823 | 138
OKGE | TOPOLOGY%OKGE%OKGE%8709%A | El Reno OKGE - Service Pl El Reno 69 kV | Line | OKGE.ELRNO1.8709.OKGE.SVCELRN2.69.69 | 1 | SVCELRN2 69.000 | 514817 | ELRENO 2 69.000 | 514818 | 69
OKGE | TOPOLOGY%WFEC%WFEC%8717%A | El Reno WFEC - Jensen Road 138 kV | Line | WFEC.ELRENO1.8717.OKGE.JENSN_RD.138.138 | 1 | JENSEN 4 138.00 | 514821 | EL RENO4 138.00 | 520893 | 138
OKGE | TOPOLOGY%OKGE%OKGE%ELMCK_LTRIV_1%A | Elm Creek - Little River Lake Tap 69 kV | Line | OKGE.ELMCK.ELMCK_LTRIV_1.OKGE.LTRIV.69.69 | 1 | ELMCRK 2 69.000 | 514982 | LTLRLKT2 69.000 | 514983 | 69
OKGE | TOPOLOGY%OKGE%OKGE%EMAHA_CYPRE%A | Emahaka - Cypress 69 kV | Line | OKGE.EMAHA.EMAHA_CYPRE.OKGE.CYPRE.69.69 | 1 | CYPRESS2 69.000 | 515081 | EMHKATP2 69.000 | 515494 | 69
OKGE | TOPOLOGY%OKGE%OKGE%8981%B | Emahaka - Wewoka Tap 69 kV | Line | OKGE.WEWOT.8981.OKGE.EMAHA.138.138 | 1 | WEWOKA 2 69.000 | 515089 | WEWOKAT2 69.000 | 515087 | 69
OKGE | TOPOLOGY%OKGE%OKGE%8634%A | Enid - South 4th St 69 kV #2 | Line | OKGE.SO4TH1.8634.OKGE.ENID2.69.69 | 2 | ENID 2 69.000 | 514727 | SO4TH 2 69.000 | 514730 | 69
OKGE | TOPOLOGY%OKGE%OKGE%ENINT4_NEENID%A | Enid Industrial Tap - Enid Tap 138 kV | Line | OKGE.NEENIDT4.NEENID_INDTAP.OKGE.ENIDINT4.138.138 | 1 | NE ENID4 138.00 | 514769 | ENIDINT4 138.00 | 515383 | 138
OKGE | TOPOLOGY%OKGE%OKGE%ENINT4_NEENID%A | Enid Industrial Tap - NE Enid 138 kV | Line | OKGE.ENIDINT4.ENINT4_NEENID.OKGE.NEENID4.138.138 | 1 | NE ENID4 138.00 | 514769 | ENIDINT4 138.00 | 515383 | 138
OKGE | TOPOLOGY%OKGE%OKGE%9178%A | Etna - Helberg 69 kV | Line | OKGE.PENDER2.9175B.OKGE.HELBG2.69.69 | 1 | PENDER 2 69.000 | 515317 | HELBERG2 69.000 | 515325 | 69
OKGE | TOPOLOGY%CO%CO%LINE%LN | Etna - Peter Pender 69 kV | Line | OKGE.ETNA.9175B.OKGE.PENDER2.69.69 | 1 | PENDER 2 69.000 | 515317 | ETNA 2 69.000 | 515318 | 69
OKGE | TOPOLOGY%OKGE%OKGE%MACOCT_ETOWAH%A | Etowah - Macomb Tap 69 kV | Line | OKGE.ETOWA.MACOCT_ETOWAH.OKGE.MACOCTP2.69.69 | 1 | MACOCTP2 69.000 | 514956 | ETOWAH 2 69.000 | 514996 | 69
OKGE | TOPOLOGY%OKGE%OKGE%8901%A | Etowah - Spring Hill Tap 69 kV | Line | OKGE.SPRHT.8901.OKGE.ETOWA.69.69 | 1 | ETOWAH 2 69.000 | 514996 | SPRHILT2 69.000 | 515005 | 69
OKGE | TOPOLOGY%OKGE%OKGE%ETOWAH_TRIBBEY%A | Etowah - Tribbey 69 kV | Line | OKGE.ETOWA.ETOWAH_TRIBBEY.OKGE.TRIBBEY2.69.69 | 1 | ETOWAH 2 69.000 | 514996 | TRIBBEY2 69.000 | 515052 | 69
OKGE | TOPOLOGY%OKGE%OKGE%8916%A | Euchee - Cushing 69 kV | Line | OKGE.EUCHE.8916.OKGE.CUSH1.69.69 | 1 | EUCHEE 2 69.000 | 515025 | CUSHING2 69.000 | 515032 | 69
OKGE | TOPOLOGY%OKGE%OKGE%8918%A | Euchee - OMPA Yale 69 kV | Line | OKGE.EUCHE.8918.OKGE.OMYALE.69.69 | 1 | EUCHEE 2 69.000 | 515025 | ANTIOCH2 69.000 | 515414 | 69
OKGE | TOPOLOGY%OKGE%OKGE%8915%A | Euchee - Shell Elmore City Tap 69 kV | Line | OKGE.EUCHE.8915.OKGE.SHLTP.69.69 | 1 | SHELLTP2 69.000 | 515024 | EUCHEE 2 69.000 | 515025 | 69
OKGE | TOPOLOGY%OKGE%OKGE%PORUM_EUFALA%A | Eufaula Reservoir Tap - Porum 69 kV | Line | OKGE.PORUM2.PORUM_EUFALA.OKGE.EUFREST2.69.69 | 1 | PORUM 2 69.000 | 515198 | EUFREST2 69.000 | 515214 | 69
OKGE | TOPOLOGY%OKGE%OKGE%WARNR_EUFREST%A | Eufaula Reservoir Tap - Warner 69 kV | Line | OKGE.EUFREST2.WARNR_EUFREST.OKGE.WARNR.69.69 | 1 | WARNER 2 69.000 | 515213 | EUFREST2 69.000 | 515214 | 69
OKGE | TOPOLOGY%OKGE%OKGE%EUFRES_WELLSPA%A | Eufaula Reservoir Tap - Wells SPA 69 kV | Line | OKGE.WELLSPA2.EUFRES_WELLSPA.OKGE.EUFREST2.69.69 | 1 | EUFREST2 69.000 | 515214 | WELLSPA2 69.000 | 515215 | 69
OKGE | TOPOLOGY%CO%CO%LINE%LN | Exposition Park - Johnson Tap OKGE 69 kV | Line | OKGE.EXPOS.9154.OKGE.JHSON.69.69 | 1 | J0NSNTP2 69.000 | 515294 | EXPOPRK2 69.000 | 515295 | 69
OKGE | TOPOLOGY%CO%CO%LINE%LN | Exposition Park - Spalding OKGE 69 kV | Line | OKGE.EXPOS.9156A.OKGE.SPALDNG2.69.69 | 1 | EXPOPRK2 69.000 | 515295 | SPALDNG2 69.000 | 515296 | 69
OKGE | TOPOLOGY%CO%CO%LINE%LN | Factory - Johnson Tap OKGE 69 kV | Line | OKGE.FACTO.9152.OKGE.JHSON.69.69 | 1 | FACTORY2 69.000 | 515292 | J0NSNTP2 69.000 | 515294 | 69
OKGE | TOPOLOGY%OKGE%OKGE%FRMNT_FAIRM_1%A | Fairmont - Fairmont 2 & 3 138 kV | Line | OKGE.FAIRMON4.FRMNT_FAIRM_1.OKGE.FRMNT.138.138 | [5 empty] | 138
OKGE | TOPOLOGY%OKGE%OKGE%PLNSMEN4_FAIRM%A | Fairmont - Plainsmen 138 kV | Line | OKGE.PLNSMEN4.PLNSMEN4_FAIRM.OKGE.FAIRMON4.138.138 | 1 | FAIRMON4 138.00 | 514712 | PLNSMEN4 138.00 | 515641 | 138
OKGE | TOPOLOGY%OKGE%OKGE%FRMNT_FRMTT_1%A | FAIRMONT 2 & 3 - FAIRMONT TAP Three Terminal Line 138 kV | Line | OKGE.FRMTT.FRMNT_FRMTT_1.OKGE.FRMNT.138.138 | 1 | FAIRMON4 138.00 | 514712 | FRMNTAP4 138.00 | 514709 | 138
OKGE | TOPOLOGY%OKGE%OKGE%8612%A | FAIRMONT TAP Three Terminal Line - Woodring 138 kV | Line | OKGE.WDRNG1.8612.OKGE.FRMTT.138.138 | 1 | FRMNTAP4 138.00 | 514709 | WOODRNG4 138.00 | 514714 | 138
OKGE | TOPOLOGY%OKGE%OKGE%FANTTAP_FANSTL%A | Fansteel - Fansteel Tap 69 kV | Line | OKGE.FANST.FANTTAP_FANSTL.OKGE.FANTT.69.69 | 1 | FANTT 2 69.000 | 515207 | FANST 2 69.000 | 515208 | 69
OKGE | TOPOLOGY%OKGE%OKGE%MUSKWW_FANTT_1%A | Fansteel - Muskogee Water Works 69 kV | Line | OKGE.MUSKWW2.MUSKWW_FANTT_1.OKGE.FANTT.69.69 | 1 | MUSKWW 2 69.000 | 515199 | FANTT 2 69.000 | 515207 | 69
OKGE | TOPOLOGY%OKGE%OKGE%9078%A | Fansteel - Riverside OKGE 69 kV | Line | OKGE.RVSID.9078.OKGE.FANTT.69.69 | 1 | RVRSID 2 69.000 | 515205 | FANTT 2 69.000 | 515207 | 69
OKGE | TOPOLOGY%OKGE%OKGE%9080%A | Fansteel Tap - River Fan Tap 69 kV | Line | OKGE.RFANT.9080.OKGE.FANST.69.69 | 1 | FANST 2 69.000 | 515208 | RVRFANT2 69.000 | 515210 | 69
OKGE | TOPOLOGY%OKGE%OKGE%8729%B | Fitzgerald Creek - Kinze 138 kV | Line | OKGE.FITZGRD4.8729.OKGE.KINZE.138.138 | 1 | FITZGRD4 138.00 | 514830 | KINZE 4 138.00 | 515008 | 138
OKGE | TOPOLOGY%OKGE%OKGE%8729%A | Fitzgerald Creek - Pine Street 138 kV | Line | OKGE.FITZGRD4.8729.OKGE.PINE.138.138 | 1 | PINE ST4 138.00 | 514829 | FITZGRD4 138.00 | 514830 | 138
OKGE | TOPOLOGY%OKGE%OKGE%9102%A | Five Tribes - Hancock 161 kV | Line | OKGE.HANCK.9102.OKGE.FIVE1.161.161 | 1 | 5TRIBES5 161.00 | 515228 | HANCOK-5 161.00 | 515250 | 161
OKGE | TOPOLOGY%OKGE%OKGE%9101%A | Five Tribes - Pecan Creek 161 kV | Line | OKGE.PECAN1.9101.OKGE.FIVE1.161.161 | 1 | 5TRIBES5 161.00 | 515228 | PECANCK5 161.00 | 515234 | 161
OKGE | TOPOLOGY%OKGE%OKGE%9088%A | Five Tribes - Tennyson 69 kV | Line | OKGE.FIVE1.9088.OKGE.TENSN.69.69 | 1 | TENYSON2 69.000 | 515217 | 5TRIBES2 69.000 | 515227 | 69
OKGE | TOPOLOGY%OKGE%OKGE%8971%A | Fixico - Fixico Tap OKGE 69 kV | Line | OKGE.FIXCT1.8971.OKGE.FIXICO.69.69 | 1 | FIXICOT2 69.000 | 515076 | FIXICO 2 69.000 | 515077 | 69
OKGE | TOPOLOGY%OKGE%OKGE%8974%A | Fixico - Lima Tap 69 kV | Line | OKGE.LIMA.8974.OKGE.FIXICO.69.69 | 1 | FIXICO 2 69.000 | 515077 | LIMATAP2 69.000 | 515080 | 69
OKGE | TOPOLOGY%OKGE%OKGE%8972%A | Fixico Tap OKGE 69kV - Kolache 69 kV | Line | OKGE.OMKOLAC.8972.OKGE.FIXCT1.69.69 | 1 | FIXICOT2 69.000 | 515076 | KOLACHE2 69.000 | 515079 | 69
OKGE | TOPOLOGY%OKGE%OKGE%8972%A | Fixico Tap OKGE 69kV - Prague Kolache 69 kV | Line | OKGE.FIXCT1.FIXCT1_OMKOLAC.OKGE.OMKOLAC2.69.69 | 1 | FIXICOT2 69.000 | 515076 | OMKOLAC2 69.000 | 529305 | 69
OKGE | TOPOLOGY%OKGE%OKGE%8949%A | Forest Hill OKGE - Maud Tap 138 kV | Line | OKGE.MAUD_TAP.8949.OKGE.FORST1.138.138 | 1 | MAUD 4 138.00 | 515055 | FRSTHIL4 138.00 | 515075 | 138
OKGE | TOPOLOGY%OKGE%OKGE%8956%A | Forest Hill OKGE - Squirrel Creek Tap 138 kV | Line | OKGE.SQRCK.8956.OKGE.FORST1.138.138 | 1 | SQUIRCK4 138.00 | 515059 | STRLGTP4 138.00 | 515286 | 138
OKGE | TOPOLOGY%OKGE%OKGE%8966%A | Forest Hill OKGE - Tecumseh 69 kV | Line | OKGE.FORST1.8966.OKGE.TCMSH.69.69 | 1 | TECUMSH2 69.000 | 515071 | FRSTHIL2 69.000 | 515074 | 69
OKGE | TOPOLOGY%OKGE%OKGE%9099%A | Fort Smith - Muskogee 345 kV | Line | OKGE.FTSMTH.9099.OKGE.MUSKOGEE.345.345 | 1 | MUSKOGE7 345.00 | 515224 | FTSMITH7 345.00 | 515302 | 345
OKGE | LINE%CURRENTLY%NOT%MODELED%IN%EMS | Fort Smith Caps - Fort Smith West 161 kV | Line | LINE.NOT.IN.EMS.CANT.999.999 | 1 | FTSMTHW5 161.00 | 515301 | FTSCAPS5 161.00 | 515362 | 161
OKGE | TOPOLOGY%OKGE%OKGE%FTSMTH_161_1%A | Fort Smith East - Fort Smith West 161 kV #1 | Line | OKGE.FTSMTH.FTSMTH_161_1.OKGE.FTSMTH.161.161 | 1 | FTSMTHE5 161.00 | 515300 | FTSMTHW5 161.00 | 515301 | 161
OKGE | TOPOLOGY%OKGE%OKGE%FTSMTH_161_2%A | Fort Smith East - Fort Smith West 161 kV #2 | Line | OKGE.FTSMTH.FTSMTH_161_2.OKGE.FTSMTH.161.161 | 2 | FTSMTHE5 161.00 | 515300 | FTSMTHW5 161.00 | 515301 | 161
OKGE | TOPOLOGY%OKGE%OKGE%9162%A | Fort Smith East - Quanex Tap 161 kV | Line | OKGE.FTSMTH.9162.OKGE.QANXT.161.161 | 1 | FTSMTHW5 161.00 | 515301 | QUANXTP5 161.00 | 515310 | 161
OKGE | TOPOLOGY%OKGE%OKGE%NDOM-FOSTR%A | Foster - New Dominion 138 kV | Line | OKGE.NEWDOMIN.NDOM-FOSTR.OKGE.FOSTR.138.138 | 1 | FOSTER 4 138.00 | 514959 | NEWDOMI4 138.00 | 515387 | 138
OKGE | TOPOLOGY%OKGE%OKGE%9055%B | Foundation - Springdale Tap OKGE 138 kV | Line | OKGE.FNDTION4.9055.OKGE.SPRIN.138.138 | 1 | FNDTION4 138.00 | 515162 | SPRNDAL4 138.00 | 515172 | 138
OKGE | TOPOLOGY%OKGE%OKGE%CWBOYHT4_MRLND%A | Fountain - Marland Tap 138 kV | Line | OKGE.OILSANDS.MARLNDT4_OILSA.OKGE.MARLNDT4.138.138 | 1 | MARLNDT4 138.00 | 514770 | OILSANDS 138.00 | 515403 | 138
OKGE | TOPOLOGY%OKGE%OKGE%FORCR_HILLS%1 | Four Corners - Hillsdale Tap 69 kV | Line | OKGE.HILLSDT2.FORCR_HILLS.OKGE.FORCR.138.138 | 1 | 4CORNER2 69.000 | 514736 | HILLSDT2 69.000 | 515638 | 69
OKGE | TOPOLOGY%OKGE%OKGE%8644%A | Four Corners OKGE - Pond Creek 69 kV | Line | OKGE.FORCR.8644.OKGE.OMPOND.69.69 | 1 | 4CORNER2 69.000 | 514736 | OMPOND 2 69.000 | 529300 | 69
OKGE | TOPOLOGY%OKGE%OKGE%9022%A | Fox - Pooleville 138 kV | Line | OKGE.FOX2.9022.OKGE.POOLE.138.138 | 1 | POOLVIL4 138.00 | 515130 | FOX 4 138.00 | 515131 | 138
OKGE | TOPOLOGY%WFEC%WFEC%HOMERT_FRANC_1%A | Francis - WFEC Homer 69 kV | Line | WFEC.FRANCIS2.HOMERT_FRANC_1.OKGE.HOMERTP2.69.69 | 1 | HOMERTP2 69.000 | 515197 | FRANCIS2 69.000 | 520921 | 69
OKGE | TOPOLOGY%WFEC%WFEC%8853%A | Franklin WFEC - Midwest Tap 138 kV | Line | WFEC.FRNKLN1.8853.OKGE.MDWST.138.138 | 1 | MIDWEST4 138.00 | 514946 | FRNKLNS4 138.00 | 520917 | 138
OKGE | TOPOLOGY%OKGE%OKGE%SOCPUM_FRISC_1%A | Frisco OKGE - Stonewall OKC Pump OKGE 69 kV | Line | OKGE.FRISC.SOCPUM_FRISC_1.OKGE.SOCPUMP2.69.69 | 1 | FRSCOTP2 69.000 | 514506 | FRISCCO2 69.000 | 515185 | 69
OKGE | TOPOLOGY%CO%CO%LINE%LN | Gansel - WF Kay 69 kV | Line | LINE.NOT.IN.EMS.CANT.999.999 | 1 | GANSEL 2 69.000 | 514767 | WF KAY 2 69.000 | 514768 | 69
OKGE | TOPOLOGY%OKGE%OKGE%GERBRTP_GERBER%A | Gerber - Gerber Tap 161 kV | Line | OKGE.GERBRTP5.GERBRTP_GERBER.OKGE.GERBER.161.161 | 1 | GERBRTP5 161.00 | 515326 | GERBER 161.00 | 515351 | 161
OKGE | TOPOLOGY%OKGE%OKGE%OAKPAR_GERBER%A | Gerber Tap - Oak Park 161 kV | Line | OKGE.OAKPARK5.OAKPAR_GERBER.OKGE.GERBRTP5.161.161 | 1 | OAKPARK5 161.00 | 515315 | GERBRTP5 161.00 | 515326 | 161
OKGE | TOPOLOGY%OKGE%OKGE%8693%A | Glass Mountain - Mooreland 138 kV | Line | WFEC.MOORLN1.8693.OKGE.GLMTN.138.138 | 1 | GLASMTN4 138.00 | 514788 | MOORLND4 138.00 | 520999 | 138
OKGE | TOPOLOGY%OKGE%OKGE%8696%A | Glass Mountain - Waynoka 138 kV | Line | OKGE.OMWYNOK.8696.OKGE.GLMTN.138.138 | 1 | GLASMTN4 138.00 | 514788 | OMWYNOK1 138.00 | 529325 | 138
OKGE | TOPOLOGY%OKGE%OKGE%9038%A | Glasses - Madill Industrial Tap 138 kV | Line | OKGE.MADINDT4.9038.OKGE.GLSES.138.138 | 1 | GLASSES4 138.00 | 515147 | MADINDT4 138.00 | 515149 | 138
OKGE | TOPOLOGY%OKGE%OKGE%9013%A | Glasses - Russett OKGE 138 kV | Line | OKGE.GLSES.9013.OKGE.RUSET.138.138 | 1 | RUSSET-4 138.00 | 515120 | GLASSES4 138.00 | 515147 | 138
OKGE | TOPOLOGY%OKGE%OKGE%8873%A | Glendale OKGE - NE 10th Street 138 kV | Line | OKGE.GLENDAL4.8873.OKGE.NE10.138.138 | 1 | NE10TH 4 138.00 | 514964 | GLENDAL4 138.00 | 514986 | 138
OKGE | TOPOLOGY%OKGE%OKGE%8873A%A | Glendale OKGE - SE 15th 138 kV | Line | OKGE.GLENDAL4.8873A.OKGE.SE151.138.138 | 1 | GLENDAL4 138.00 | 514986 | SE15TH 4 138.00 | 514993 | 138
OKGE | TOPOLOGY%OKGE%OKGE%8873B%A | Glendale OKGE - Tinker #4 138 kV | Line | OKGE.GLENDAL4.8873B.OKGE.TNKR4.138.138 | 1 | GLENDAL4 138.00 | 514986 | TINKER44 138.00 | 514988 | 138
OKGE | TOPOLOGY%OKGE%OKGE%8642%A | Glenwood - IMO 138 kV | Line | OKGE.IMO.8642.OKGE.GLENWOOD.138.138 | 1 | GLENWD 4 138.00 | 514734 | IMO 4 138.00 | 514790 | 138
OKGE | TOPOLOGY%OKGE%OKGE%GLENWD_NEEN%A | Glenwood - NE Enid 138 kV | Line | OKGE.GLENWOOD.GLENWD_NEEN.OKGE.NEENID4.138.138 | 1 | GLENWD 4 138.00 | 514734 | NE ENID4 138.00 | 514769 | 138
OKGE | TOPOLOGY%OKGE%OKGE%GM_AIRDEPOT%A | GM - Air Depot Tap 138kV | Line | OKGE.GM2.GM_AIRDEPOT.OKGE.AIRDEPOT.138.138 | 1 | GM 4 138.00 | 514961 | AIRDEPT4 138.00 | 515457 | 138
OKGE | TOPOLOGY%OKGE%OKGE%8625%A | Goltry Tap - Helena Tap 69 kV | Line | OKGE.SALINE2.8625.OKGE.GLTRY.69.69 | 1 | GOLTRY 2 69.000 | 514720 | HELENAT2 69.000 | 515371 | 69
OKGE | TOPOLOGY%OKGE%OKGE%8624%A | Goltry Tap - Imo 69 kV | Line | OKGE.IMO.8624.OKGE.GLTRY.69.69 | 1 | GOLTYTP2 69.000 | 515493 | IMO 2 69.000 | 514721 | 69
OKGE | TOPOLOGY%OKGE%OKGE%WASH_ANAD_2%A | Gracemont - Anadarko 138kV | Line | OKGE.GRACMONT.WASH_ANAD_2.WFEC.ANADARKO.138.138 | 1 | GRACMNT4 138.00 | 515802 | ANADARK4 138.00 | 520814 | 138
OKGE | TOPOLOGY%OKGE%OKGE%LAWTON_MINCO%B | Gracemont - Lawton Eastside 345kV | Line | OKGE.GRACMONT.LAWTON_MINCO.CSWS.LAW_ES.345.345 | 1 | GRACMNT7 345.00 | 515800 | L.E.S.-7 345.00 | 511468 | 345
OKGE | TOPOLOGY%OKGE%OKGE%LAWTON_MINCO%A | Gracemont - Minco 345kV | Line | OKGE.MINCO.LAWTON_MINCO.OKGE.GRACMONT.345.345 | 1 | GRACMNT7 345.00 | 515800 | MINCO 7 345.00 | 514801 | 345
OKGE | TOPOLOGY%OKGE%OKGE%GRCMNT_WASHIT1%2 | Gracemont - Washita 138 kV CKT 1 | Line | OKGE.GRACMONT.GRCMNT_WASHIT1.WFEC.WASHIT1.138.138 | 1 | GRACMNT4 138.00 | 515802 | WASHITA4 138.00 | 521089 | 138
OKGE | TOPOLOGY%OKGE%OKGE%WASH_ANAD_1%A | Gracemont - Washita 138 kV CKT 2 | Line | OKGE.GRACMONT.WASH_ANAD_1.WFEC.WASHIT1.138.138 | 2 | GRACMNT4 138.00 | 515802 | WASHITA4 138.00 | 521089 | 138
OKGE | TOPOLOGY%OKGE%OKGE%GRANTAP_GRANRY%A | Granary Tap - Granary 69 kV | Line | OKGE.GRANRYTP.GRANTAP_GRANRY.OKGE.GRANARY.69.69 | 1 | GRANARY TAP 69.000 | 515957 | GRANARY 69.000 | 515958 | 69
OKGE | TOPOLOGY%OKGE%OKGE%GRANARY_HEMLCK%A | Granary Tap - Hemlock 69 kV | Line | OKGE.GRANRYTP.GRANARY_HEMLCK.OKGE.HMLOK.69.69 | 1 | GRANARY TAP 69.000 | 515957 | HEMLOCK2 69.000 | 514724 | 69
OKGE | TOPOLOGY%OKGE%OKGE%GRANDP_VBI5_1%A | Grand Prairie - VBI 161 kV 161 kV | Line | OKGE.VBI5.GRANDP_VBI5_1.OKGE.GRANDPR5.161.161 | 1 | GRANDPR5 161.00 | 515314 | VBI 5 161.00 | 515339 | 161
OKGE | TOPOLOGY%OKGE%OKGE%KOCH2_GRANTCO%A | Grant Co - Koch 69 kV | Line | OKGE.GRANT_CO.KOCH2_GRANTCO.OKGE.KOCK2.69.69 | 1 | KOCH 2 69.000 | 514738 | GRANTCO2 69.000 | 515547 | 69
OKGE | TOPOLOGY%OKGE%OKGE%GRANT_CO_MDFRD%A | Grant Co - Medford 69kV | Line | OKGE.GRANT_CO.GRANT_CO_MDFRD.OKGE.MDFRD.69.69 | 1 | grant |  | medford |  | 69
OKGE | TOPOLOGY%OKGE%OKGE%RENFROW7_GRANT%A | Grant Co. - Renfrow 138 kV | Line | OKGE.GRANT_CO.RENFROW_GRANT.OKGE.RENFROW7.138.138 | 1 | grant |  | renfrow |  | 138
OKGE | TOPOLOGY%OKGE%OKGE%NOARK2_GLCAR_1%A | Great Lakes Carbon - Noark 161 kV | Line | OKGE.GLCAR.NOARK2_GLCAR_1.OKGE.NOARK2.161.161 | 1 | NOARK 5 161.00 | 515354 | GLCARBN 161.00 | 515353 | 161
OKGE | TOPOLOGY%OKGE%OKGE%GRTPLNS4_LINWD%A | Great Plains - Linwood 138kV | Line | OKGE.GRTPLNS4.GRTPLNS4_LINWD.OKGE.LINWOOD4.138.138 | 1 | GRTPLNS4 138.00 | 515043 | LINWOOD_4 138.00 | 515401 | 138
OKGE | TOPOLOGY%OKGE%OKGE%LINWDTP_GRTPLN%A | Great Plains - Linwood Tap 138 kV | Line | OKGE.LINWODTP.LINWDTP_GRTPLN.OKGE.GRTPLNS4.138.138 | 1 | GRTPLNS4 138.00 | 515043 | LINWOODTP 138.00 | 515453 | 138
OKGE | TOPOLOGY%OKGE%OKGE%GRTPLNS4_GRNWD%A | Greenwood - Great Plains 138kV | Line | OKGE.GREENWD4.GRTPLNS4_GRNWD.OKGE.GRTPLNS4.138.138 | 1 | GRTPLNS4 138.00 | 515043 | GRNWOOD4 138.00 | 515417 | 138
OKGE | TOPOLOGY%OKGE%OKGE%GREEN_HY99%A | Greenwood - Highway 99 69 kV | Line | OKGE.GREENWD4.GREEN_HY99.OKGE.HY99.69.69 | 1 | GRNWOOD2 69.000 | 515416 | HY99TAP2 69.000 | 515019 | 69
OKGE | TOPOLOGY%OKGE%OKGE%GREEN_OAKGR%A | Greenwood - Oak Grove 69 kV | Line | OKGE.GREENWD4.GREEN_OAKGR.OKGE.OAKGROV.69.69 | 1 | GRNWOOD2 69.000 | 515416 | OAKGROV2 69.000 | 515021 | 69
OKGE | TOPOLOGY%WFEC%WFEC%HAMMTP_HAMMETT%A | Hammett - WFEC Hammett Tap 138 kV | Line | OKGE.HAMMTAP4.HAMMTP_HAMMETT.WFEC.HAMM_WFE.138.138 | 1 | HAMMTAP4 138.00 | 515046 | HAMMETT4 138.00 | 520951 | 138
OKGE | TOPOLOGY%OKGE%OKGE%8849B%A | Hammett tap - Lincoln County 138 kV | Line | OKGE.LINCOLN4.8849B.OKGE.HAMMTAP4.138.138 | 1 | LINCOLN4 138.00 | 515442 | HAMMTAP4 138.00 | 515046 | 138
OKGE | TOPOLOGY%OKGE%OKGE%9092%A | Hancock - Muskogee 161 kV | Line | OKGE.MUSKOGEE.9092.OKGE.HANCK.161.161 | 1 | MUSKOGE5 161.00 | 515222 | HANCOK-5 161.00 | 515250 | 161
OKGE | TOPOLOGY%OKGE%OKGE%9050%A | Harris Street - Tower Heights 69 kV | Line | OKGE.HARIS.9050.OKGE.TOWER1.69.69 | 1 | TOWERHT2 69.000 | 515167 | HARRIS 2 69.000 | 515168 | 69
OKGE | TOPOLOGY%OKGE%OKGE%9033%A | Healdton OKGE - Sinclair PL Ringling 69 kV | Line | OKGE.SINCPLT2.9033.OKGE.HEALD.69.69 | 1 | HEALDTN2 69.000 | 515139 | SINCPLT2 69.000 | 515145 | 69
OKGE | TOPOLOGY%OKGE%OKGE%9033%B | Healdton Tap - Sinclair PL Ringling 69 kV | Line | OKGE.SINCPLT2.9033.OKGE.HLTNT1.69.69 | 1 | HLTNTAP2 69.000 | 515140 | SINCPLT2 69.000 | 515145 | 69
OKGE | TOPOLOGY%OKGE%OKGE%9126%A | Heavener - Hodgens Tap 69 kV | Line | OKGE.HODGNST2.9126.OKGE.HEAVN.69.69 | 1 | HEAVENR2 69.000 | 515278 | HODGNST2 69.000 | 515279 | 69
OKGE | TOPOLOGY%OKGE%OKGE%9134%A | Heavener - Tarby 69 kV | Line | OKGE.TARBY1.9134.OKGE.HEAVN.69.69 | 1 | TARBY 2 69.000 | 515263 | HEAVENR2 69.000 | 515278 | 69
OKGE | TOPOLOGY%OKGE%OKGE%8757%A | Hefner - Lakeside 138 kV | Line | OKGE.LAKSD.8757.OKGE.HEFNR.138.138 | 1 | HEFNER 4 138.00 | 514848 | LAKESID4 138.00 | 514849 | 138
OKGE | TOPOLOGY%OKGE%OKGE%8756%A | Hefner - Tulsa 138 kV | Line | OKGE.HEFNR.8756.OKGE.TULSA.138.138 | 1 | TULSA 4 138.00 | 514847 | HEFNER 4 138.00 | 514848 | 138
OKGE | TOPOLOGY%OKGE%OKGE%8744%A | Hefner - Wilshire 138 kV | Line | OKGE.HEFNR.8744.OKGE.WLSHR.138.138 | 1 | WILSHIR4 138.00 | 514836 | HEFNER 4 138.00 | 514848 | 138
OKGE | TOPOLOGY%OKGE%OKGE%AVECOZ_HELBG_1%A | Helberg - Ozark AVEC 69 kV | Line | OKGE.HELBG2.AVECOZ_HELBG_1.OKGE.AVECOZK2.69.69 | 1 | AVECOZK2 69.000 | 515324 | HELBERG2 69.000 | 515325 | 69
OKGE | TOPOLOGY%OKGE%OKGE%9178%A | Helberg - Peter Pender 69 kV | Line | OKGE.HELBG2.9178.OKGE.PENDER2.69.69 | 1 | PENDER 2 69.000 | 515317 | HELBERG2 69.000 | 515325 | 69
OKGE | TOPOLOGY%OKGE%OKGE%HELBG2_PUDDI_1%A | Helberg - Puddin Ridge 161 kV | Line | OKGE.PUDDIN5.HELBG2_PUDDI_1.OKGE.HELBG2.161.161 | 1 | HELBERG5 161.00 | 515327 | PUDDIN 5 161.00 | 515346 | 161
OKGE | TOPOLOGY%CO%CO%LINE%LN | Helena - Helena Tap 69 kV | Line | LINE.NOT.IN.EMS.CANT.999.999 | 1 | HELENAT2 69.000 | 515371 | HELENA2 69.000 | 521121 | 69
OKGE | TOPOLOGY%OKGE%OKGE%8625%A | Helena Tap - Saline 69 kV | Line | LINE.NOT.IN.EMS.CANT.999.999 | 1 | SALINE 2 69.000 | 514716 | HELENAT2 69.000 | 515371 | 69
OKGE | TOPOLOGY%OKGE%OKGE%8630%A | Hemlock - Hemlock Tap 69 kV | Line | OKGE.HMLOK.8630.OKGE.HMLKT.69.69 | 1 | HEMLOCK2 69.000 | 514724 | HEMLKTP2 69.000 | 514725 | 69
OKGE | TOPOLOGY%OKGE%OKGE%8632%A | Hemlock Tap - NE Enid 69 kV | Line | OKGE.NEENID4.8632.OKGE.HMLKT.69.69 | 1 | HEMLKTP2 69.000 | 514725 | NE ENID2 69.000 | 514732 | 69
OKGE | TOPOLOGY%OKGE%OKGE%8615%A | Henessey OKGE - Waukomis 138 kV | Line | OKGE.WAUKO.8615.OKGE.HENSY.138.138 | 1 | WAUKOMI4 138.00 | 514710 | HENESEY4 138.00 | 514774 | 138
OKGE | TOPOLOGY%OKGE%OKGE%HICKOR_POLECTP%A | Hickory - Polecat Creek 138 kV | Line | OKGE.POLECTP4.HICKOR_POLECTP.OKGE.HICKORY4.138.138 | 1 | POLECTP4 138.00 | 515218 | HICKORY4 138.00 | 515244 | 138
OKGE | TOPOLOGY%OKGE%OKGE%HWY59TP_HWY59%A | Highway 59 - Highway 59 Tap 161 kV | Line | OKGE.HWY59TP.HWY59TP_HWY59.OKGE.HWY59.161.161 | 1 | HWY59 5 161.00 | 504191 | HWY59TP5 161.00 | 515527 | 161
OKGE | TOPOLOGY%OKGE%OKGE%HWY59TP_VBI5%A | Highway 59 Tap - VBI 5 161 kV | Line | OKGE.HWY59TP.HWY59TP_VBI5.OKGE.VBI5.161.161 | 1 | HWY59TP5 161.00 | 515527 | VBI 5 161.00 | 515339 | 161
OKGE | TOPOLOGY%OKGE%OKGE%8910%B | Highway 99 Tap - Sinclair Drumright Tap 69 kV | Line | OKGE.HY99.8910.OKGE.SINDRTP2.69.69 | 1 | CHDRTAP2 69.000 | 515016 | HY99TAP2 69.000 | 515019 | 69
OKGE | LINE%CURRENTLY%NOT%MODELED%IN%EMS | Hillsdale Tap - Hillsdale 69 kV | Line | [6 empty] | 69
OKGE | TOPOLOGY%OKGE%OKGE%KREMLIN_HILLS%1 | Hillsdale Tap - Kremlin 69 kV | Line | OKGE.KREMLIN2.KREMLIN_HILLS.OKGE.HILLSDT2.138.138 | 1 | KREMLNT2 69.000 | 515501 | HILLSDT2 69.000 | 515638 | 69
OKGE | LINE%CURRENTLY%NOT%MODELED%IN%EMS | Hillsdale Tap - Sandrige Diane 69 kV | Line | [6 empty] | 69
OKGE | TOPOLOGY%WFEC%WFEC%WFEC_HODGENS%A | Hodgens - Hodgens Tap 69 kV | Line | WFEC.HODGENS2.WFEC_HODGENS.OKGE.HODGNST2.69.69 | 1 | HODGNST2 69.000 | 515279 | HODGENS2 69.000 | 520952 | 69
OKGE | TOPOLOGY%OKGE%OKGE%9126B%A | Hodgens Tap - Howe OKGE 69 kV | Line | OKGE.HODGNST2.9126B.OKGE.HOWE2.69.69 | 1 | HOWESW 2 69.000 | 515260 | HODGNST2 69.000 | 515279 | 69
OKGE | TOPOLOGY%OKGE%OKGE%8862%A | Hollywood - Indian Hill 138 kV | Line | OKGE.INDNH.8862.OKGE.HOLWD.138.138 | 1 | HOLLYWD4 138.00 | 514953 | INDNHIL4 138.00 | 514954 | 138
OKGE | TOPOLOGY%OKGE%OKGE%8852%A | Hollywood - Midwest Tap 138 kV | Line | OKGE.HOLWD.8852.OKGE.MDWST.138.138 | 1 | MIDWEST4 138.00 | 514946 | HOLLYWD4 138.00 | 514953 | 138
OKGE | TOPOLOGY%OKGE%OKGE%8826%A | Hollywood - Pleasant Valley OKGE 138 kV | Line | OKGE.HOLWD.8826.OKGE.PLVAL.138.138 | 1 | PLVALLY4 138.00 | 514929 | HOLLYWD4 138.00 | 514953 | 138
OKGE | TOPOLOGY%OKGE%OKGE%8861%A | Hollywood - Stubbeman 138 kV | Line | OKGE.HOLWD.8861.OKGE.STUBY.138.138 | 1 | STUBMAN4 138.00 | 514952 | HOLLYWD4 138.00 | 514953 | 138
OKGE | TOPOLOGY%WFEC%WFEC%HOMERT_HOMER%A | Homer - WFEC Homer 69 kV | Line | OKGE.HOMERTP2.HOMERT_HOMER.WFEC.HOMER2.69.69 | 1 | HOMERTP2 69.000 | 515197 | HOMER 2 69.000 | 520958 | 69
OKGE | TOPOLOGY%OKGE%OKGE%CARTR2_HONEYCR%A | Honey Creek - Carter 138kV | Line | OKGE.CARTR2.CARTR2_HONEYCR.OKGE.HONEYCRK.138.138 | 1 | CARTER 4 138.00 | 515138 | ARBWIND4 138.00 | 515575 | 138
OKGE | TOPOLOGY%OKGE%OKGE%HONEYCRK_PRICE%A | Honey Creek - Prices Falls 138 kV | Line | OKGE.HONEYCRK.HONEYCRK_PRICE.OKGE.PRICESF4.138.138 | 1 | ARBWIND4 138.00 | 515575 | CARTER 4 138.00 | 515138 | 138
OKGE | TOPOLOGY%OKGE%OKGE%9086%A | Honor Heights - Tennyson 69 kV | Line | OKGE.HONOR.9086.OKGE.TENSN.69.69 | 1 | HONORHT2 69.000 | 515216 | TENYSON2 69.000 | 515217 | 69
OKGE | TOPOLOGY%OKGE%OKGE%8841%A | Horseshoe Lake - Green Pastures 69 kV | Line | OKGE.GRNPS.8841.OKGE.HSL1.69.69 | 1 | GRNPAST2 69.000 | 514971 | HSLEAST2 69.000 | 514927 | 69
OKGE | TOPOLOGY%CO%CO%LINE%LN | Horseshoe Lake - Horseshoe Lake East 69 kV | Line | OKGE.HSL1.T17.OKGE.HSL1.69.69 | 1 | HSLWEST2 69.000 | 514937 | HSLEAST2 69.000 | 514927 | 69
OKGE | TOPOLOGY%OKGE%OKGE%8805%B | Horseshoe Lake - Jones Kamo 138 kV | Line | OKGE.JONES_KA.8805.OKGE.HSL1.161.161 | 1 | JNSKAMO4 138.00 | 514906 | HSL 4 138.00 | 514941 | 138
OKGE | TOPOLOGY%OKGE%OKGE%8748%A | Horseshoe Lake - Jones Tap 138 kV | Line | OKGE.HSL1.8748.OKGE.JONES2.138.138 | 1 | JONESTP4 138.00 | 514840 | HSL 4 138.00 | 514941 | 138
OKGE | TOPOLOGY%OKGE%OKGE%8844%A | Horseshoe Lake - McLoud 69 kV | Line | OKGE.MCLUD.8844.OKGE.HSL1.69.69 | 1 | HSLEAST2 69.000 | 514927 | MCLOUDT2 69.000 | 515504 | 69
OKGE | TOPOLOGY%OKGE%OKGE%8846%A | Horseshoe Lake - Midway OKGE 138 kV | Line | OKGE.MIDWYOG.8846.OKGE.HSL1.138.138 | 1 | HSL 4 138.00 | 514941 | MIDWAY 4 138.00 | 514966 | 138
OKGE | TOPOLOGY%OKGE%OKGE%8848%A | Horseshoe Lake - SE 15th 138 kV | Line | OKGE.SE151.8848.OKGE.HSL1.138.138 | 1 | HSL 4 138.00 | 514941 | SE15TH 4 138.00 | 514993 | 138
OKGE | TOPOLOGY%OKGE%OKGE%8851%A | Horseshoe Lake - Seminole OKGE 345 kV | Line | OKGE.SEMINOLE.8851.OKGE.HSL1.345.345 | 1 | HSL 7 345.00 | 514943 | SEMINOL7 345.00 | 515045 | 345
OKGE | TOPOLOGY%OKGE%OKGE%8842%A | Horseshoe Lake - Texas Stella Tap 69 kV | Line | OKGE.HSL1.8842.OKGE.TEXST.69.69 | 1 | HSLEAST2 69.000 | 514927 | TXSTELA2 69.000 | 514985 | 69
OKGE | TOPOLOGY%OKGE%OKGE%8849%A | Horseshoe Lake - WFEC Hammett Tap 138 kV | Line | OKGE.HAMMTAP4.8849.OKGE.HSL1.138.138 | 1 | HSL 4 138.00 | 514941 | HAMMTAP4 138.00 | 515046 | 138
OKGE | TOPOLOGY%OKGE%OKGE%8843%A | Horseshoe Lake East - Hammett Tap 69 kV | Line | OKGE.HAMMETT2.8843.OKGE.HSL1.69.69 | 1 | HSLEAST2 69.000 | 514927 | CHANDLR2 69.000 | 515017 | 69
OKGE | TOPOLOGY%OKGE%OKGE%HOWE%A | Howe Int - Howe OKGE 69 kV | Line | OKGE.HOWE_TP.HOWE.OKGE.HOWE2.69.69 | 1 | HOWEIN 2 69.000 | 515259 | HOWESW 2 69.000 | 515260 | 69
OKGE | TOPOLOGY%OKGE%OKGE%HOWEINT_POTEAU%A | Howe Int - Poteau 69 kV | Line | OKGE.POTEA.HOWEINT_POTEAU.OKGE.HOWE_TP.69.69 | 1 | HOWEIN 2 69.000 | 515259 | POTEAU 2 69.000 | 515275 | 69
OKGE | TOPOLOGY%OKGE%OKGE%8843%A | HSL-Chandler 69kV | Line | OKGE.HSL1.8843.CNDLR.OKGE.69.69 | 1 | HSLEAST2 69.000 | 514927 | CHANDLR2 69.000 | 515017 | 69
OKGE | TOPOLOGY%OKGE%OKGE%RENFROW_HUNTER%A | Hunter - Renfrow 345 kV | Line | OKGE.HUNTERS7.RENFROW_HUNTER.OKGE.RENFROW7.345.345 | 1 | HUNTERS7 345.00 | 515476 | RENFROW7 345.00 | 515543 | 345
OKGE | TOPOLOGY%OKGE%OKGE%8622%A | Hunter - Woodring 345 kV | Line | OKGE.HUNTERS7.8622.OKGE.WDRNG1.345.345 | 1 | WOODRNG7 345.00 | 514715 | HUNTERS7 345.00 | 515476 | 345
OKGE | TOPOLOGY%OKGE%OKGE%IDEAL2_PRKLN_1%A | Ideal Cement - Park Lane 69 kV | Line | OKGE.PRKLN1.IDEAL2_PRKLN_1.OKGE.IDEAL2.69.69 | 1 | IDEAL 2 69.000 | 515175 | PARKLN 2 69.000 | 515177 | 69
OKGE | TOPOLOGY%OKGE%OKGE%LTSPA_IGO2%A | Igo - Little Spadra 161 kV | Line | OKGE.IGO2.LTSPA_IGO2.OKGE.LTSPA.161.161 | 1 | LSPADRA5 161.00 | 515319 | IGO 5 161.00 | 515355 | 161
OKGE | TOPOLOGY%OKGE%OKGE%NOARK_IGO2%B | Igo - Noark 161 kV | Line | OKGE.IGO2.NOARK_IGO2.OKGE.NOARK2.161.161 | 1 | NOARK 5 161.00 | 515354 | IGO 5 161.00 | 515355 | 161
OKGE | TOPOLOGY%OKGE%OKGE%RAZRBAK2_IGO2%C | Igo - Razorback 161 kV | Line | OKGE.IGO2.RAZRBAK2_IGO2.OKGE.RAZRBAK2.161.161 | 1 | IGO 5 161.00 | 515355 | RAZRBAK5 161.00 | 515357 | 161
OKGE | TOPOLOGY%OKGE%OKGE%ILLINOI_SEQUOY%A | Illinois River - Kerr McGee Sequoyah 69 kV | Line | OKGE.ILLINOI2.ILLINOI_SEQUOY.OKGE.SEQUY.69.69 | 1 | ILINOTP2 69.000 | 515495 | SEQUOYA2 69.000 | 515255 | 69
OKGE | TOPOLOGY%OKGE%OKGE%WEBBRF_ILLINOI%A | Illinois River - Webbers Falls OKGE 69 kV | Line | OKGE.WEBBRFL2.WEBBRF_ILLINOI.OKGE.ILLINOI2.69.69 | 1 | WEBBRFL2 69.000 | 515203 | ILINOTP2 69.000 | 515495 | 69
OKGE | TOPOLOGY%OKGE%OKGE%8686%B | Imo - Meno Tap 138 kV | Line | OKGE.IMO.8686.OKGE.MENOTAP4.138.138 | 1 | IMO 4 138.00 | 514790 | MENOTAP4 138.00 | 514789 | 138
OKGE | TOPOLOGY%OKGE%OKGE%INDNHSUB_INDNH%A | Indian Hill - Indian Hills Tap 138 kV | Line | OKGE.INDNHSUB.INDNHSUB_INDNH.OKGE.INDNH.138.138 | 1 | INDNHIL4 138.00 | 514954 | INDIANH4 138.00 | 515380 | 138
OKGE | TOPOLOGY%OKGE%OKGE%WESTHS_INDNH_1%A | Indian Hill - Westinghouse 138 kV | Line | OKGE.WESTHSE4.WESTHS_INDNH_1.OKGE.INDNH.138.138 | 1 | WESTHSE4 138.00 | 514904 | INDNHIL4 138.00 | 514954 | 138
OKGE | TOPOLOGY%OKGE%OKGE%INDNHSUB_MOORE%A | Indian Hills Tap - Moore OKGE 138 kV | Line | OKGE.INDNH.INDNHSUB_MOORE.OKGE.MOORE1.138.138 | 1 | MOORE 4 138.00 | 514955 | INDIANH4 138.00 | 515380 | 138
OKGE | TOPOLOGY%OKGE%OKGE%8955%A | Inglewood - Squirrel Creek Tap 138 kV | Line | OKGE.INGWD.8955.OKGE.SQRCK.138.138 | 1 | SQUIRCK4 138.00 | 515059 | INGLEWD4 138.00 | 515060 | 138
OKGE | TOPOLOGY%OKGE%OKGE%8957%A | Inglewood - St Gregory 138 kV | Line | OKGE.STGRG.8957.OKGE.INGWD.138.138 | 1 | INGLEWD4 138.00 | 515060 | STGREG 4 138.00 | 515061 | 138
OKGE | TOPOLOGY%OKGE%OKGE%IODINE_REDCLIF%A | Iodine - Red Cliff Tap 138 kV | Line | OKGE.IODINE4.IODINE_REDCLIF.OKGE.REDCLFTP.138.138 | 1 | IODINE-4 138.00 | 514796 | REDCLFTP 138.00 | 515533 | 138
OKGE | TOPOLOGY%OKGE%OKGE%DEWEY_IODINE%A | Iodine OKGE - Woodward District EHV 138 kV | Line | OKGE.WDWRDEHV.DEWEY_IODINE.OKGE.IODINE4.138.138 | 1 | IODINE-4 138.00 | 514796 | WWRDEHV4 138.00 | 515376 | 138
OKGE | TOPOLOGY%OKGE%OKGE%9168A%A | J Street - Oak Park 161 kV | Line | OKGE.OAKPARK5.9168A.OKGE.JSTREET5.161.161 | 1 | OAKPARK5 161.00 | 515315 | JSTREET5 161.00 | 515356 | 161
OKGE | TOPOLOGY%OKGE%OKGE%8942%A | Jacktown - Lincoln 138 kV | Line | OKGE.LINCOLN4.8942.OKGE.JKTWN.138.138 | 1 | JACKTWN4 138.00 | 515051 | LINCOLN4 138.00 | 515442 | 138
OKGE | TOPOLOGY%OKGE%OKGE%8943%A | Jacktown - Wolverine 138 kV | Line | OKGE.WOLVN.8943.OKGE.JKTWN.138.138 | 1 | JACKTWN4 138.00 | 515051 | WOLVRNT4 138.00 | 515532 | 138
OKGE | TOPOLOGY%OKGE%OKGE%8715%A | Jensen Road - Jensen Tap 138 kV | Line | OKGE.JENSN_RD.8715.OKGE.JNSNT.138.138 | 1 | JENSENT4 138.00 | 514820 | JENSEN 4 138.00 | 514821 | 138
OKGE | TOPOLOGY%OKGE%OKGE%JOHSN_MASRD%A | Johnson - Massard kV 161 | Line | OKGE.JOHNSON5.JOHSN_MASRD.OKGE.MASRD1.161.161 | 1 | JONSON 5 161.00 | 515293 | MASSARD5 161.00 | 515343 | 161
OKGE | TOPOLOGY%OKGE%OKGE%JONSN_OAKPRK%A | Johnson - Oak Park 161 kV | Line | OKGE.JOHNSON5.JONSN_OAKPRK.OKGE.OAKPARK5.161.161 | 1 | JONSON 5 161.00 | 515293 | OAKPARK5 161.00 | 515315 | 161
OKGE | TOPOLOGY%OKGE%OKGE%JOHNCO_RUSET%A | Johnston Co - Russett 138 kV | Line | OKGE.JHNSTNCO.JOHNCO_RUSET.OKGE.RUSET.138.138 | 1 | JOHNCO 4 138.00 | 514808 | RUSSET-4 138.00 | 515120 | 138
OKGE | TOPOLOGY%OKGE%OKGE%JOHNCO_SIX%A | Johnston County - Six Mile Creek Tap 138 kV | Line | OKGE.JHNSTNCO.JOHNCO_SIX.OKGE.SIX_MILE.138.138 | 1 | JOHNCO 4 138.00 | 514808 | SXMLCKT4 138.00 | 515122 | 138
OKGE | TOPOLOGY%OKGE%OKGE%JOHNCO_SUNNY%A | Johnston County - Sunnyside 345kV | Line | OKGE.SUNNYSDE.JOHNCO_SUNNY.OKGE.JHNSTNCO.345.345 | 1 | JOHNCO 7 345.00 | 514809 | SUNNYSD7 345.00 | 515136 | 345
OKGE | TOPOLOGY%OKGE%OKGE%PRIC_JOLL%A | Jollyville - Prices Falls 138kV | Line | OKGE.JOLLYVL4.PRIC_JOLL.OKGE.PRICESF4.138.138 | 1 | JOLLYVL4 138.00 | 515118 | PRICESF4 138.00 | 514814 | 138
OKGE | TOPOLOGY%OKGE%OKGE%SEMTAP_JUMPER%A | Jumper Creek - Sasakwa 69 kV | Line | OKGE.JUMPRCK2.SEMTAP.OKGE.SMNLPMP2.69.69 | 1 | JMPRCKT2 69.000 | 515513 | SASAKWT2 69.000 | 515094 | 69
OKGE | TOPOLOGY%CO%CO%LINE%LN | Jumper Creek - Young Creek Tap 69 kV | Line | LINE.NOT.IN.EMS.CANT.999.999 | 1 | JMPRCKT2 69.000 | 515513 | YOUNGCT2 69.000 | 515385 | 69
OKGE | TOPOLOGY%AECI%AECI%JONES_KAMO_MEM%A | Kamo Memorial - Jones Kamo 138 kV | Line | OKGE.JONES_KA.JONES_KAMO_MEM.AECI.MEMORIAL.138.138 | 1 | 4MEMORAL 138.00 | 300136 | JNSKAMO4 138.00 | 514906 | 138
OKGE | TOPOLOGY%OKGE%OKGE%KAMOMU_MULDROW%A | Kamo Muldrow - Muldrow Tap 69 kV | Line | OKGE.KAMOMUL2.KAMOMU_MULDROW.OKGE.MULDR.69.69 | 1 | KAMOMUL2 69.000 | 515253 | MLDROWT2 69.000 | 515421 | 69
OKGE | TOPOLOGY%OKGE%OKGE%VIAN2_KAMOMUL%A | Kamo Muldrow - Vian OKGE 69 kV | Line | OKGE.VIAN2.VIAN2_KAMOMUL.OKGE.KAMOMUL2.69.69 | 1 | VAINTAP2 69.000 | 515518 | KAMOMUL2 69.000 | 515253 | 69
OKGE | TOPOLOGY%OKGE%OKGE%8663%A | Kay COOP Tap - Tonkawa OMPA Tap 69 kV | Line | OKGE.KAYCOOP2.8663.OKGE.TONKA.69.69 | 1 | TONKAWA2 69.000 | 514752 | KAYCOOP2 69.000 | 514754 | 69
OKGE | LINE%CURRENTLY%NOT%MODELED%IN%EMS | Keenan II Windfarm - Woodward District EHV 138 kV | Line | THIS.LINE.IS.NOT.CURRENTLY.IN.EMS | 1 | WWRDEHV4 138.00 | 515376 | KEENAN 4 138.00 | 515394 | 138
OKGE | TOPOLOGY%OKGE%OKGE%8742%A | Kelly Ave - Memorial 138 kV | Line | OKGE.KELLYAV4.8742.OKGE.MEMRL.138.138 | 1 | KELLYAV4 138.00 | 514501 | MEMRIAL4 138.00 | 514835 | 138
OKGE | TOPOLOGY%OKGE%OKGE%8742%B | Kelly Ave - Remington Park 138 kV | Line | OKGE.KELLYAV4.8742.OKGE.REMPK.138.138 | 1 | KELLYAV4 138.00 | 514501 | REMPKTP4 138.00 | 514872 | 138
OKGE | TOPOLOGY%OKGE%OKGE%9075%A | Kellyville - Lone Star 138 kV | Line | OKGE.LNSTR.9075.OKGE.KELLY1.138.138 | 1 | KELLYVL4 138.00 | 515200 | LONESTR4 138.00 | 515245 | 138
OKGE | TOPOLOGY%OKGE%OKGE%8886%A | Kentucky - Kentucky Tap 69 kV | Line | OKGE.KNTKY.8886.OKGE.KNTKT.69.69 | 1 | KENTUKY2 69.000 | 514976 | KENTUKT2 69.000 | 514977 | 69
OKGE | TOPOLOGY%OKGE%OKGE%8885%A | Kentucky - SW 22nd 69 kV | Line | OKGE.KNTKY.8885.OKGE.SW22.69.69 | 1 | SW22ND 2 69.000 | 514975 | KENTUKY2 69.000 | 514976 | 69
OKGE | TOPOLOGY%OKGE%OKGE%8820%A | Kentucky Tap - Pennsylvania 69 kV | Line | OKGE.KNTKT.8820.OKGE.PENN1.69.69 | 1 | PENN 2 69.000 | 514924 | KENTUKT2 69.000 | 514977 | 69
OKGE | TOPOLOGY%OKGE%OKGE%8887%A | Kentucky Tap - Sage 69 kV | Line | OKGE.KNTKT.8887.OKGE.SAGE.69.69 | 1 | KENTUKT2 69.000 | 514977 | SAGE 2 69.000 | 514978 | 69
OKGE | TOPOLOGY%OKGE%OKGE%VIAN2_SEQUOYH%A | Kerr McGee Sequoyah - Vian OKGE 69 kV | Line | OKGE.VIAN2.VIAN2_SEQUOYH.OKGE.SEQUY.69.69 | 1 | VAINTAP2 69.000 | 515518 | SEQUOYA2 69.000 | 515255 | 69
OKGE | TOPOLOGY%OKGE%OKGE%8723%A | Ketch - Ketch Tap 138 kV | Line | OKGE.KETCHTP4.8723.OKGE.KETCH.138.138 | 1 | KETCHTP4 138.00 | 514828 | KETCH 4 138.00 | 514834 | 138
OKGE | TOPOLOGY%OKGE%OKGE%8737%A | Ketch Tap - Northwest 138 kV | Line | OKGE.NOWST1.8737.OKGE.KETCHTP4.138.138 | 1 | KETCHTP4 138.00 | 514828 | NORTWST4 138.00 | 514879 | 138
OKGE | TOPOLOGY%OKGE%OKGE%NUKRKAT4_KILDR%A | Kildare Tap - Newkirk Tap 138 kV | Line | OKGE.NUKRKAT4.NUKRKAT4_KILDR.OKGE.KILDR.138.138 | 1 | NWKRKAT4 138.00 | 514764 | KILDARE4 138.00 | 514760 | 138
OKGE | TOPOLOGY%OKGE%OKGE%8672%A | Kildare Tap - White Eagle 138 kV | Line | OKGE.WHEGL.8672.OKGE.KILDR.138.138 | 1 | KILDARE4 138.00 | 514760 | WHEAGLE4 138.00 | 514761 | 138
OKGE | TOPOLOGY%OKGE%OKGE%9185%A | Kilgore REA Tap - VBI 69 kV 69 kV | Line | OKGE.KLGOR.9185.OKGE.VBI5.69.69 | 1 | KLGORE 2 69.000 | 515335 | VBI 2 69.000 | 515336 | 69
OKGE | TOPOLOGY%OKGE%OKGE%8905%A | Kinze - Mcelroy 138 kV | Line | OKGE.MCROY.8905.OKGE.KINZE.138.138 | 1 | KINZE 4 138.00 | 515008 | MCELROY4 138.00 | 515009 | 138
OKGE | TOPOLOGY%OKGE%OKGE%UNVRSTY4_KINZE%A | Kinze - University 138 kV | Line | OKGE.KINZE.UNVRSTY4_KINZE.OKGE.UNVRSTY4.138.138 |  | KINZE 4 138.00 | 515008 |  |  | 138
OKGE | TOPOLOGY%OKGE%OKGE%SPVALLY2_KNIPE%A | Knipe - Spring Valley Tap 138 kV | Line | OKGE.KNIPE2.SPVALLY2_KNIPE.OKGE.SPVALLY2.138.138 | 1 | SPVALLY4 138.00 | 515512 | KNIPE 4 138.00 | 515514 | 138
OKGE | TOPOLOGY%OKGE%OKGE%TRYON_KNIPE%A | Knipe - Tryon 138 kV | Line | OKGE.TRYON.A.OKGE.KNIPE2.138.138 |  | KNIPE 4 138.00 | 515514 | TRYON 138.00 | 515675 | 138
OKGE | TOPOLOGY%OKGE%OKGE%KNOBH_NOEL_2%A | Knobhill - Noel 138 kV Ckt #2 | Line | OKGE.KNOB1.KNOBH_NOEL_2.WFEC.NOEL.138.138 | 1 | NOEL_SW 138.00 | 520201 | KNOBHIL4 138.00 | 514795 | 138
OKGE | TOPOLOGY%OKGE%OKGE%8645%A | Koch - Medford 69 kV | Line | OKGE.KOCH2.8645.OKGE.MDFRD.69.69 | 1 | KOCH 2 69.000 | 514738 | MEDFORD2 69.000 | 514739 | 69
OKGE | TOPOLOGY%OKGE%OKGE%KONAWA_JUMPER%A | Konowa OC Pump - Jumper Creek 69 kV | Line | OKGE.KONOWAP2.KONAWA_JUMPER.OKGE.JUMPRCK2.69.69 | [5 empty] | 138
OKGE | TOPOLOGY%OKGE%OKGE%8985%A | Konowa OC Pump - St Louis 69 kV | Line | OKGE.KONOWAP2.8985.OKGE.STLUI.69.69 | 1 | STLOUIS2 69.000 | 515090 | KONOWAP2 69.000 | 515091 | 69
OKGE | TOPOLOGY%CO%CO%LINE%LN | Konowa OC Pump - Young Creek Tap 69 kV | Line | OKGE.KONAWA_JUMPER.OKGE.JUMPRCK2.69.69 | 1 | KNAWATP2 69.000 | 515496 | YOUNGCT2 69.000 | 515385 | 69
OKGE | TOPOLOGY%OKGE%OKGE%KREM_NEEN%1 | Kremlin - NE Enid 69 kV | Line | OKGE.KREMLIN2.KREM_NEEN.OKGE.NEENID4.69.69 | 1 | KREMLNT2 69.000 | 515501 | NE ENID2 69.000 | 514732 | 69
OKGE | TOPOLOGY%OKGE%OKGE%LIMA_LETHA%A | Letha - Lima Tap 69 kV | Line | OKGE.LETHA2.LIMA_LETHA.OKGE.LIMA.69.69 | 1 | LIMATAP2 69.000 | 515080 | LETHA 2 69.000 | 515086 | 69
OKGE | TOPOLOGY%OKGE%OKGE%WATLO_LIBLAKE%A | Liberty Lake - Waterloo OKGE 138 kV | Line | OKGE.LBRTLAKE.WATLO_LIBLAKE.OKGE.WATER3.138.138 | 1 | WATRLOO4 138.00 | 514831 | LBRTYLK4 138.00 | 515373 | 138
OKGE | TOPOLOGY%OKGE%OKGE%8817%B | Lightning Creek - Robinson 138 kV | Line | OKGE.LIGCK.8817.OKGE.ROBINSON.138.138 | 1 | LIGHTCK4 138.00 | 514923 | ROBINSN4 138.00 | 514967 | 138
OKGE | TOPOLOGY%OKGE%OKGE%8818%A | Lightning Creek - Trosper 138 kV | Line | OKGE.TRSPR.8818.OKGE.LIGCK.138.138 | 1 | LIGHTCK4 138.00 | 514923 | TROSPER4 138.00 | 514963 | 138
OKGE | TOPOLOGY%OKGE%OKGE%8977%A | Lima Tap - Wewoka OKGE 69 kV | Line | OKGE.LIMA.8977.OKGE.WEWOK1.69.69 | 1 | LIMATAP2 69.000 | 515080 | WEWOKA 2 69.000 | 515089 | 69
OKGE | TOPOLOGY%OKGE%OKGE%LINCOLN_ROSS%A | Lincoln County - Rossville 138 kV | Line | OKGE.LINCOLN4.LINCOLN_ROSS.OKGE.ROSSVLL.138.138 | 1 | LINCOLN4 138.00 | 515442 | WFROSST4 138.00 | 515366 | 138
OKGE | TOPOLOGY%OKGE%OKGE%LINWDTP_LINWOD%A | Linwood - Linwwod Tap 138 kV | Line | OKGE.LINWODTP.LINWDTP_LINWOD.OKGE.LINWOOD4.138.138 | 1 | LINWOOD_4 138.00 | 515401 | LINWOODTP 138.00 | 515453 | 138
OKGE | TOPOLOGY%OKGE%OKGE%TRYON_LINWOOD%A | Linwood - Tryon 138 kV | Line | OKGE.TRYON.TRYON_LINWOOD.OKGE.LINWOOD4.138.138 | 1 | LINWOOD_4 138.00 | 515401 | TRYON 138.00 | 515675 | 138
OKGE | TOPOLOGY%OKGE%OKGE%TRYON_LINWDTP%A | Linwood - Tryon 138 kV | Line | OKGE.TRYON.TRYON_LINWDTP.OKGE.LINWODTP.138.138 | 1 | LINWOODTP 138.00 | 515453 | TRYON 138.00 | 515675 | 138
OKGE | TOPOLOGY%OKGE%OKGE%ETOWA_MACOC_1%A | Little Axe OKGE - Macomb Tap 69 kV | Line | OKGE.LITTLAX2.ETOWA_MACOC_1.OKGE.MACOCTP2.69.69 | 1 | LITLAXT2 69.000 | 515502 | MACOCTP2 69.000 | 514956 | 69
OKGE | TOPOLOGY%OKGE%OKGE%8893%A | Little Axe OKGE - Texas Stella Tap 69 kV | Line | OKGE.LITTLAX2.8893.OKGE.TEXST.69.69 | 1 | LITLAXT2 69.000 | 515502 | TXSTELA2 69.000 | 514985 | 69
OKGE | TOPOLOGY%OKGE%OKGE%8947%A | Little River - Maud Tap 69 kV | Line | OKGE.MAUD_TAP.8947.OKGE.LTRVR.69.69 | 1 | MAUD 2 69.000 | 515054 | LTRIVRT2 69.000 | 515503 | 69
OKGE | TOPOLOGY%OKGE%OKGE%8984%A | Little River - Wewoka Tap 69 kV | Line | OKGE.WEWOT.8984.OKGE.LTRVR.69.69 | 1 | WEWOKAT2 69.000 | 515087 | LTRIVER2 69.000 | 515088 | 69
OKGE | TOPOLOGY%OKGE%OKGE%LITTL_RIV_LAKE%A | Little River Lake - Little River Lake Tap 69 kV | Line | OKGE.LTRVRLK2.LITTL_RIV_LAKE.OKGE.LTRIV.69.69 | 1 | LTLRLKT2 69.000 | 514983 | LTRVRLK2 69.000 | 514991 | 69
OKGE | TOPOLOGY%OKGE%OKGE%8892%A | Little River Lake - Texas Pipeline Stella 69 kV | Line | OKGE.LTRIV.8892.OKGE.TEXST.69.69 | 1 | LTLRLKT2 69.000 | 514983 | TXPLSTP2 69.000 | 515516 | 69
OKGE | TOPOLOGY%OKGE%OKGE%9028%A | Lone Grove - Sunnyside 138 kV | Line | OKGE.LONEG.9028.OKGE.SUNNYSDE.138.138 | 1 | SUNNYSD4 138.00 | 515135 | LONEGRV4 138.00 | 515144 | 138
OKGE | TOPOLOGY%WFEC%WFEC%LONE_CHEEK%A | Lone Grove - WFEC Cheek Tap 138 kV | Line | OKGE.LONEG.LONE_CHEEK.WFEC.CHEEKTP.138.138 | 1 | LONEGRV4 138.00 | 515144 | CHEEKTP4 138.00 | 515415 | 138
OKGE | TOPOLOGY%OKGE%OKGE%8761%A | Lone Oak OKGE - Northwest 138 kV | Line | OKGE.NOWST1.8761.OKGE.LONEOAK4.138.138 | 1 | LNEOAK 4 138.00 | 514873 | NORTWST4 138.00 | 514879 | 138
OKGE | TOPOLOGY%OKGE%OKGE%QUAIL_LONEO_1%A | Lone Oak OKGE - Quail Creek 138 kV | Line | OKGE.QUAIL.QUAIL_LONEO_1.OKGE.LONEOAK4.138.138 | 1 | QUAILCK4 138.00 | 514851 | LNEOAK 4 138.00 | 514873 | 138
OKGE | TOPOLOGY%OKGE%OKGE%9142%A | Louisville Tap - Southside 69 kV | Line | OKGE.LUISV.9142.OKGE.SSIDE2.69.69 | 1 | LUISVIL2 69.000 | 515281 | SO SIDE2 69.000 | 515284 | 69
OKGE | TOPOLOGY%OKGE%OKGE%9141%A | Louisville Tap - State Line 69 kV | Line | OKGE.STATE2.9141.OKGE.LUISV.69.69 | 1 | LUISVIL2 69.000 | 515281 | STATELN2 69.000 | 515282 | 69
OKGE | TOPOLOGY%OKGE%OKGE%9143A%A | Louisville Tap - Yaffe Tap 69 kV | Line | OKGE.LUISV.9143A.OKGE.YAFFETP2.69.69 | 1 | YAFFETP2 69.000 | 515273 | LUISVIL2 69.000 | 515281 | 69
OKGE | TOPOLOGY%OKGE%OKGE%LULA2_EFITTS%A | Lula – East Fitts Tap 138kV | Line | OKGE.LULA2.LULA2_EFITTS.OKGE.EFITTS.138.138 | 1 | FRISCCO4 138.00 | 515500 | LULA 4 138.00 | 515192 | 138
OKGE | TOPOLOGY%OKGE%OKGE%SOCPUM_LULA2_1%A | Lula - Stonewall OKC Pump OKGE 69 kV | Line | OKGE.LULA2.SOCPUM_LULA2_1.OKGE.SOCPUMP2.69.69 | 1 | SOCPMPT2 69.000 | 515511 | LULA 2 69.000 | 515191 | 69
OKGE | TOPOLOGY%OKGE%OKGE%LULA_STONEWSW%A | Lula - Stonewall Switching Station 138 kV | Line | OKGE.LULA2.LULA_STONEWSW.WFEC.STONEWSW.138.138 | 1 | LULA 4 138.00 | 515192 | STNWLSW4 138.00 | 521071 | 138
OKGE | TOPOLOGY%OKGE%OKGE%MACOCBT_MACOMB%A | Macomb OC Pump - Macomb Tap 69 kV | Line | OKGE.MACOCTP2.MACOCBT_MACOMB.OKGE.MACOMOC2.69.69 | 1 | MACOCTP2 69.000 | 514956 | MACOMOC2 69.000 | 515001 | 69
OKGE | TOPOLOGY%OKGE%OKGE%MADILL_INDSTR%A | Madill Industrial - Madill Industrial Tap 138 kV | Line | OKGE.MADLIND4.MADILL_INDSTR.OKGE.MADINDT4.138.138 | 1 | MADINDT4 138.00 | 515149 | MADLIND4 138.00 | 515158 | 138
OKGE | TOPOLOGY%OKGE%OKGE%MALCTAP_MALCOM%A | Malcolm Tap - Malcom Road 138 kV | Line | OKGE.MALCTAP.MALCTAP_MALCOM.OKGE.MALCOMRD.138.138 | 1 | MALCTAP 138.00 | 511575 | MALCOMRD 138.00 | 515933 | 138
OKGE | TOPOLOGY%OKGE%OKGE%MALCTP_TUTTLE%A | Malcolm Tap - Tuttle 138 kV | Line | OKGE.MALCTAP.MALCTP_TUTTLE.CSWS.TUTTLE.138.138 | 1 | MALCTAP 138.00 | 511575 | TUTTLE4 138.00 | 511501 | 0
OKGE | TOPOLOGY%OKGE%OKGE%MAMMOTH_TATONG%A | Mammoth - Tatonga 345 kV | Line | OKGE.MAMTHPW7.MAMMOTH_TATONG.OKGE.TATONGA.345.345 | 1 | TATONGA7 345.00 | 515407 | MAMTHPW7 345.00 | 515585 | 345
OKGE | TOPOLOGY%OKGE%OKGE%MARIETA_RKYPT1%A | Marietta OKGE - Rocky Point 69 kV | Line | OKGE.RKYPT1.MARIETA_RKYPT1.OKGE.MARIETA2.69.69 | 1 | MRIETA 2 69.000 | 515160 | ROCKYPT2 69.000 | 515163 | 69
OKGE | TOPOLOGY%OKGE%OKGE%8599%A | Marland Tap - Osage OKGE 138 kV | Line | OKGE.MARLNDT4.8599.OKGE.OSAGE_OG.138.138 | 1 | OSAGE 4 138.00 | 514743 | MARLNDT4 138.00 | 514770 | 138
OKGE | TOPOLOGY%CSWS%CSWS%928%A | Marshal - Marshall Tap 138 kV | Line | CSWS.NMARSHAL.928.CSWS.MARSHAL.69.69 | 1 | MARSHL 4 138.00 | 514733 | MARSHAL4 138.00 | 521006 | 138
OKGE | TOPOLOGY%OKGE%OKGE%8619%A | Marshall Tap - Woodring 138 kV | Line | OKGE.WDRNG1.8619.OKGE.MARSHL-4.138.138 | 1 | WOODRNG4 138.00 | 514714 | MARSHL 4 138.00 | 514733 | 138
OKGE | TOPOLOGY%OKGE%OKGE%9149%A | Massard - Parkview 69 kV | Line | OKGE.PRKVU.9149.OKGE.MASRD1.69.69 | 1 | PARKVU 2 69.000 | 515288 | MASSARD2 69.000 | 515342 | 69
OKGE | TOPOLOGY%OKGE%OKGE%9193%A | Massard - Ryehill Tap 161 kV | Line | OKGE.MASRD1.9193.OKGE.RYE2.161.161 | 1 | MASSARD5 161.00 | 515343 | RYEHILL5 161.00 | 515344 | 161
OKGE | TOPOLOGY%OKGE%OKGE%9191%A | Massard - Whiteside 161 kV | Line | OKGE.MASRD1.9191.OKGE.WHITE2.161.161 | 1 | WHITESD5 161.00 | 515341 | MASSARD5 161.00 | 515343 | 161
OKGE | TOPOLOGY%OKGE%OKGE%MATHWSN_CIMARN%A | Mathewson - Cimarron 345 kV Ckt 1 | Line | OKGE.MATHWSN7.MATHWSN_CIMARN.OKGE.CIMARRON.345.345 | 1 | CIMARON7 345.00 | 514901 | MATHWSN7 345.00 | 515497 | 345
OKGE | TOPOLOGY%OKGE%OKGE%MATHWSN_CIMAR2%A | Mathewson - Cimarron Line 2 345 kV | Line | OKGE.MATHWSN7.MATHWSN_CIMAR2.OKGE.CIMARRON.345.345 | 2 | CIMARON7 345.00 | 514901 | MATHWSN7 345.00 | 515497 | 345
OKGE | TOPOLOGY%OKGE%OKGE%MATHWSN7_NOWST%A | Mathewson - Northwest 345 kV | Line |  | 1 | NORTWST7 345.00 | 514880 | MATHWSN7 345.00 | 515497 | 345
OKGE | TOPOLOGY%OKGE%OKGE%WDRNG1_MATHWSN%A | Mathewson - Woodring 345 kV | Line |  | 1 | MATHWSN7 345.00 | 515497 | WOODRNG7 345.00 | 514715 | 345
OKGE | TOPOLOGY%OKGE%OKGE%MATHWSN7_REDGN%A | Matthewson - Redington 345 kV | Line | OKGE.MATHWSN7.MATHWSN7_REDGN.OKGE.REDGNTN7.345.345 | 1 | MATHWSN7 345.00 | 515497 | REDNGTN7 345.00 | 514747 | 345
OKGE | TOPOLOGY%OKGE%OKGE%TATONGA_MATHWS%A | Matthewson - Tatonga 345 kV CKT 1 | Line | OKGE.TATONGA.TATONGA_MATHWS.OKGE.MATHWSN7.345.345 | 1 | TATONGA7 345.00 | 515407 | MATHWSN7 345.00 | 515497 | 345
OKGE | TOPOLOGY%OKGE%OKGE%TATONGA_MATHW2%A | Matthewson - Tatonga 345 kV CKT 2 | Line | OKGE.TATONGA.TATONGA_MATHW2.OKGE.MATHWSN7.345.345 | 2 | TATONGA7 345.00 | 515407 | MATHWSN7 345.00 | 515497 | 345
OKGE | TOPOLOGY%OKGE%OKGE%8948%A | Maud Tap - KONOWAP 69 kV | Line | OKGE.STLUI.8948.OKGE.MAUD_TAP.69.69 | 1 | MAUD 2 69.000 | 515054 | STLOUIS2 69.000 | 515090 | 69
OKGE | TOPOLOGY%OKGE%OKGE%8944%A | Maud Tap - Pearson Tap 69 kV | Line | OKGE.MAUD_TAP.8944.OKGE.PRSON.69.69 | 1 | PEARSNT2 69.000 | 515053 | MAUD 2 69.000 | 515054 | 69
OKGE | TOPOLOGY%OKGE%OKGE%8936%B | Maud Tap - Seminole OKGE 138 kV #1 | Line | OKGE.SEMINOLE.8936.OKGE.MAUD_TAP.138.138 | 1 | SEMINOL4 138.00 | 515044 | MAUD 4 138.00 | 515055 | 138
OKGE | TOPOLOGY%OKGE%OKGE%8935%A | Maud Tap - Seminole OKGE 138 kV #2 | Line | OKGE.SEMINOLE.8935.OKGE.MAUD_TAP.138.138 | 2 | SEMINOL4 138.00 | 515044 | MAUD 4 138.00 | 515055 | 138
OKGE | TOPOLOGY%OKGE%OKGE%8807%A | May Ave - SW 5th 69 kV | Line | OKGE.MAYAV.8807.OKGE.SW51.69.69 | 1 | MAY AVE2 69.000 | 514913 | SW 5TH 2 69.000 | 514919 | 69
OKGE | TOPOLOGY%OKGE%OKGE%MAYSVLT4_MYSVL%A | Maysville - Maysville Tap 138 kV | Line | OKGE.MAYSVLT4.MAYSVLT4_MYSVL.OKGE.MYSVL.138.138 | 1 | MAYSVIL4 138.00 | 515124 | MAYSVLT4 138.00 | 515570 | 138
OKGE | TOPOLOGY%OKGE%OKGE%8992%A | Maysville - Paoli OKGE 138 kV | Line | OKGE.PAOLI1.8992.OKGE.MYSVL.138.138 | 1 | PAOLI- 4 138.00 | 515100 | MAYSVIL4 138.00 | 515124 | 138
OKGE | TOPOLOGY%OKGE%OKGE%MAYSVLT4_MAYSV%A | Maysville Tap - Maysville WFEC 138 kV | Line | OKGE.MAYSVLT4.MAYSVLT4_MAYSV.WFEC.MAYSVL.138.138 | [5 empty] | 138
OKGE | TOPOLOGY%OKGE%OKGE%MAYSVLT4_PRPNT%A | Maysville Tap-Praire Point 138kV | Line | OKGE.MAYSVLT4.MAYSVLT4_PRPNT.OKGE.PRARPNT4.138.138 | 1 | MAYSVLT4 138.00 | 515570 | PRARPNT4 138.00 | 515134 | 138
OKGE | TOPOLOGY%OKGE%OKGE%8771%A | McArthur - Mustang OKGE 69 kV | Line | OKGE.MCART.8771.OKGE.MSTNG1.69.69 | 1 | MSTANG 2 69.000 | 514860 | MCARTHR2 69.000 | 514917 | 69
OKGE | TOPOLOGY%OKGE%OKGE%8809%A | McArthur - SW 64th 69 kV | Line | OKGE.MCART.8809.OKGE.SW64.69.69 | 1 | MCARTHR2 69.000 | 514917 | SW 64TH2 69.000 | 514918 | 69
OKGE | TOPOLOGY%OKGE%OKGE%8770B%A | McArthur - Will Rogers 69 kV | Line | OKGE.WLRGR.8770B.OKGE.MCART.69.69 | 1 | WILROGR2 69.000 | 514916 | MCARTHR2 69.000 | 514917 | 69
OKGE | TOPOLOGY%OKGE%OKGE%MCCLAI_PLVAL_1%A | Mcclain - Pleasant Valley OKGE 138 kV | Line | OKGE.MCCLAI.MCCLAI_PLVAL_1.OKGE.PLVAL.161.161 | 1 | MCCLAIN4 138.00 | 514902 | PLVALLY4 138.00 | 514929 | 138
OKGE | TOPOLOGY%OKGE%OKGE%MCCLAI_SARA__1%A | Mcclain - Sara Road 138 kV | Line | OKGE.MCCLAI.MCCLAI_SARA__1.OKGE.SARA.161.161 | 1 | SARA 4 138.00 | 514895 | MCCLAIN4 138.00 | 514902 | 138
OKGE | TOPOLOGY%OKGE%OKGE%MCCL_134PENTP%A | Mcclain - SW 134th and Penn Tap 138 kV | Line | OKGE.134PENTP.MCCL_134PENTP.OKGE.MCCLAI.138.138 | 1 | SW134TP4 138.00 | 514876 | MCCLAIN4 138.00 | 514902 | 138
OKGE | TOPOLOGY%OKGE%OKGE%8906%A | Mcelroy - Stillwater OKGE 138 kV | Line | OKGE.MCROY.8906.OKGE.STILW1.138.138 | 1 | MCELROY4 138.00 | 515009 | STILWTR4 138.00 | 515011 | 138
OKGE | TOPOLOGY%OKGE%OKGE%UNVRSTY4_MCROY%A | McElroy - University 138 kV | Line | OKGE.MCROY.UNVRSTY4_MCROY.OKGE.UNVRSTY4.138.138 |  | MCELROY4 138.00 | 515009 | UNVRSTY4 138.00 | 515181 | 138
OKGE | TOPOLOGY%OKGE%OKGE%MCLUD_SHAWNLK%A | McLoud - Shwan Lake 69 kV | Line | OKGE.MCLUD.MCLUD_SHAWNLK.OKGE.SHAWNLK2.69.69 | 1 | MCLOUDT2 69.000 | 515504 | SINCPAN2 69.000 | 515072 | 69
OKGE | TOPOLOGY%OKGE%OKGE%8646%A | Medford - Numa Tap 69 kV | Line | OKGE.NUMA2.8646.OKGE.MDFRD.69.69 | 1 | MEDFORD2 69.000 | 514739 | NUMAOGE2 69.000 | 514740 | 69
OKGE | TOPOLOGY%OKGE%OKGE%MEDFORD_WFEC%A | Medford - WFEC Medford Tap 138 kV | Line | OKGE.MDFRDTP4.MEDFORD_WFEC.WFEC.MEDFRDWF.138.138 |  | MDFRDTP4 138.00 | 515569 |  |  | 138
OKGE | TOPOLOGY%OKGE%OKGE%MDFRDTP_RDRUNN%A | Medford Tap - Road Runner 138 kV | Line | OKGE.MDFRDTP4.MDFRDTP_RDRUNN.OKGE.RDRUNNR4.138.138 | 1 | MDFRDTP4 138.00 | 515569 | RDRUNNR4 138.00 | 514203 | 138
OKGE | LINE%CURRENTLY%NOT%MODELED%IN%EMS | Memorial Caps - Memorial OKGE 138 kV | Line | LINE.NOT.IN.EMS.CANT.999.999 | 1 | MEMOCAPS 138.00 | 514780 | MEMRIAL4 138.00 | 514835 | 138
OKGE | TOPOLOGY%OKGE%OKGE%8741%A | Memorial OKGE - Skyline 138 kV | Line | OKGE.SKYLN.8741.OKGE.MEMRL.138.138 | 1 | MEMRIAL4 138.00 | 514835 | SKYLINE4 138.00 | 514850 | 138
OKGE | TOPOLOGY%OKGE%OKGE%8739%A | Memorial OKGE - Tennessee Tap 138 kV | Line | OKGE.TNSTP.8739.OKGE.MEMRL.138.138 | 1 | MEMRIAL4 138.00 | 514835 | TENESTP4 138.00 | 514837 | 138
OKGE | TOPOLOGY%OKGE%OKGE%8779%A | Meridian - Westoaks 138 kV | Line | OKGE.MERDN.8779.OKGE.WSTOK.138.138 | 1 | WESTOAK4 138.00 | 514866 | MERIDAN4 138.00 | 514867 | 138
OKGE | TOPOLOGY%OKGE%OKGE%MID_CHILOCCO%A | Middleton Tap - Chilocco WFEC 138 kV | Line | OKGE.MIDLTNTP.MID_CHILOCCO.WFEC.CHILOCCO.138.138 | [5 empty] | 138
OKGE | TOPOLOGY%OKGE%OKGE%PECKHAM_MIDLND%A | Middleton Tap - Peckham Tap 138 kV | Line | OKGE.MIDLTNTP.PECKHAM_MIDLND.OKGE.PECKHAM.138.138 | 1 | MIDLTNT4 138.00 | 514804 | PECKHMT4 138.00 | 515381 | 138
OKGE | TOPOLOGY%OKGE%OKGE%8871%A | Midway OKGE - NE 10th Street 138 kV | Line | OKGE.NE10.8871.OKGE.MIDWYOG.138.138 | 1 | NE10TH 4 138.00 | 514964 | MIDWAY 4 138.00 | 514966 | 138
OKGE | TOPOLOGY%OKGE%OKGE%MILLC_MILLCRK%A | Mill Creek - Mill Creek Tap 138 kV | Line | OKGE.MILLCRK4.MILLC_MILLCRK.OKGE.MILLC.138.138 | 1 | MILLCKT4 138.00 | 515121 | MILLCRK4 138.00 | 515196 | 138
OKGE | TOPOLOGY%OKGE%OKGE%SIX_MILLCRK%A | Mill Creek - Six Mile Creek Tap 138kV | Line | OKGE.MILLC.SIX_MILLCRK.OKGE.SIX_MILE.138.138 | 1 | SXMLCKT4 138.00 | 515122 | MILLCKT4 138.00 | 515121 | 138
OKGE | TOPOLOGY%OKGE%OKGE%OUTAP4_MILEN_1%A | Millenium - OU Tap OKGE 138 kV | Line | OKGE.MLENIUM4.OUTAP4_MILEN_1.OKGE.OUTAP4.138.138 | 1 | OU TAP 4 138.00 | 514931 | MLENIUM4 138.00 | 514932 | 138
OKGE | TOPOLOGY%OKGE%OKGE%8860%A | Millenium - Stubbeman 138 kV | Line | OKGE.STUBY.8860.OKGE.MLENIUM4.138.138 | 1 | MLENIUM4 138.00 | 514932 | STUBMAN4 138.00 | 514952 | 138
OKGE | TOPOLOGY%OKGE%OKGE%8602%B | Miller Tap - Deadman Creek Tap 138 kV | Line | OKGE.MILLR.8602.OKGE.DEADTAP.138.138 | 1 | MILLERT4 138.00 | 514704 | DMNCRKT4 138.00 | 515412 | 138
OKGE | TOPOLOGY%OKGE%OKGE%MILLR_OTOE4_1%A | Miller Tap - Otoe 138 kV | Line | OKGE.MILLR.MILLR_OTOE4_1.OKGE.OTOE4.138.138 | 1 | MILLERT4 138.00 | 514704 | OTOE 4 138.00 | 514737 | 138
OKGE | TOPOLOGY%OKGE%OKGE%8603%A | Miller Tap - Sooner 138 kV | Line | OKGE.SONR1.8603.OKGE.MILLR.138.138 | 1 | MILLERT4 138.00 | 514704 | SOONER 4 138.00 | 514802 | 138
OKGE | LINE%CURRENTLY%NOT%MODELED%IN%EMS | Minco - Minco Wind 345 kV | Line | OKGE.MCNOWND7.1234.MCNOWND7.MINCO7.345.345 | 1 | NOT MODELED |  | NOT MODELED |  | 345
OKGE | TOPOLOGY%OKGE%OKGE%SHWNEMISON69_1%A | Mission Hill - Shawnee OKGE 69 kV | Line | OKGE.MISON.SHWNEMISON69_1.OKGE.SHWNE.69.69 | 1 | SHAWNEE2 69.000 | 515068 | MISSION2 69.000 | 515070 | 69
OKGE | TOPOLOGY%OKGE%OKGE%8965%A | Mission Hill - Tecumseh 69 kV | Line | OKGE.TCMSH.8965.OKGE.MISON.69.69 | 1 | MISSION2 69.000 | 515070 | TECUMSH2 69.000 | 515071 | 69
OKGE | TOPOLOGY%OKGE%OKGE%8953%A | Mobil Chemical - Rock Creek OKGE 138 kV | Line | OKGE.ROKCK.8953.OKGE.MOBIL4.138.138 | 1 | MOBIL 4 138.00 | 515057 | ROCK CK4 138.00 | 515058 | 138
OKGE | TOPOLOGY%OKGE%OKGE%8952%A | Mobil Chemical - Wolverine 138 kV | Line | OKGE.MOBIL4.8952.OKGE.WOLVN.138.138 | 1 | WOLVERN4 138.00 | 515056 | MOBIL 4 138.00 | 515057 | 138
OKGE | TOPOLOGY%OKGE%OKGE%WILDHR_MOBIL_1%A | Mobil Oil - Wildhorse OKGE 69 kV | Line | OKGE.MOBILOL2.WILDHR_MOBIL_1.OKGE.WILDHRS2.69.69 | 1 | WILDHRS2 69.000 | 515125 | MOBILOL2 69.000 | 515148 | 69
OKGE | TOPOLOGY%OKGE%OKGE%8864%A | Moore OKGE - Oak Creek 138 kV | Line | OKGE.OKCRK2.8864.OKGE.MOORE1.138.138 | 1 | MOORE 4 138.00 | 514955 | OAKCRK 4 138.00 | 514960 | 138
OKGE | TOPOLOGY%OKGE%OKGE%8691%B | Mooreland - Windfarm Switching Station 138 kV | Line | WFEC.MOORLN1.8691.OKGE.FPLSWTCH.138.138 | 1 | WINDFRM4 138.00 | 515785 | MOORLND4 138.00 | 520999 | 138
OKGE | TOPOLOGY%OKGE%OKGE%8774%A | Morgan Road - Mustang OKGE 138 kV | Line | OKGE.MSTNG1.8774.OKGE.MORGAN4.138.138 | 1 | MUSTANG4 138.00 | 514861 | MORGAN 4 138.00 | 514896 | 138
OKGE | TOPOLOGY%OKGE%OKGE%XEROX_MORGAN4%A | Morgan Road - Xerox 138 kV | Line | OKGE.XEROX.XEROX_MORGAN4.OKGE.MORGAN4.138.138 | 1 | XEROX 4 138.00 | 514893 | MORGAN 4 138.00 | 514896 | 138
OKGE | TOPOLOGY%OKGE%OKGE%8704%A | Morrison - Sooner 138 kV | Line | OKGE.MORSN.8704.OKGE.SONR1.161.161 | 1 | SOONER 4 138.00 | 514802 | MORISNT4 138.00 | 515447 | 138
OKGE | TOPOLOGY%OKGE%OKGE%8904%A | Morrison - Stillwater OKGE 138 kV | Line | OKGE.MORSN.8904.OKGE.STILW1.138.138 | 1 | MORISNT4 138.00 | 515447 | STILWTR4 138.00 | 515011 | 138
OKGE | TOPOLOGY%OKGE%OKGE%9121%A | Muldrow - Muldrow Tap 69 kV | Line | OKGE.MULDR.9121.OKGE.ROLAN.69.69 | 1 | MULDROW2 69.000 | 515256 | MLDROWT2 69.000 | 515421 | 69
OKGE | TOPOLOGY%OKGE%OKGE%9121%A | Muldrow - Roland Road 69 kV | Line | OKGE.ROLAN.9121.OKGE.MULDR.69.69 | 1 | MULDROW2 69.000 | 515256 | ROLANRD2 69.000 | 515257 | 69
OKGE | TOPOLOGY%OKGE%OKGE%9135%B | Murray Spur Tap - State Line 69 kV | Line | OKGE.MURRYSP2.9135.OKGE.STATE2.69.69 | 1 | MURRYSP2 69.000 | 515276 | STATELN2 69.000 | 515282 | 69
OKGE | TOPOLOGY%OKGE%OKGE%9135%A | Murray Spur Tap - Tarby 69 kV | Line | OKGE.MURRYSP2.9135.OKGE.TARBY1.69.69 | 1 | TARBY 2 69.000 | 515263 | MURRYSP2 69.000 | 515276 | 69
OKGE | TOPOLOGY%OKGE%OKGE%MUSKOG_MSKPO_1%A | Muskogee - Muskogee Port Tap 161kV | Line | OKGE.MUSKOGEE.MUSKOG_MSKPO_1.OKGE.MSKPTAP5.161.161 | 1 | MUSKOGE5 161.00 | 515222 | MSKPTAP5 161.00 | 515232 | 161
OKGE | TOPOLOGY%OKGE%OKGE%7415%A | Muskogee - Muskogee Tap 161 kV | Line | SPA.MUSKTAP.7415.OKGE.MUSKOGEE.161.161 | 1 | MUSKTAP5 161.00 | 505558 | MUSKOGE5 161.00 | 515222 | 161
OKGE | TOPOLOGY%OKGE%OKGE%9098%A | Muskogee - Pecan Creek 345 kV #1 | Line | OKGE.PECAN1.9098.OKGE.MUSKOGEE.345.345 | 1 | MUSKOGE7 345.00 | 515224 | PECANCK7 345.00 | 515235 | 345
OKGE | TOPOLOGY%OKGE%OKGE%PECANCRK_MUSK%A | Muskogee - Pecan Creek 345 kV #2 | Line | OKGE.PECAN1.PECANCRK_MUSK.OKGE.MUSKOGEE.345.345 | 2 | MUSKOGE7 345.00 | 515224 | PECANCK7 345.00 | 515235 | 345
OKGE | TOPOLOGY%OKGE%OKGE%9081%A | Muskogee - River Fan Tap 69 kV | Line | OKGE.RFANT.9081.OKGE.MUSKOGEE.69.69 | 1 | RVRFANT2 69.000 | 515210 | MUSKOGE2 69.000 | 515221 | 69
OKGE | TOPOLOGY%OKGE%OKGE%9079%A | Muskogee - Riverside OKGE 69 kV | Line | OKGE.RVSID.9079.OKGE.MUSKOGEE.69.69 | 1 | RVRSID 2 69.000 | 515205 | MUSKOGE2 69.000 | 515221 | 69
OKGE | TOPOLOGY%OKGE%OKGE%9094%A | Muskogee - Ross Lake 161 kV | Line | OKGE.MUSKOGEE.9094.OKGE.ROSS2.161.161 | 1 | MUSKOGE5 161.00 | 515222 | ROSSLAK5 161.00 | 515252 | 161
OKGE | TOPOLOGY%OKGE%OKGE%MUSKAB_MSKAB_1%A | Muskogee Air Base - Muskogee Air Base Tap 69 kV | Line | OKGE.MUSKAB2.MUSKAB_MSKAB_1.OKGE.MSKAB.69.69 | [5 empty] | 69
OKGE | TOPOLOGY%OKGE%OKGE%9084%A | Muskogee Air Base Tap - Warner 69 kV | Line | OKGE.WARNR.9084.OKGE.MSKAB.69.69 | 1 | MUSKABT2 69.000 | 515212 | WARNER 2 69.000 | 515213 | 69
OKGE | TOPOLOGY%OKGE%OKGE%MSKPORT_MSKTAP%A | Muskogee Port - Muskogee Port Tap 161kV | Line | OKGE.MSKPTAP5.MSKPORT_MSKTAP.OKGE.MSKPORT5.161.161 | 1 | MSKPORT5 | 515184 | MSKPTAP5 | 515232 | 161
OKGE | TOPOLOGY%OKGE%OKGE%MSKPOR_EUCLD_1%A | Muskogee Port Tap - Euclid 161 kV | Line | OKGE.EUCLD.MSKPOR_EUCLD_1.OKGE.MSKPTAP5.161.161 | 1 | MSKPTAP5 161.00 | 515232 | EUCLID 5 161.00 | 515251 | 161
OKGE | LINE%CURRENTLY%NOT%MODELED%IN%EMS | Mustang Caps - Mustang OKGE 69 kV | Line | Mustang Caps - Mustang OKGE 69 kV (NOT IN EMS.) | 1 | MUSCAPS2 69.000 | 514815 | MSTANG 2 69.000 | 514860 | 69
OKGE | TOPOLOGY%OKGE%OKGE%8775%A | Mustang OKGE - SW 5th 138 kV | Line | OKGE.SW51.8775.OKGE.MSTNG1.138.138 | 1 | MUSTANG4 138.00 | 514861 | SW 5TH 4 138.00 | 514920 | 138
OKGE | TOPOLOGY%OKGE%OKGE%8775%A | Mustang OKGE - SW 5th Tap 138 kV | Line | OKGE.MSTNG1.8776.OKGE.SW5TP.138.138 | 1 | MUSTANG4 138.00 | 514861 | SW 5TAP4 138.00 | 514921 | 138
OKGE | TOPOLOGY%OKGE%OKGE%8770%A | Mustang OKGE - Will Rogers 69 kV | Line | OKGE.WLRGR.8770.OKGE.MSTNG1.69.69 | 1 | MSTANG 2 69.000 | 514860 | WILROGR2 69.000 | 514916 | 69
OKGE | TOPOLOGY%OKGE%OKGE%8769%A | Mustang OKGE - Woodlawn OKGE 69 kV | Line | OKGE.MSTNG1.8769.OKGE.WODLN.69.69 | 1 | MSTANG 2 69.000 | 514860 | WODLAWN2 69.000 | 514915 | 69
OKGE | TOPOLOGY%OKGE%OKGE%8710%A | Mustang OKGE - Yukon 69 kV | Line | OKGE.MSTNG1.8710.OKGE.YUKON.69.69 | 1 | YUKON 2 69.000 | 514816 | MSTANG 2 69.000 | 514860 | 69
OKGE | TOPOLOGY%OKGE%OKGE%NARDIN_SINC%A | Nardin - Sinclair Blackwell 69 kV | Line | OKGE.NARDIN.NARDIN_SINC.OKGE.SINCBLK2.69.69 | 1 | NARDINS2 69.000 | 515528 | SNCBLKT2 69.000 | 515509 | 69
OKGE | TOPOLOGY%OKGE%OKGE%8872%A | NE 10th Street - Reno 138 kV | Line | OKGE.NE10.8872.OKGE.RENO1.138.138 | 1 | NE10TH 4 138.00 | 514964 | RENO 4 138.00 | 514973 | 138
OKGE | TOPOLOGY%OKGE%OKGE%8880%A | NE 30th - Reno 69 kV | Line | OKGE.RENO1.8880.OKGE.NE30.69.69 | 1 | NE30TH 2 69.000 | 514969 | RENO 2 69.000 | 514972 | 69
OKGE | TOPOLOGY%OKGE%OKGE%8959%A | NE 45th Street Tap - Rushing 138kV | Line | OKGE.NE45T.8959.OKGE.RSHNG1.138.138 | 1 | NE45TAP4 138.00 | 515062 | RUSHING4 138.00 | 515064 | 138
OKGE | TOPOLOGY%OKGE%OKGE%NDOM-TRSPR%A | New Dominion - Trosper 138 kV | Line | OKGE.NEWDOMIN.NDOM-TRSPR.OKGE.TRSPR.138.138 | 1 | TROSPER4 138.00 | 514963 | NEWDOMI4 138.00 | 515387 | 138
OKGE | TOPOLOGY%OKGE%OKGE%NUKRKAT4_NUKRK%A | Newkirk OMPA Tap - Newkirk Tap 138 kV | Line | OKGE.NUKRKAT4.NUKRKAT4_NUKRK.OKGE.NUKRK.138.138 | 1 | NEWKIRK4 138.00 | 514759 | OMNUKRK4 138.00 | 529290 | 138
OKGE | TOPOLOGY%OKGE%OKGE%8676%A | Newkirk OMPA Tap - Peckham Tap 138 kV | Line | OKGE.PECKHAM.8676.OKGE.NUKRK.138.138 | 1 | NEWKIRK4 138.00 | 514759 | PECKHMT4 138.00 | 515381 | 138
OKGE | TOPOLOGY%OKGE%OKGE%NEWKIRK_WFEC%A | Newkirk Tap - Newkirk 138 kV | Line | OKGE.NUKRKAT4.NEWKIRK_WFEC.WFEC.NEWKRKWF.138.138 | Z1 | NWKRKAT4 138.00 | 514764 | NEWKIRK2 138.00 | 521012 | 138
OKGE | TOPOLOGY%OKGE%OKGE%NEWMAN_NEWGT_1%A | Newman Avenue - Newman Grace Tap 69 kV | Line | OKGE.NEWGT.NEWMAN_NEWGT_1.OKGE.NEWMAN2.69.69 | 1 | NEWMAN 2 69.000 | 514773 | NEWGRTP2 69.000 | 514776 | 69
OKGE | TOPOLOGY%OKGE%OKGE%8681%A | Newman Grace Tap - Woodward District 69 kV | Line | OKGE.WDWRD1.8681.OKGE.NEWGT.69.69 | 1 | NEWGRTP2 69.000 | 514776 | WODWRD 2 69.000 | 514782 | 69
OKGE | TOPOLOGY%OKGE%OKGE%8680%A | Newman Grace Tap - Woodward Nitrogen 69 kV | Line | OKGE.WRGRA.8680.OKGE.NEWGT.69.69 | 1 | NEWGRTP2 69.000 | 514776 | WDNITRO2 69.000 | 514779 | 69
OKGE | TOPOLOGY%OKGE%OKGE%NITROT_NITRO_1%A | Nitrous Oxide - Nitrous Oxide Tap 161 kV | Line | OKGE.NITROUS5.NITROT_NITRO_1.OKGE.NITROTP5.161.161 | 1 | NITROTP5 161.00 | 515329 | NITROUS5 161.00 | 515350 | 161
OKGE | TOPOLOGY%OKGE%OKGE%NITROT_PUDDI_1%A | Nitrous Oxide Tap - Puddin Ridge 161 kV | Line | OKGE.PUDDIN5.NITROT_PUDDI_1.OKGE.NITROTP5.161.161 | 1 | NITROTP5 161.00 | 515329 | PUDDIN 5 161.00 | 515346 | 161
OKGE | TOPOLOGY%OKGE%OKGE%NITROT_SIMMO_1%A | Nitrous Oxide Tap - Simmons 161 kV | Line | OKGE.NITROTP5.NITROT_SIMMO_1.OKGE.SIMMONS5.161.161 | 1 | NITROTP5 161.00 | 515329 | SIMMONS5 161.00 | 515332 | 161
OKGE | TOPOLOGY%OKGE%OKGE%8855%A | Noble - Purcell 138kV | Line | OKGE.NOBLE4.8855.OKGE.PURCELL4.138.138 | 1 | PURCELL4 138.00 | 515475 | NOBLE 4 138.00 | 515007 | 138
OKGE | TOPOLOGY%OKGE%OKGE%PERSMNCK_NBUFF%A | North Buffalo Ridge - Persimmon Creek 345 kV | Line | OKGE.PERSMNCK.PERSMNCK_NBUFF.OKGE.NBUFFRG7.345.345 | 1 | NBUFFRG7 345.00 | 515378 | PERSMNCR 345.00 | 514841 | 345
OKGE | LINE%CURRENTLY%NOT%MODELED%IN%EMS | Northwest - Northwest Caps 138 kV | Line | LINE.NOT.IN.EMS.CANT.999.999 | 1 | NORCAPS4 138.00 | 514825 | NORTWST4 138.00 | 514879 | 138
OKGE | TOPOLOGY%OKGE%OKGE%8777%A | Northwest - Piedmont 138 kV | Line | OKGE.NOWST1.8777.OKGE.PDMNT.138.138 | 1 | PIEDMNT4 138.00 | 514864 | NORTWST4 138.00 | 514879 | 138
OKGE | TOPOLOGY%OKGE%OKGE%ONEOK_NOWST1%A | Northwest - Spring Creek OKGE 345 kV | Line | OKGE.NOWST1.ONEOK_NOWST1.OKGE.ONEOK.345.345 | 1 | NORTWST7 345.00 | 514880 | SPRNGCK7 345.00 | 514881 | 345
OKGE | TOPOLOGY%OKGE%OKGE%ADABELL_ALCOA3%A | Norton Alcoa Tap - Adabell Road 161 kV | Line | OKGE.ADABELL.ADABELL_ALCOA3.OKGE.ALCOA3.161.161 | 1 | NALCOTP5 161.00 | 515348 | ADABELL5 161.00 | 515406 | 161
OKGE | TOPOLOGY%OKGE%OKGE%GERBRT_ALCOA_1%A | Norton Alcoa Tap - Gerber Tap 161 kV | Line | OKGE.ALCOA3.GERBRT_ALCOA_1.OKGE.GERBRTP5.161.161 | 1 | GERBRTP5 | 515326 | ALCOATP5 | 515348 | 161
OKGE | LINE%CURRENTLY%NOT%MODELED%IN%EMS | Norton Alcoa Tap - Norton Alcoa 161 kV | Line | LINE.NOT.IN.EMS.CANT.999.999 | 1 | NRTNALC5 161.00 | 515309 | NALCOTP5 161.00 | 515348 | 161
OKGE | TOPOLOGY%WFEC%WFEC%WFEC_NUMA%A | Numa - Numa Tap 69 kV | Line | OKGE.NUMA2.WFEC_NUMA.WFEC.NUMA2_WF.69.69 | 1 | NUMAOGE2 69.000 | 514740 | NUMA 2 69.000 | 521013 | 69
OKGE | TOPOLOGY%OKGE%OKGE%8824%A | Oak Creek - Santa Fe OKGE 138 kV | Line | OKGE.SNTFE.8824.OKGE.OKCRK2.138.138 | 1 | SANTAFE_4 138.00 | 514926 | OAKCRK 4 138.00 | 514960 | 138
OKGE | TOPOLOGY%OKGE%OKGE%8868%A | Oak Creek - Wild Mary 138 kV | Line | OKGE.OKCRK2.8868.OKGE.WILDMRY4.138.138 | 1 | OAKCRK 4 138.00 | 514960 | WILDMRY4 138.00 | 514984 | 138
OKGE | TOPOLOGY%OKGE%OKGE%OAKTRE_SNRTP_1%A | Oak Tree Tap - Sooner Tap 138 kV | Line | OKGE.OAKTRET4.OAKTRE_SNRTP_1.OKGE.SNRTP.138.138 | 1 | OAKTRET4 138.00 | 514930 | SOONRTP4 138.00 | 514949 | 138
OKGE | TOPOLOGY%OKGE%OKGE%8859%A | Oak Tree Tap - Wilkinson 138 kV | Line | OKGE.WLKNS.8859.OKGE.OAKTRET4.138.138 | 1 | OAKTRET4 138.00 | 514930 | WILKINS4 138.00 | 514950 | 138
OKGE | TOPOLOGY%OKGE%OKGE%OAKLAW_OAKLA_1%A | Oaklawn WFEC - WFEC Oaklawn 138 kV | Line | LINE.NOT.IN.EMS.CANT.999.999 | 1 | OAKLAW-4 138.00 | 515123 | OAKLAWN4 138.00 | 521019 | 138
OKGE | TOPOLOGY%OKGE%OKGE%8707A%A | Okarche - OMPA Industrial Park Tap 69 kV | Line | OKGE.OKARCHE2.8707A.OKGE.OMKFIND2.69.69 | 1 | OKARCHE2 69.000 | 514811 | OKRCHET2 69.000 | 515506 | 69
OKGE | TOPOLOGY%OKGE%OKGE%8719%A | Okeene OKGE - Southard 138 kV | Line | OKGE.STHRD.8719.OKGE.OMOKENE.138.138 | 1 | SOUTHRD4 138.00 | 514822 | OMOKENE1 138.00 | 529295 | 138
OKGE | TOPOLOGY%OKGE%OKGE%FPLSWT_FPL_W_1%A | Okla Wind Energy - Windfarm Switching Station 138 kV | Line | OKGE.FPLSWTCH.FPLSWT_FPL_W_1.OKGE.FPL_WIND.138.138 | 1 | WINDFRM4 138.00 | 515785 | FPLWIND4 138.00 | 515786 | 138
OKGE | TOPOLOGY%OKGE%OKGE%8707C%A | OMPA Bowman - Kingfisher OKGE 69 kV | Line | OKGE.BOMAN.8707C.OKGE.KNGFISH2.69.69 | 1 | BOWMAN 2 69.000 | 514813 | KNGINDT2 69.000 | 515625 | 69
OKGE | TOPOLOGY%OKGE%OKGE%8676%B | OMPA Bowman - Turkey Creek 69 kV | Line | OKGE.TURCRK2.8676.OKGE.BOMAN.69.69 | 1 | TURCRKT2 69.000 | 515517 | BOWMAN 2 69.000 | 514813 | 69
OKGE | TOPOLOGY%OKGE%OKGE%8707B%A | OMPA Industrial Park Tap - Kingfisher OKGE 69 kV | Line | OKGE.OMKFIND2.8707B.OKGE.KNGFISH2.69.69 | 1 | KNGINDT2 69.000 | 515625 | OMKFIND2 69.000 | 529281 | 69
OKGE | TOPOLOGY%OKGE%OKGE%9973%A | OMPA Kaw Dam - OMPA Ponca City Generation 69 kV | Line | OKGE.OMKAW.9973.OKGE.OMPONCA.69.69 | [5 empty] | 69
OKGE | TOPOLOGY%OKGE%OKGE%OMKAW_OMMCORD%A | OMPA Kaw Dam - Ponca City Mccord 69 kV | Line | OKGE.OMKAW.OMKAW_OMMCORD.OKGE.OMMCORD.69.69 | 1 | OMMCCORD 69.000 | 529247 | OMKAWH 69.000 | 529252 | 69
OKGE | TOPOLOGY%OKGE%OKGE%8708%A | OMPA Kingfisher - OMPA Bowman 69 kV | Line | OKGE.BOMAN.8708.OKGE.OMKINGF.69.69 | 1 | BOWMAN 2 69.000 | 514813 | OMKINGF2 69.000 | 529280 | 69
OKGE | TOPOLOGY%OKGE%OKGE%8900%A | OMPA Lexington - Spring Hill OKGE 69 kV | Line | OKGE.SPGHL.8900.OKGE.OMLXNTN.69.69 | 1 | SPRNGHL2 69.000 | 514995 | OMLXNTN1 69.000 | 529285 | 69
OKGE | TOPOLOGY%OKGE%OKGE%OMPONCA_OMHUFF%A | OMPA Ponca City Generation - Ponca City Huffy 69 kV | Line | OKGE.OMPONCA.OMPONCA_OMHUFF.OKGE.OMHUFFYT.69.69 | 1 | OMHUFFYT 69.000 | 529242 | OMPONCA2 69.000 | 529251 | 69
OKGE | TOPOLOGY%OKGE%OKGE%OMNWESTT_OMPON%A | OMPA Ponca City Generation - Ponca City Northwest 69 kV | Line | OKGE.OMNWESTT.OMNWESTT_OMPON.OKGE.OMPONCA.69.69 | 1 | OMNWESTT 69.000 | 529243 | OMRIGGS 69.000 | 529251 | 69
OKGE | TOPOLOGY%OKGE%OKGE%9139%A | OMPA Skullyville - Skullyville 69 kV | Line | OKGE.SKULY.9139.OKGE.OMSPIRO.69.69 | 1 | SKULYVL2 69.000 | 515270 | OMSPIRO2 69.000 | 529310 | 69
OKGE | TOPOLOGY%OKGE%OKGE%8967%A | OMPA Tecumseh - Tecumseh 69 kV | Line | OKGE.TCMSH.8967.OKGE.OMTCMSH.69.69 | 1 | TECUMSH2 69.000 | 515071 | OMTCMSH2 69.000 | 529315 | 69
OKGE | TOPOLOGY%OKGE%OKGE%8665%A | OMPA Tonkawa - Tonkawa OMPA Tap 69 kV | Line | OKGE.TONKA.8665.OKGE.OMOWEN.69.69 | 1 | TONKAWA2 69.000 | 514752 | OMOWEN 2 69.000 | 529320 | 69
OKGE | LINE%CURRENTLY%NOT%MODELED%IN%EMS | OMPA Wynnewood - Wynnewood OKGE 69 kV | Line | OKGE.WYNWD.8996.OKGE.OMWYNWD.69.69 | 1 | WYNWOD 2 69.000 | 515105 | OMWYNWD2 69.000 | 529330 | 69
OKGE | TOPOLOGY%WFEC%WFEC%ONAPA_WELLSPA%A | Onapa - Wells SPA 69 kV | Line | WFEC.ONAPA2.ONAPA_WELLSPA.OKGE.WELLSPA2.69.69 | 1 | WELLSPA2 69.000 | 515215 | ONAPA 2 69.000 | 521020 | 69
OKGE | TOPOLOGY%OKGE%OKGE%OPENSKY7_KAYWI%A | Open Sky - Kay Wind 345kV | Line | OKGE.OPENSKY7.OPENSKY7_KAYWI.OKGE.KAYWIND7.345.345 | 1 | KAYWIND7 345.00 | 514825 | OPENSKY7 345.00 | 515621 | 345
OKGE | TOPOLOGY%OKGE%OKGE%OPENSKY7_ROSE%A | Open Sky-Rose Hill 345kV | Line | OKGE.OPENSKY7.OPENSKY7_ROSE.WR.ROSE.345.345 | 1 | OPENSKY7 345.00 | 515621 | ROSEHIL7 345.00 | 532794 | 345
OKGE | LINE%CURRENTLY%NOT%MODELED%IN%EMS | Osage Caps - Osage OKGE 138 kV | Line | OKGE.OSAGE_OG.B.OSAGE_OG.OKGE.138.69 | 1 | OSAGE 4 138.00 | 514743 | OSAGECAP 138.00 | 514764 | 138
OKGE | TOPOLOGY%OKGE%OKGE%8652%B | Osage OKGE - Ponca City Moran 69 kV | Line | OKGE.OMMORANT.8652.OKGE.OSAGE_OG.69.69 | 1 | OSGE 2 69.000 | 514742 | OMMORANT 69.000 | 529241 | 69
OKGE | TOPOLOGY%OKGE%OKGE%8655%A | Osage OKGE - Sooner Pump Tap 138 kV | Line | OKGE.OSAGE_OG.8655.OKGE.SNRPMPT4.138.138 | 1 | OSAGE 4 138.00 | 514743 | SNRPMPT4 138.00 | 514798 | 138
OKGE | TOPOLOGY%OKGE%OKGE%8653%A | Osage OKGE - Standing Bear 138 kV | Line | OKGE.OSAGE_OG.8653.OKGE.STDBEAR4.138.138 | 1 | OSAGE 4 138.00 | 514743 | STDBEAR4 138.00 | 514758 | 138
OKGE | TOPOLOGY%OKGE%OKGE%8654%A | Osage OKGE - White Eagle 138 kV | Line | OKGE.OSAGE_OG.8654.OKGE.WHEGL.138.138 | 1 | OSAGE 4 138.00 | 514743 | WHEAGLE4 138.00 | 514761 | 138
OKGE | TOPOLOGY%OKGE%OKGE%REDROCK_TIE%A | Otoe - Redrock(AECI) 138kV | Line | OKGE.OTOE4.REDROCK_TIE.AECI.REDROCKA.138.138 | [5 empty] | 138
OKGE | TOPOLOGY%OKGE%OKGE%8607%B | Otter - Warren Valley OKGE 138 kV | Line | OKGE.OTTER2.8607.OKGE.WRVALLY4.138.138 | 1 | OTTER 4 138.00 | 514708 | WRVALLY4 138.00 | 514713 | 138
OKGE | TOPOLOGY%OKGE%OKGE%8611%A | Otter - Woodring 138 kV | Line | OKGE.OTTER2.8611.OKGE.WDRNG1.138.138 | 1 | OTTER 4 138.00 | 514708 | WOODRNG4 138.00 | 514714 | 138
OKGE | TOPOLOGY%OKGE%OKGE%OUBROO_OUTAP_1%A | OU Brooks St - OU Tap OKGE 138 kV | Line | OKGE.OUBROOK4.OUBROO_OUTAP_1.OKGE.OUTAP4.138.138 | 1 | OUBROOK4 138.00 | 514903 | OU TAP 4 138.00 | 514931 | 138
OKGE | TOPOLOGY%OKGE%OKGE%8784%A | OU Medical - Park Place 138 kV | Line | OKGE.OUMED4.8784.OKGE.PRKPL.138.138 | 1 | PARKPL 4 138.00 | 514871 | OUMED 4 138.00 | 514875 | 138
OKGE | TOPOLOGY%OKGE%OKGE%8784B%A | OU Medical - Stonewall OKGE 138 kV | Line | OKGE.OUMED4.8784B.OKGE.STNWL.138.138 | 1 | STNWAL 4 138.00 | 514870 | OUMED 4 138.00 | 514875 | 138
OKGE | TOPOLOGY%OKGE%OKGE%OUTAP4_WLKNS_1%A | OU Tap OKGE - Wilkinson 138 kV | Line | OKGE.OUTAP4.OUTAP4_WLKNS_1.OKGE.WLKNS.138.138 | 1 | OU TAP 4 138.00 | 514931 | WILKINS4 138.00 | 514950 | 138
OKGE | TOPOLOGY%OKGE%OKGE%WWEHV_SPRT%A | OU WindSpirit - Woodward District 138 kV | Line | LINE.NOT.IN.EMS.CANT.999.999 | 1 | WOODWRD4 138.00 | 514785 | OUSPRT 4 138.00 | 515398 | 138
OKGE | TOPOLOGY%OKGE%OKGE%WWEHV_SPRT%A | OU WindSpirit - Woodward District EHV 138 kV | Line | OKGE.WDWRDEHV.WWEHV_SPRT.OKGE.OUSPRT.138.138 | 1 | WWRDEHV4 138.00 | 515376 | OUSPRT 4 138.00 | 515398 | 138
OKGE | TOPOLOGY%OKGE%OKGE%9138%A | Panama - Skullyville 69 kV | Line | OKGE.SKULY.9138.OKGE.PANAM.69.69 | 1 | SKULYVL2 69.000 | 515270 | PANAMA 2 69.000 | 515272 | 69
OKGE | TOPOLOGY%OKGE%OKGE%9132%A | Panama - Tarby 69 kV | Line | OKGE.TARBY1.9132.OKGE.PANAM.69.69 | 1 | TARBY 2 69.000 | 515263 | PANAMA 2 69.000 | 515272 | 69
OKGE | TOPOLOGY%OKGE%OKGE%8990%A | Paoli OKGE - Pauls Valley 69 kV | Line | OKGE.PAOLI1.8990.OKGE.PAULS.69.69 | 1 | PALIOGE2 69.000 | 515099 | PAULSVL2 69.000 | 515101 | 69
OKGE | TOPOLOGY%OKGE%OKGE%8903%B | Paoli OKGE - Rosedale 69 kV | Line | OKGE.PAOLI1.8903.OKGE.ROSEDAL2.69.69 | 1 | ROSEDAL2 69.000 | 515004 | PALIOGE2 69.000 | 515099 | 69
OKGE | TOPOLOGY%OKGE%OKGE%8937%A | Paoli OKGE - Seminole OKGE 138 kV | Line | OKGE.PAOLI1.8937.OKGE.SEMINOLE.138.138 | 1 | SEMINOL4 138.00 | 515044 | PAOLI- 4 138.00 | 515100 | 138
OKGE | TOPOLOGY%OKGE%OKGE%8988%A | Paoli OKGE - Walnut Creek 138 kV | Line | OKGE.PAOLI1.8988.OKGE.WALCK.138.138 | 1 | WLNUTCK4 138.00 | 515097 | PAOLI- 4 138.00 | 515100 | 138
OKGE | TOPOLOGY%OKGE%OKGE%8939%A | Park Lane - Seminole OKGE 138 kV | Line | OKGE.SEMINOLE.8939.OKGE.PRKLN1.138.138 | 1 | SEMINOL4 138.00 | 515044 | PARKLN 4 138.00 | 515178 | 138
OKGE | TOPOLOGY%OKGE%OKGE%PRKLN1_SOTHADA%A | Park Lane - South Ada 138 kV | Line | OKGE.PRKLN1.PRKLN1_SOTHADA.OKGE.SOTHADA4.138.138 | 1 | PARKLN 4 138.00 | 515178 | SOTHADA4 138.00 | 515180 | 138
OKGE | TOPOLOGY%OKGE%OKGE%PRKLN1_VALVU%A | Park Lane - Valley View 69 kV | Line | OKGE.PRKLN1.PRKLN1_VALVU.OKGE.VALVU.69.69 | [5 empty] | 69
OKGE | TOPOLOGY%OKGE%OKGE%9057%A | Park Lane - Vanoss 138 kV | Line | OKGE.VANOS.9057.OKGE.PRKLN1.138.138 | 1 | VANOSS 4 138.00 | 515174 | PARKLN 4 138.00 | 515178 | 138
OKGE | TOPOLOGY%OKGE%OKGE%8786%A | Park Place - Washington Park 138 kV | Line | OKGE.PRKPL.8786.OKGE.WASHPRK.138.138 | 1 | PARKPL 4 138.00 | 514871 | WASHPRK4 138.00 | 515156 | 138
OKGE | TOPOLOGY%OKGE%OKGE%9148%A | Parkview - Albert Pike 69kV | Line | OKGE.PRKVU.9148.OKGE.ALBRTPK2.69.69 | 1 | PARKVU 2 69.000 | 515288 | ALBPKTP2 69.000 | 515368 | 69
OKGE | TOPOLOGY%OKGE%OKGE%PRKVU_BELLE%A | Parkview - Belle Ave 69 kV | Line | OKGE.PRKVU.PRKVU_BELLE.OKGE.BELLE.69.69 | [5 empty] | 69
OKGE | TOPOLOGY%OKGE%OKGE%SPVALLY2_PAYNE%A | Payne - Spring Valley Tap 138kV | Line | OKGE.SPVALLY2.SPVALLY2_PAYNE.OKGE.PAYNE.138.138 | 1 | PAYNESB4 138.00 | 515039 | SPVALLY4 138.00 | 515512 | 138
OKGE | TOPOLOGY%OKGE%OKGE%PRSON_PEARSON%A | Pearson - Pearson Tap 69 kV | Line | OKGE.PRSON.PRSON_PEARSON.OKGE.PEARSON2.69.69 | 1 | PEARSNT2 69.000 | 515053 | PEARSON2 69.000 | 515067 | 69
OKGE | TOPOLOGY%OKGE%OKGE%TRIBBEY_PEARSN%A | Pearson Tap - Tribbey 69 kV | Line | OKGE.PRSON.TRIBBEY_PEARSN.OKGE.TRIBBEY2.69.69 | 1 | TRIBBEY2 69.000 | 515052 | PEARSNT2 69.000 | 515053 | 69
OKGE | TOPOLOGY%CO%CO%LINE%LN | Penn Caps - Pennsylvania 69 kV | Line | LINE.NOT.IN.EMS.CANT.999.999 | 1 | PENN 2 69.000 | 514924 | PENCAPS2 69.000 | 515043 | 69
OKGE | TOPOLOGY%OKGE%OKGE%8821%A | Pennsylvania - Santa Fe OKGE 138 kV | Line | OKGE.SNTFE.8821.OKGE.PENN1.138.138 | 1 | PENN 4 138.00 | 514925 | SANTAFE_4 138.00 | 514926 | 138
OKGE | TOPOLOGY%OKGE%OKGE%8810%A | Pennsylvania - SW 64th 69 kV | Line | OKGE.SW64.8810.OKGE.PENN1.69.69 | 1 | SW 64TH2 69.000 | 514918 | PENN 2 69.000 | 514924 | 69
OKGE | TOPOLOGY%OKGE%OKGE%8822%A | Pennsylvania - Westmoore 138 kV | Line | OKGE.WESTMOR4.8822.OKGE.PENN1.138.138 | 1 | WESTMOR4 138.00 | 514887 | PENN 4 138.00 | 514925 | 138
OKGE | TOPOLOGY%OKGE%OKGE%8793%A | Pennsylvania - Will Rogers Airport 138 kV | Line | OKGE.PENN1.8793.OKGE.WRAIRPRT.138.138 | 1 | WRAIRPT4 138.00 | 514889 | PENN 4 138.00 | 514925 | 138
OKGE | TOPOLOGY%OKGE%OKGE%8609%A | Perry OKGE - Sooner 138 kV | Line | OKGE.SONR1.8609.OKGE.PERRY1.138.138 | 1 | PERRY 4 138.00 | 514707 | SOONER 4 138.00 | 514802 | 138
OKGE | TOPOLOGY%CO%CO%LINE%LN | Perry WFEC - WF Kay 69 kV | Line | LINE.NOT.IN.EMS.CANT.999.999 | 1 | WF KAY 2 69.000 | 514768 | PERRY 2 69.000 | 521034 | 69
OKGE | TOPOLOGY%OKGE%OKGE%WDWRDEHV_PERSM%A | Persimmon Creek - Woodward District EHV 345 kV | Line | OKGE.WDWRDEHV.WDWRDEHV_PERSM.OKGE.PERSMNCK.345.345 | 1 | PERSMNCR 345.00 | 514841 | WWRDEHV7 345.00 | 515375 | 345
OKGE | TOPOLOGY%OKGE%OKGE%8767%A | Piedmont - Richards 138 kV | Line | OKGE.RICHRDS.8767.OKGE.PDMNT.138.138 | 1 | RICHRDS4 138.00 | 514862 | PIEDMNT4 138.00 | 514864 | 138
OKGE | TOPOLOGY%OKGE%OKGE%8913%A | Pipeline - Shell Pipeline Cushing 69 kV | Line | OKGE.SHELC.8913.OKGE.PIPEL.69.69 | 1 | PIPELIN2 69.000 | 515022 | SHLCSHT2 69.000 | 515508 | 69
OKGE | TOPOLOGY%OKGE%OKGE%8825%A | Pleasant Valley OKGE - Turner 138 kV | Line | OKGE.TURNER4.8825.OKGE.PLVAL.138.138 | 1 | PLVALLY4 138.00 | 514929 | TURNER 4 138.00 | 514992 | 138
OKGE | TOPOLOGY%OKGE%OKGE%POLECAT_CREEK%A | Polecat Creek - Polecat Creek Tap 138 kV | Line | OKGE.POLECTP4.POLECAT_CREEK.OKGE.POLECAT4.138.138 | 1 | POLECTP4 138.00 | 515218 | POLECAT4 138.00 | 515219 | 138
OKGE | TOPOLOGY%OKGE%OKGE%POLECTP_TIBBNS%A | Polecat Creek - Tibbens 138 kV | Line | OKGE.TIBBN.POLECTP_TIBBNS.OKGE.POLECTP4.138.138 | 1 | POLECTP4 138.00 | 515218 | TIBBENS4 138.00 | 515237 | 138
OKGE | TOPOLOGY%OKGE%OKGE%OMKAWS_OMGONT%A | Ponca City Gonterman - Ponca City Kaw Switch 69 kV | Line | OKGE.OMKAWS.OMKAWS_OMGONT.OKGE.OMGONTER.69.69 | 1 | OMGONTER 69.000 | 529245 | OMKAWS 69.000 | 529246 | 69
OKGE | TOPOLOGY%OKGE%OKGE%OMGONTER_OMNEA%A | Ponca City Gonterman - Ponca City Northeast 69 kV | Line | OKGE.OMGONTER.OMGONTER_OMNEA.OKGE.OMNEASTT.69.69 | 1 | OMNEASTT 69.000 | 529244 | OMGONTER 69.000 | 529245 | 69
OKGE | TOPOLOGY%OKGE%OKGE%OMHUFFYT_OMMOR%A | Ponca City Huffy - Ponca City Moran 69 kV | Line | OKGE.OMHUFFYT.OMHUFFYT_OMMOR.OKGE.OMMORANT.69.69 | 1 | OMMORANT 69.000 | 529241 | OMHUFFYT 69.000 | 529242 | 69
OKGE | TOPOLOGY%OKGE%OKGE%OMMCORD_OMKAWS%A | Ponca City Kaw Switch - Ponca City Mccord 69 kV | Line | OKGE.OMMCORD.OMMCORD_OMKAWS.OKGE.OMKAWS.69.69 | 1 | OMKAWS 69.000 | 529246 | OMMCCORD 69.000 | 529247 | 69
OKGE | TOPOLOGY%OKGE%OKGE%OMKAWS_OMPECAN%A | Ponca City Kaw Switch - Ponca City Pecan 69 kV | Line | OKGE.OMKAWS.OMKAWS_OMPECAN.OKGE.OMPECANT.69.69 | 1 | OMKAWS 69.000 | 529246 | OMPECANT 69.000 | 529248 | 69
OKGE | TOPOLOGY%OKGE%OKGE%OMNEASTT_OMNWE%A | Ponca City Northeast - Ponca City Northwest 69 kV | Line | OKGE.OMNEASTT.OMNEASTT_OMNWE.OKGE.OMNWESTT.69.69 | 1 | OMNWESTT 69.000 | 529243 | OMNEASTT 69.000 | 529244 | 69
OKGE | TOPOLOGY%OKGE%OKGE%OMPECANT_OMWW%A | Ponca City Pecan - Ponca City Water Works 69 kV | Line | OKGE.OMPECANT.OMPECANT_OMWW.OKGE.OMWW.69.69 | 1 | OMPECANT 69.000 | 529248 | OMWW 69.000 | 529249 | 69
OKGE | TOPOLOGY%OKGE%OKGE%8651%A | Ponca City Water Works - Osage OKGE 69 kV | Line | OKGE.OMWW.8651.OKGE.OSAGE_OG.69.69 | 1 | OSGE 2 69.000 | 514742 | OMWW 69.000 | 529249 | 69
OKGE | TOPOLOGY%OKGE%OKGE%9021%A | Pooleville - Ratliff 138 kV | Line | OKGE.POOLE.9021.OKGE.RATLF1.138.138 | 1 | CARTRCO4 138.00 | 515561 | POOLVIL4 138.00 | 515130 | 138
OKGE | TOPOLOGY%OKGE%OKGE%9023%A | Pooleville - Sunnyside 138 kV | Line | OKGE.SUNNYSDE.9023.OKGE.POOLE.138.138 | 1 | POOLVIL4 138.00 | 515130 | SUNNYSD4 138.00 | 515135 | 138
OKGE | TOPOLOGY%OKGE%OKGE%9016%B | Prairie Point - Ratliff 138 kV | Line | OKGE.PRARPNT4.9016.OKGE.RATLF1.138.138 | 1 | RATLIFF4 138.00 | 515129 | PRARPNT4 138.00 | 515134 | 138
OKGE | TOPOLOGY%CO%CO%LINE%LN | Princeville - Princeville Tap 69kV | Line | LINE.NOT.IN.EMS.CANT.999.999 | 1 | PRINCEV2 | 515030 | PRNCVLT2 | 515037 | 69
OKGE | TOPOLOGY%OKGE%OKGE%8855%B | Purcell - Walnut Creek 138kV | Line | OKGE.PURCELL4.8855.OKGE.WALCK.138.138 | 1 | PURCELL4 138.00 | 515475 | WLNUTCK4 138.00 | 515097 | 138
OKGE | TOPOLOGY%OKGE%OKGE%8760%A | Quail Creek - Silverlake 138 kV | Line | OKGE.SLVRL.8760.OKGE.QUAIL.138.138 | 1 | QUAILCK4 138.00 | 514851 | SLVRLAK4 138.00 | 514852 | 138
OKGE | TOPOLOGY%OKGE%OKGE%8759%A | Quail Creek - Skyline 138 kV | Line | OKGE.QUAIL.8759.OKGE.SKYLN.138.138 | 1 | SKYLINE4 138.00 | 514850 | QUAILCK4 138.00 | 514851 | 138
OKGE | TOPOLOGY%OKGE%OKGE%RANCHRD7_OPENS%A | Ranch Road-Open Sky 345kV | Line | OKGE.RANCHRD7.RANCHRD7_OPENS.OKGE.OPENSKY7.345.345 | 1 | RANCHRD7 345.00 | 515576 | OPENSKY7 345.00 | 515621 | 345
OKGE | TOPOLOGY%OKGE%OKGE%9019%A | Ratliff - Wildhorse Tap 69 kV | Line | OKGE.WILDH.9019.OKGE.RATLF1.69.69 | 1 | WLDHRST2 69.000 | 515127 | RATLIFF2 69.000 | 515128 | 69
OKGE | TOPOLOGY%OKGE%OKGE%RAZR_SUBIACOT%A | Razorback - Subiaco Tap 161kV | Line | OKGE.RAZRBAK2.RAZR_SUBIACOT.OKGE.SUBIACOT.161.161 | 1 | RAZRBAK5 161.00 | 515357 | SUBIACT5 161.00 | 515440 | 69
OKGE | TOPOLOGY%OKGE%OKGE%REDCTP_REDCLF%A | Red Cliff - Red Cliff Tap 138 kV ZBR | Line | OKGE.REDCLFTP.REDCTP_REDCLF.OKGE.REDCLIFF.138.138 | 1 | REDCLIFF 138.00 | 515534 | REDCLFTP 138.00 | 515533 | 138
OKGE | TOPOLOGY%OKGE%OKGE%REDGNTN7_WDRNG%A | Redington - Woodring 345 kV | Line | OKGE.REDGNTN7.REDGNTN7_WDRNG.OKGE.WDRNG1.345.345 | 1 | REDNGTN7 345.00 | 514747 | WOODRNG7 345.00 | 514715 | 345
OKGE | TOPOLOGY%OKGE%OKGE%8961%A | Remington - Rushing 69 kV | Line | OKGE.RSHNG1.8961.OKGE.RMING.69.69 | 1 | RUSHING2 69.000 | 515063 | RMINGTN2 69.000 | 515069 | 69
OKGE | TOPOLOGY%OKGE%OKGE%8963%A | Remington - Shawnee OKGE 69 kV | Line | OKGE.RMING.8963.OKGE.SHWNE.69.69 | 1 | SHAWNEE2 69.000 | 515068 | RMINGTN2 69.000 | 515069 | 69
OKGE | TOPOLOGY%OKGE%OKGE%REMPK_REMNG_1%A | Remington Park - Remngton Park Tap 138 kV | Line | OKGE.REMNGPK4.REMPK_REMNG_1.OKGE.REMPK.138.138 | 1 | REMPKTP4 138.00 | 514872 | REMNGPK4 138.00 | 514874 | 138
OKGE | TOPOLOGY%OKGE%OKGE%8785%A | Remngton Park Tap - Stonewall OKGE 138 kV | Line | OKGE.STNWL.8785.OKGE.REMPK.138.138 | 1 | STNWAL 4 138.00 | 514870 | REMPKTP4 138.00 | 514872 | 138
OKGE | TOPOLOGY%OKGE%OKGE%RENFROW_TIE%A | Renfro OKGE - Renfrow WFEC 138 kV | Line | OKGE.RENFROW7.RENFROW_TIE.WFEC.RENFROWF.138.138 | 1 | RENFROW4 138.00 | 515544 | SAND RDG_138138.00 | 520409 | 138
OKGE | TOPOLOGY%WR%WR%HUNTER_VIOLA%A | Renfrow - Viola 345 kV | Line | WR.VIOLA7.HUNTER_VIOLA.OKGE.RENFROW7.345.345 | 1 | VIOLA 7 345.00 | 532798 | RENFROW7 345.00 | 515543 | 345
OKGE | TOPOLOGY%OKGE%OKGE%RENFROW_MEDFRD%A | Renfrow - WFEC Medford Tap 138 kV | Line | OKGE.RENFROW7.RENFROW_MEDFRD.OKGE.MDFRDTP4.138.138 | 1 | RENFROW4 138.00 | 515544 | MDFRDTP4 138.00 | 515569 | 138
OKGE | TOPOLOGY%OKGE%OKGE%RENFROW_MEDFRD%A | Renfrow - WFEC Medford Tap 138kV | Line | OKGE.RENFROW7.NOTINEMS.OKGE.MDFRDTP4.138.138 | [5 empty] | 138
OKGE | TOPOLOGY%OKGE%OKGE%8883%A | Reno - Sunnylane 69 kV | Line | OKGE.RENO1.8883.OKGE.SUNLN.69.69 | 1 | RENO 2 69.000 | 514972 | SUNNYLN2 69.000 | 514980 | 69
OKGE | TOPOLOGY%OKGE%OKGE%8870%A | Reno - Trosper 138 kV | Line | OKGE.RENO1.8870.OKGE.TRSPR.138.138 | 1 | TROSPER4 138.00 | 514963 | RENO 4 138.00 | 514973 | 138
OKGE | TOPOLOGY%SPA%SPA%SUNST_RSKERR%B | Robert S. Kerr - Sunset Corner OKGE 161 kV | Line | SPA.RSKERR1.SUNST_RSKERR.OKGE.SUNSTCN5.161.161 | 1 | RS KERR5 161.00 | 505582 | SUNSTCN5 161.00 | 515254 | 161
OKGE | TOPOLOGY%OKGE%OKGE%8954%A | Rock Creek OKGE - NE 45th Street Tap 138 kV | Line | OKGE.ROKCK.8954.OKGE.NE45T.138.138 | 1 | ROCK CK4 138.00 | 515058 | NE45TAP4 138.00 | 515062 | 138
OKGE | TOPOLOGY%OKGE%OKGE%RCKFLS_RDRUNNR%1 | Rock Falls - Road Runner 138 kV | Line | OKGE.RCKFALLS.RCKFLS_RDRUNNR.OKGE.RDRUNNR4.138.138 | 1 | RDRUNNR4 138.00 | 514203 | ROCKFALLS 138.00 | 515535 | 138
OKGE | TOPOLOGY%OKGE%OKGE%9046%A | Rocky Point - South Commerce Tap 69 kV | Line | OKGE.RKYPT1.9046.OKGE.ARDMO.69.69 | 1 | ROCKYPT2 69.000 | 515163 | SCMMRCT2 69.000 | 515420 | 69
OKGE | TOPOLOGY%OKGE%OKGE%9047%A | Rocky Point - Springdale Tap OKGE 138 kV | Line | OKGE.RKYPT1.9047.OKGE.SPRIN.138.138 | 1 | ROCKYPT4 138.00 | 515164 | SPRNDAL4 138.00 | 515172 | 138
OKGE | TOPOLOGY%OKGE%OKGE%9029%A | Rocky Point - Sunnyside 138 kV | Line | OKGE.SUNNYSDE.9029.OKGE.RKYPT1.138.138 | 1 | SUNNYSD4 138.00 | 515135 | ROCKYPT4 138.00 | 515164 | 138
OKGE | TOPOLOGY%OKGE%OKGE%9122B%A | Roland Road - Roland Tap 69 kV | Line | OKGE.ROLANTP2.9122B.OKGE.ROLAN.69.69 | 1 | ROLANRD2 69.000 | 515257 | ROLANTP2 69.000 | 515277 | 69
OKGE | TOPOLOGY%OKGE%OKGE%ROLANTP_KLGOR%A | Roland Tap - Kilgore REA Tap 69 kV | Line | OKGE.ROLANTP2.ROLANTP_KLGOR.OKGE.KLGOR.69.69 | 1 | KLGORE 2 69.000 | 515335 | ROLANTP2 69.000 | 515277 | 69
OKGE | TOPOLOGY%OKGE%OKGE%8718%A | Roman Nose - Southard 138 kV | Line | OKGE.ROMAN.8718.OKGE.STHRD.138.138 | 1 | SOUTHRD4 138.00 | 514822 | ROMNOSE4 138.00 | 514823 | 138
OKGE | TOPOLOGY%OKGE%OKGE%8903%A | Rosedale - Spring Hill Tap 69 kV | Line | OKGE.SPRHT.8903.OKGE.ROSEDAL2.69.69 | 1 | ROSEDAL2 69.000 | 515004 | SPRHILT2 69.000 | 515005 | 69
OKGE | TOPOLOGY%OKGE%OKGE%ROSSVILL_WFEC%A | Rossville - WFEC Rossville Tap 138 kV | Line | LINE.NOT.IN.EMS.CANT.999.999 | 1 | WFROSST4 138.00 | 515366 | RSSVILE4 138.00 | 521107 | 138
OKGE | TOPOLOGY%OKGE%OKGE%RUDY5_TWNBRDG5%A | Rudy - Twin Bridges OKGE 161 kV | Line | OKGE.RUDY5.RUDY5_TWNBRDG5.OKGE.TWNBRDG5.161.161 | 1 | RUDY 5 161.00 | 515337 | TWNBRDG5 161.00 | 515360 | 161
OKGE | TOPOLOGY%OKGE%OKGE%8994%A | Rush Creek - Shell Elmore City 69 kV | Line | OKGE.RUSCK.8994.OKGE.SHELL2.69.69 | 1 | RUSHCRK2 69.000 | 515103 | SHLCTYT2 69.000 | 515507 | 69
OKGE | TOPOLOGY%OKGE%OKGE%STIRLING_RUSET%A | Russet - Stirling Road 138 kV | Line | OKGE.RUSET.STIRLING_RUSET.OKGE.STIRLING.138.138 | 1 | STIRLNG4 138.00 | 515932 | RUSSET-4 138.00 | 515120 | 138
OKGE | TOPOLOGY%OKGE%OKGE%9015%A | Russett OKGE - Russett WFEC 138 kV | Line | OKGE.RUSET.9015.WFEC.RUSSETT.138.138 | 1 | RUSSET-4 138.00 | 515120 | RUSSETT4 138.00 | 521044 | 138
OKGE | TOPOLOGY%OKGE%OKGE%9014%A | Russett OKGE - Springdale Tap OKGE 138 kV | Line | OKGE.RUSET.9014.OKGE.SPRIN.138.138 | 1 | RUSSET-4 138.00 | 515120 | SPRNDAL4 138.00 | 515172 | 138
OKGE | TOPOLOGY%OKGE%OKGE%SASAT_SASAKWA%A | Sasakwa - Sasakwa Tap 69 kV | Line | OKGE.SASAT.SASAT_SASAKWA.OKGE.SASAKWA2.69.69 | 1 | SASAKWT2 69.000 | 515094 | SASAKWA2 69.000 | 515096 | 69
OKGE | TOPOLOGY%OKGE%OKGE%8986%A | Sasakwa Tap - Seminole Pump 69 kV | Line | OKGE.SASAT.8986.OKGE.SMNLPMP2.69.69 | 1 | SMNLPMP2 69.000 | 515092 | SASAKWT2 69.000 | 515094 | 69
OKGE | TOPOLOGY%OKGE%OKGE%SEAWAY_CNTAP%A | Seaway - Pipeline Center Tap 69 kV | Line | OKGE.SEAWAY.SEAWAY_CNTAP.OKGE.CNTAP.69.69 | 1 | PLCNTRT2 69.000 | 515020 | SEAWAYS2 69.000 | 515119 | 69
OKGE | TOPOLOGY%OKGE%OKGE%SEILING_TATONG%A | Seiling - Tatonga 345 kV | Line | OKGE.SLNGWND7.SEILING_TATONG.OKGE.TATONGA.345.345 | [5 empty] | 345
OKGE | TOPOLOGY%OKGE%OKGE%MUSKG_SEMNL%A | Seminole OKGE - Muskogee 345 kV | Line | OKGE.SEMINOLE.MUSKG_SEMNL.OKGE.MUSKOGEE.345.345 | 1 | SEMINOL7 345.00 | 515045 | MUSKOGE7 345.00 | 515224 | 345
OKGE | TOPOLOGY%OKGE%OKGE%8938%A | Seminole OKGE - Vanoss 138 kV | Line | OKGE.VANOS.8938.OKGE.SEMINOLE.138.138 | 1 | SEMINOL4 138.00 | 515044 | VANOSTP4 138.00 | 515531 | 138
OKGE | TOPOLOGY%OKGE%OKGE%SERVICE_DRUM1%A | Service Pl Drumright -Service Pl Drumright Tap 69 kV | Line | OKGE.SVCPLDR2.SERVICE_DRUM1.OKGE.SVCPLTP2.69.69 | 1 | SVCPLTP2 69.000 | 515028 | SVCPLDR2 69.000 | 515031 | 69
OKGE | TOPOLOGY%OKGE%OKGE%8920%B | Service Pl Drumright Tap - Princeville Tap 69 kV | Line | OKGE.PRNCV.8920.OKGE.SVCPLTP2.69.69 | 1 | SVCPLTP2 69.000 | 515028 | PRNCVLT2 69.000 | 515037 | 69
OKGE | TOPOLOGY%OKGE%OKGE%8920%A | Service Pl Drumright Tap - Tiger Creek 69 kV | Line | OKGE.SVCPLTP2.8920.OKGE.TIGER2.69.69 | 1 | TIGERCK2 69.000 | 515027 | SVCPLTP2 69.000 | 515028 | 69
OKGE | TOPOLOGY%OKGE%OKGE%8709B%A | Service Pl El Reno - Yukon 69 kV | Line | OKGE.YUKON.8709B.OKGE.SVCELRN2.69.69 | 1 | YUKON 2 69.000 | 514816 | SVCELRN2 69.000 | 514817 | 69
OKGE | TOPOLOGY%OKGE%OKGE%SHAD-P_SHADY_1%A | Shady Point - WFEC Shady Point Tap 161 kV | Line | WFEC.SHADYPT5.SHAD-P_SHADY_1.OKGE.SHAD-PT5.161.161 | 1 | SHAD-PT5 161.00 | 515265 | SHADYPT5 161.00 | 521062 | 161
OKGE | TOPOLOGY%OKGE%OKGE%SHAWNL_SINCPAN%A | Shawn Lake - Sinclair Panova 69kV | Line | OKGE.SHAWNLK2.SHAWNL_SINCPAN.OKGE.SINCPAN2.69.69 | 1 | SHAWNLK2 69.000 | 515066 | SINCPAN2 69.000 | 515072 | 69
OKGE | TOPOLOGY%OKGE%OKGE%SHWNE_SINCPAN%A | Shawnee OKGE - Sinclair Panova 69 kV | Line | OKGE.SINCPAN2.SHWNE_SINCPAN.OKGE.SHWNE.69.69 | 1 | SHAWNEE2 69.000 | 515068 | SINCPAN2 69.000 | 515072 | 69
OKGE | TOPOLOGY%OKGE%OKGE%8994%B | Shell Elmore City - Wynnewood OKGE 69 kV | Line | OKGE.WYNWD.8994.OKGE.SHELL2.69.69 | 1 | SHLCTYT2 69.000 | 515507 | WYNWOD 2 69.000 | 515105 | 69
OKGE | TOPOLOGY%OKGE%OKGE%8914%A | Shell Elmore City Tap - Shell Pipeline Cushing 69 kV | Line | OKGE.SHLTP.8914.OKGE.SHELC.69.69 | 1 | SHLCSHT2 69.000 | 515508 | SHELLTP2 69.000 | 515024 | 69
OKGE | TOPOLOGY%OKGE%OKGE%SHORT_SUBIACOT%A | Short Mountain - Subiaco Tap 161 kV | Line | OKGE.SHORT.SHORT_SUBIACOT.OKGE.SUBIACOT.161.161 | 1 | SHORTMT5 161.00 | 515358 | SUBIACT5 161.00 | 515440 | 161
OKGE | TOPOLOGY%OKGE%OKGE%SINCLAIR_RINGL%A | Sinclair - Sinclair PL Ringling 69 kV | Line | OKGE.SINCLAR2.SINCLAIR_RINGL.OKGE.SINCPLT2.69.69 | 1 | SINCPLT2 69.000 | 515145 | SINCLAR2 69.000 | 515146 | 69
OKGE | TOPOLOGY%OKGE%OKGE%SINCLAIR_DRUM%A | Sinclair Drumright - Sinclair Drumright Tap 69 kV | Line | OKGE.SINDRTP2.SINCLAIR_DRUM.OKGE.SINDRUM2.69.69 | 1 | SINDRUM2 69.000 | 515015 | CHDRTAP2 69.000 | 515016 | 69
OKGE | TOPOLOGY%OKGE%OKGE%SINCLAIR_DRUM%A | Sinclarir Drumright - Hammett Tap 69 kV | Line | OKGE.CNDLR.8843.OKGE.HAMMETT2.69.69 | 1 | CHDRTAP2 69.000 | 515016 | HAMMETT2 69.000 | 514841 | 69
OKGE | TOPOLOGY%OKGE%OKGE%9136B%A | Skullyville - Spiro Coal 69 kV | Line | OKGE.SPIROCL2.9136B.OKGE.SKULY.69.69 | 1 | SPIROTP2 69.000 | 515510 | SKULYVL2 69.000 | 515270 | 69
OKGE | LINE%CURRENTLY%NOT%MODELED%IN%EMS | Sooner - River Road 345kV | Line | OKGE.SONR1.NOTINEMS.OKGE.ROSE.345.345 | [5 empty] | 345
OKGE | TOPOLOGY%OKGE%OKGE%8655%B | Sooner - Sooner Pump Tap 138 kV | Line | OKGE.SONR1.8655.OKGE.SNRPMPT4.138.138 | 1 | SNRPMPT4 138.00 | 514798 | SOONER 4 138.00 | 514802 | 138
OKGE | TOPOLOGY%OKGE%OKGE%ONEOK_SONR1%A | Sooner - Spring Creek OKGE 345 kV | Line | OKGE.ONEOK.ONEOK_SONR1.OKGE.SONR1.345.345 | 1 | SOONER 7 345.00 | 514803 | SPRNGCK7 345.00 | 514881 | 345
OKGE | TOPOLOGY%OKGE%OKGE%8620%A | Sooner - Woodring 345 kV | Line | OKGE.SONR1.8620.OKGE.WDRNG1.345.345 | 1 | WOODRNG7 345.00 | 514715 | SOONER 7 345.00 | 514803 | 345
OKGE | TOPOLOGY%OKGE%OKGE%SNRPT_SNRPM_1%A | Sooner Pump - Sooner Pump Tap 138 kV | Line | OKGE.SNRPMPT4.SNRPT_SNRPM_1.OKGE.SNRPMP4.138.138 | 1 | SNRPMPT4 138.00 | 514798 | SNRPMP 4 138.00 | 514799 | 138
OKGE | TOPOLOGY%OKGE%OKGE%SONR_ROSE%A | Sooner-Ranch Road 345kV | Line | OKGE.RANCHRD7.SONR_ROSE.OKGE.SONR1.345.345 | 1 | SOONER 7 345.00 | 514803 | RANCHRD7 345.00 | 515576 | 345
OKGE | TOPOLOGY%OKGE%OKGE%8623%A | South 4th St - Vance AFB 69 kV | Line | OKGE.SO4TH1.8623.OKGE.VANCE.69.69 | 1 | VANCE 2 69.000 | 514718 | SO4TH 2 69.000 | 514730 | 69
OKGE | TOPOLOGY%OKGE%OKGE%8617%A | South 4th St - Waukomis Tap 138 kV | Line | OKGE.SO4TH1.8617.OKGE.WAUKT.138.138 | 1 | WAUKOTP4 138.00 | 514711 | SO4TH 4 138.00 | 514731 | 138
OKGE | TOPOLOGY%OKGE%OKGE%8640%A | South 4th Street - Imo 138 kV | Line | OKGE.IMO.8640.OKGE.SO4TH1.138.138 | 1 | SO4TH 4 138.00 | 514731 | IMO 4 138.00 | 514790 | 138
OKGE | TOPOLOGY%OKGE%OKGE%SOTHADA4_HARDE%A | South Ada-Harden 138 kV | Line | OKGE.SOTHADA4.SOTHADA4_HARDE.OKGE.HARDEN4.138.138 | 1 | SOTHADA4 138.00 | 515180 | HARDEN4 138.00 | 515181 | 138
OKGE | TOPOLOGY%OKGE%OKGE%SGATE_134PENTP%A | Southgate OKGE - SW 134th and Penn Tap 138 kV | Line | OKGE.134PENTP.SGATE_134PENTP.OKGE.SGATE.138.138 | 1 | SW134TP4 138.00 | 514876 | SOGATE 4 138.00 | 514928 | 138
OKGE | TOPOLOGY%OKGE%OKGE%SGATE_TURNER%A | Southgate OKGE - Turner 138 kV | Line | OKGE.TURNER4.SGATE_TURNER.OKGE.SGATE.138.138 | 1 | SOGATE 4 138.00 | 514928 | TURNER 4 138.00 | 514992 | 138
OKGE | TOPOLOGY%CO%CO%LINE%LN | Spalding OKGE - Van Buren OKGE 69 kV | Line | OKGE.VANBU.9156.OKGE.SPALDNG2.69.69 | 1 | SPALDNG2 69.000 | 515296 | VNBUREN2 69.000 | 515297 | 69
OKGE | TOPOLOGY%OKGE%OKGE%8899%A | Spring Hill OKGE - Spring Hill Tap 69 kV | Line | OKGE.SPRHT.8899.OKGE.SPGHL.69.69 | 1 | SPRNGHL2 69.000 | 514995 | SPRHILT2 69.000 | 515005 | 69
OKGE | TOPOLOGY%OKGE%OKGE%SPVALLY2_STILW%A | Spring Valley Tap - Stillwater OKGE 138 kV | Line | OKGE.SPVALLY2.SPVALLY2_STILW.OKGE.STILW1.138.138 | 1 | STILWTR4 138.00 | 515011 | SPVALLY4 138.00 | 515512 | 138
OKGE | TOPOLOGY%OKGE%OKGE%SQRCK_STERLING%A | Squirrel Creek - Sterling Tap WFEC 138 kV | Line | OKGE.SQRCK.SQRCK_STERLING.WFEC.STRLGTP4.138.138 |  | SQUIRCK4 138.00 | 515059 | STRLGTP4 138.00 | 515286 | 138
OKGE | TOPOLOGY%OKGE%OKGE%8958%A | St Gregory - NE 45th Street Tap 138 kV | Line | OKGE.STGRG.8958.OKGE.NE45T.138.138 | 1 | STGREG 4 138.00 | 515061 | NE45TAP4 138.00 | 515062 | 138
OKGE | TOPOLOGY%OKGE%OKGE%STARTP_BROWN%A | Star Road Tap - Brown OKGE 138 kV | Line | OKGE.STARRDTP.STARTP_BROWN.OKGE.BROWN2.138.138 | 1 | BROWN 4 138.00 | 515157 | EXPLRTAP4 138.00 | 515153 | 138
OKGE | TOPOLOGY%OKGE%OKGE%8783%A | Stonewall OKGE - Western Avenue 138 kV | Line | OKGE.WSTRN.8783.OKGE.STNWL.138.138 | 1 | WESTERN4 138.00 | 514869 | STNWAL 4 138.00 | 514870 | 138
OKGE | TOPOLOGY%OKGE%OKGE%JOLLY_SULPH%A | Sulfur - Jollyville 138 kV | Line | OKGE.SULPHR.JOLLY_SULPH.OKGE.JOLLYVL4.138.138 | 1 | JOLLYVL4 138.00 | 515118 | SULPHR 4 138.00 | 515559 | 138
OKGE | TOPOLOGY%OKGE%OKGE%KERR_SUNOIL%A | Sun Oil - Wynnewood Refinery Tap #2 69 kV | Line | OKGE.SUNOIL2.KERR_SUNOIL.OKGE.KMWWT.69.69 | 1 | WNREF2T2 69.000 | 515106 | SUNOILT2 69.000 | 515515 | 69
OKGE | TOPOLOGY%OKGE%OKGE%8891%A | Sunnylane - Tinker #3 69 kV | Line | OKGE.TNKR3.8891.OKGE.SUNLN.69.69 | 1 | SUNNYLN2 69.000 | 514980 | TINKER32 69.000 | 514981 | 69
OKGE | TOPOLOGY%CO%CO%LINE%LN | Sunnyside - Sunnyside Caps 138 kV | Line | OKGE.SUNNYSDE.NOT.OKGE.SUNNYSDE.138.138 | 1 | SUNNYSD4 138.00 | 515135 | SUNCAPS4 138.00 | 515286 | 138
OKGE | TOPOLOGY%OKGE%OKGE%9027%A | Sunnyside - Uniroyal 138 kV | Line | OKGE.SUNNYSDE.9027.OKGE.UNROY.138.138 | 1 | SUNNYSD4 138.00 | 515135 | UNIROY 4 138.00 | 515137 | 138
OKGE | LINE%CURRENTLY%NOT%MODELED%IN%EMS | Sunset Corner OKGE - Sunset Corner WFEC 161 kV | Line | LINE.NOT.IN.EMS.CANT.999.999 | 1 | SUNSTCN5 161.00 | 515254 | SUNSTCR5 161.00 | 521124 | 161
OKGE | TOPOLOGY%OKGE%OKGE%SUNSTC_SHAD-_1%A | Sunset Corner OKGE - WFEC Shady Point Tap 161 kV | Line | OKGE.SHAD-PT5.SUNSTC_SHAD-_1.OKGE.SUNSTCN5.161.161 | 1 | SUNSTCN5 161.00 | 515254 | SHAD-PT5 161.00 | 515265 | 161
OKGE | TOPOLOGY%OKGE%OKGE%WEST_134PENTP%A | SW 134th and Penn Tap - Westmoore 138 kV | Line | OKGE.134PENTP.WEST_134PENTP.OKGE.WESTMOR4.138.138 | 1 | SW134TP4 138.00 | 514876 | WESTMOR4 138.00 | 514887 | 138
OKGE | TOPOLOGY%OKGE%OKGE%8814%A | SW 22nd - SW 5th 69 kV | Line | OKGE.SW51.8814.OKGE.SW22.69.69 | 1 | SW 5TH 2 69.000 | 514919 | SW22ND 2 69.000 | 514975 | 69
OKGE | TOPOLOGY%OKGE%OKGE%TANGIER_TANGTP%A | Tangier - Tangier Tap 69 kV | Line | OKGE.TANGRTP2.TANGIER_TANGTP.OKGE.TANGIER2.69.69 | 1 | TANGIER2 69.000 | 514771 | TANGRTP2 69.000 | 514775 | 69
OKGE | TOPOLOGY%OKGE%OKGE%8687%A | Tangier Tap - Woodward Nitrogen 69 kV | Line | OKGE.WRGRA.8687.OKGE.TANGRTP2.69.69 | 1 | TANGRTP2 69.000 | 514775 | WDNITRO2 69.000 | 514779 | 69
OKGE | TOPOLOGY%OKGE%OKGE%7431%A | Tarby - WFEC Shady Point Tap 161 kV | Line | OKGE.SHAD-PT5.7431.OKGE.TARBY1.161.161 | 1 | TARBY 5 161.00 | 515264 | SHAD-PT5 161.00 | 515265 | 161
OKGE | TOPOLOGY%OKGE%OKGE%WWEHV_TATNGA%A | Tatonga - Woodward District EHV 345 kV CKT 1 | Line | OKGE.TATONGA.WWEHV_TATNGA.OKGE.WDWRDEHV.345.345 | 1 | WWRDEHV7 345.00 | 515375 | TATONGA7 345.00 | 515407 | 345
OKGE | TOPOLOGY%OKGE%OKGE%WDWEHV_TATNGA2%A | Tatonga - Woodward District EHV 345 kV CKT 2 | Line | OKGE.WDWRDEHV.WDWEHV_TATNGA2.OKGE.TATONGA.345.345 | 2 | WWRDEHV7 345.00 | 515375 | TATONGA7 345.00 | 515407 | 345
OKGE | TOPOLOGY%OKGE%OKGE%8745%A | Tennessee - Tennessee Tap 138 kV | Line | OKGE.TNESE.8745.OKGE.TNSTP.138.138 | 1 | TENESTP4 138.00 | 514837 | TENNESE4 138.00 | 514838 | 138
OKGE | TOPOLOGY%OKGE%OKGE%8743%A | Tennessee - Wilshire 138 kV | Line | OKGE.WLSHR.8743.OKGE.TNESE.138.138 | 1 | WILSHIR4 138.00 | 514836 | TENNESE4 138.00 | 514838 | 138
OKGE | TOPOLOGY%OKGE%OKGE%WDWRD_THISTL1%A | Thistle - Woodward District EHV 345 kV ckt 1 | Line | OKGE.WDWRDEHV.WDWRD_THISTL1.OKGE.THISTLE7.345.345 | 1 | THISTLE7 345.00 | 539801 | WWRDEHV7 345.00 | 515375 | 345
OKGE | TOPOLOGY%OKGE%OKGE%WDWRD_THISTL2%A | Thistle - Woodward District EHV 345 kV ckt 2 | Line | OKGE.WDWRDEHV.WDWRD_THISTL2.OKGE.THISTLE7.345.345 | 2 | THISTLE7 345.00 | 539801 | WWRDEHV7 345.00 | 515375 | 345
OKGE | TOPOLOGY%OKGE%OKGE%WDWRD_THISTLE1%A | Thistle - Woodward EHV 345 kV ckt 1 | Line |  | 1 | THISTLE7 345.00 | 539801 | WWRDEHV7 345.00 | 515375 | 345
OKGE | TOPOLOGY%OKGE%OKGE%WDWRD_THISTLE2%A | Thistle - Woodward EHV 345 kV ckt 2 | Line |  | 2 | THISTLE7 345.00 | 539801 | WWRDEHV7 345.00 | 515375 | 345
OKGE | TOPOLOGY%OKGE%OKGE%8664%A | Three Sands - Tonkawa OMPA Tap 69 kV | Line | OKGE.TONKA.8664.OKGE.THREE.69.69 | 1 | TONKAWA2 69.000 | 514752 | 3SANDS 2 69.000 | 514762 | 69
OKGE | TOPOLOGY%OKGE%OKGE%8897%A | Tinker #2 - Tinker #5 138 kV | Line | OKGE.TNKR2.8897.OKGE.TINK5.138.138 | 1 | TINKER24 138.00 | 514990 | TINKER54 138.00 | 514994 | 138
OKGE | TOPOLOGY%OKGE%OKGE%TNKR4_TNKR6%A | Tinker #4 - Tinker #6 138 kV | Line | OKGE.TNKR4.TNKR4_TNKR6.OKGE.TNKR6.138.138 | 1 | TINKER44 138.00 | 514988 | TINKER6 138.00 | 515806 | 138
OKGE | TOPOLOGY%OKGE%OKGE%TNKR6_TINK5%A | Tinker #5 - Tinker #6 138 kV | Line | OKGE.TNKR6.TNKR6_TINK5.OKGE.TINK5.138.138 | 1 | TINKER54 138.00 | 514994 | TINKER6 138.00 | 515806 | 138
OKGE | TOPOLOGY%OKGE%OKGE%ETOWAH_TRIBBEY%A | Tribbey Tap-Etowah 69kV | Line | OKGE.TRIBBEY2.ETOWAH_TRIBBEY.ETOWA.69.69 | 1 | TRIBBEY2 69.000 | 515052 | ETOWAH 2 69.000 | 514996 | 69
OKGE | TOPOLOGY%OKGE%OKGE%TRIBBE_SRVCE_1%A | Tribbey Tap-Tribbey Service 69kV | Line | OKGE.SRVCEPL2.TRIBBE_SRVCE_1.OKGE.TRIBBEY2.69.69 | 1 | TRIBBEY2 69.000 | 515052 | SRVCEPL2 69.000 | 515095 | 69
OKGE | TOPOLOGY%OKGE%OKGE%WARWICK_TRYON%A | Tryon - Warwick 138 kV | Line | OKGE.WARWICK4.A.OKGE.TRYON.138.138 | 1 | TRYON 138.00 | 515675 | WARWICK4 138.00 | 515047 | 138
OKGE | TOPOLOGY%OKGE%OKGE%RUDY5_VBI5_1%A | Twin Bridges OKGE - VBI 161 kV 161 kV | Line | OKGE.VBI5.RUDY5_VBI5_1.OKGE.TWNBRDG5.161.161 | 1 | VBI 5 161.00 | 515339 | TWNBRDG5 161.00 | 515360 | 161
OKGE | TOPOLOGY%OKGE%OKGE%9158%A | Van Buren Avec - Van Buren OKGE 69 kV | Line | OKGE.VANBU.9157.OKGE.VBIAV.69.69 | 1 | VNBUREN2 69.000 | 515297 | VBAVEC 2 69.000 | 515298 | 69
OKGE | TOPOLOGY%OKGE%OKGE%9158%A | Van Buren Avec - VBI 69 kV 69 kV | Line | OKGE.VBI5.9158.OKGE.VBIAV.69.69 | 1 | VBAVEC 2 69.000 | 515298 | VBI 2 69.000 | 515336 | 69
OKGE | TOPOLOGY%SPA%SPA%7404%A | Van Buren SPA - VBI 161 kV 161 kV | Line | SPA.VANBUR1.7404.OKGE.VBI5.161.161 | Z1 | VAN BUR5 161.00 | 505522 | VBI 5 161.00 | 515339 | 161
OKGE | TOPOLOGY%OKGE%OKGE%9189%A | VBI - AVEC Oak Grove 161 kV | Line | OKGE.VBI5.9189.OKGE.OAKGR2.161.161 | 1 | VBI 5 161.00 | 515339 | OAKGROV_5 161.00 | 515340 | 161
OKGE | TOPOLOGY%OKGE%OKGE%WEBBRF_WARNER%A | Warner - Webbers Falls OKGE 69 kV | Line | OKGE.WEBBRFL2.WEBBRF_WARNER.OKGE.WARNR.69.69 | 1 | WEBBRFL2 69.000 | 515203 | WARNER 2 69.000 | 515213 | 69
OKGE | TOPOLOGY%OKGE%OKGE%WRVAL_GARBTAP%1 | Warren Valley OKGE - Warren Valley WFEC 138 kV | Line | OKGE.WRVALLY4.WRVAL_GARBTAP.WFEC.GARB_TAP.138.138 | Z1 | WRVALLY4 138.00 | 514713 | GARBER 4 138.00 | 521106 | 138
OKGE | TOPOLOGY%OKGE%OKGE%WARWIC_ROSSVL%A | Warwick - WFEC Rossville Tap 138 kV | Line | OKGE.WARWICK4.WARWIC_ROSSVL.WFEC.WFROSSVL.138.138 | 1 | WARWICK4 138.00 | 515047 | WFROSST4 138.00 | 515366 | 138
OKGE | TOPOLOGY%OKGE%OKGE%8786%B | Washington Park - Reno 138 kV | Line | OKGE.WASHPRK.8786.OKGE.RENO1.138.138 | 1 | RENO 4 138.00 | 514973 | WASHPRK4 138.00 | 515156 | 138
OKGE | TOPOLOGY%OKGE%OKGE%8614%A | Waukomis - Waukomis Tap 138 kV | Line | OKGE.WAUKT.8614.OKGE.WAUKO.138.138 | 1 | WAUKOMI4 138.00 | 514710 | WAUKOTP4 138.00 | 514711 | 138
OKGE | TOPOLOGY%OKGE%OKGE%8616%A | Waukomis Tap - Woodring 138 kV | Line | OKGE.WAUKT.8616.OKGE.WDRNG1.138.138 | 1 | WAUKOTP4 138.00 | 514711 | WOODRNG4 138.00 | 514714 | 138
OKGE | TOPOLOGY%OKGE%OKGE%WELLS_WELLSPA%A | Wells OKGE - Wells SPA 69 kV | Line | OKGE.WELLSPA2.WELLS_WELLSPA.OKGE.WELLS2.69.69 | 1 | WELLS 2 69.000 | 515202 | WELLSPA2 69.000 | 515215 | 69
OKGE | TOPOLOGY%OKGE%OKGE%8982%A | Wewoka OKGE - Wewoka Tap 69 kV | Line | OKGE.WEWOT.8982.OKGE.WEWOK1.69.69 | 1 | WEWOKAT2 69.000 | 515087 | WEWOKA 2 69.000 | 515089 | 69
OKGE | TOPOLOGY%WFEC%WFEC%WOLF_CHEEK%A | WFEC Cheek Tap - Wolf Creek OKGE 138 kV | Line | OKGE.WLFCK.WOLF_CHEEK.WFEC.CHEEKTP.138.138 | 1 | WOLFCRK4 138.00 | 515143 | CHEEKTP4 138.00 | 515415 | 138
OKGE | TOPOLOGY%OKGE%OKGE%9143%A | Wheeler - Yaffe Tap 69kV | Line | OKGE.WHELR.9143.OKGE.YAFFETP2.69.69 | 1 | WHEELER2 69.000 | 515291 | YAFFETP2 69.000 | 515273 | 69
OKGE | TOPOLOGY%OKGE%OKGE%8602%A | White Eagle - Deadman Creek Tap 138 kV | Line | OKGE.WHEGL.8602.OKGE.DEADTAP.138.138 | 1 | WHEAGLE4 138.00 | 514761 | DMNCRKT4 138.00 | 515412 | 138
OKGE | TOPOLOGY%OKGE%OKGE%WILDHR_WILDHRT%A | Wildhorse OKGE - Wildhorse Tap 69 kV | Line | OKGE.WILDHRS2.WILDHR_WILDHRT.OKGE.WILDH.69.69 | 1 | WILDHRS2 69.000 | 515125 | WLDHRST2 69.000 | 515127 | 69
OKGE | TOPOLOGY%OKGE%OKGE%8691%A | Windfarm Switching Station - Woodward District 138 kV | Line | OKGE.WDWRD1.8691.OKGE.FPLSWTCH.138.138 | 1 | WOODWRD4 138.00 | 514785 | WINDFRM4 138.00 | 515785 | 138
OKGE | TOPOLOGY%OKGE%OKGE%8613%A | Woodring - South 4th St 138 kV | Line | OKGE.FRMTT.8613.OKGE.SO4TH1.138.138 | 1 | FRMNTAP4 138.00 | 514709 | SO4TH 4 138.00 | 514731 | 138
OKGE | TOPOLOGY%CO%CO%LINE%LN | Woodring - Woodring Caps 138 kV | Line | LINE.NOT.IN.EMS.CANT.999.999 | 1 | WOODRNG4 138.00 | 514714 | WDRNGCAP 138.00 | 514786 | 138
OKGE | TOPOLOGY%WFEC%WFEC%8690%B | Woodward - Woodward District 69 kV | Line | WFEC.WOODWRD.8690.OKGE.CEDAR5.69.69 | 1 | WODWRD 2 69.000 | 514782 | WOODWRD2 69.000 | 521096 | 69
OKGE | TOPOLOGY%OKGE%OKGE%WWEHV_CKT2%A | Woodward District - Woodward District EHV 138 kV #2 | Line | OKGE.WDWRDEHV.WWEHV_CKT2.OKGE.WDWRD1.138.138 | 2 | WOODWRD4 138.00 | 514785 | WWRDEHV4 138.00 | 515376 | 138
OKGE | TOPOLOGY%OKGE%OKGE%WDWRDEHV_NBUFF%A | Woodward District EHV - Great Western Wind 345 kV | Line | OKGE.WDWRDEHV.WDWRDEHV_NBUFF.OKGE.NBUFFRG7.345.345 | 1 | WWRDEHV7 345.00 | 515375 | NBUFFRG7 345.00 | 515378 | 345
OKGE | TOPOLOGY%OKGE%OKGE%WWEHV_PS_1%1 | Woodward PS - Woodward EHV 138 kV | Line | OKGE.WDWRD1.WWEHV_PS_1.OKGE.WDWRDEHV.138.138 | 1 | WWDPST 4 138.00 | 515425 | WWRDEHV4 138.00 | 515376 | 138
OKGE | TOPOLOGY%OKGE%OKGE%KERRMCGEE_REF%A | Wynnewood Refinery #1- Wynnewood Refinery Tap #1 69 kV | Line | OKGE.KMREF.KERRMCGEE_REF.OKGE.KMREFTP2.69.69 | 1 | KMREF 2 69.000 | 515109 | KMREFTP2 69.000 | 515110 | 69
OKGE | TOPOLOGY%OKGE%OKGE%8995%A | Wynnewood Refinery #1- Wynnewood Refinery Tap #2 69 kV | Line | OKGE.KMREF.8995.OKGE.KMWWT.69.69 | 1 | KMWWTAP2 69.000 | 515106 | KMREF 2 69.000 | 515109 | 69
OKGE | TOPOLOGY%OKGE%OKGE%8998%A | Wynnewood Refinery #2 - Wynnewood Refinery Tap #2 69 kV | Line | OKGE.KMWYN.8998.OKGE.KMWWT.69.69 | 1 | WNREF2T2 69.000 | 515106 | WYNREF22 69.000 | 515108 | 69
OKGE | TOPOLOGY%OKGE%OKGE%YAFFETP_YAFFE%A | Yaffe Tap - Yaffee 69 kV | Line | OKGE.YAFFETP2.YAFFETP_YAFFE.OKGE.YAFFE2.69.69 | 1 | YAFFETP2 69.000 | 515273 | YAFFE 2 69.000 | 515280 | 69
OKGE | TOPOLOGY%CO%CO%LINE%LN | Young Creek - Young Creek Tap 69 kV | Line | LINE.NOT.IN.EMS.CANT.999.999 | 1 | YOUNGCT2 69.000 | 515385 | YOUNGCK2 69.000 | 515386 | 69
OMLP | TOPOLOGY%EES%EES%DELL___OSEO_N5%A | Dell - Osceola North 161 kV | Line | EES.OSEO_N.DELL___OSEO_N5.EES.DELL.161.161 | 1 | 5DELL 1 161.00 | 338185 | 5OSCL N 161.00 | 338392 | 161
OMLP | TOPOLOGY%EES%EES%OSEOL2_OSEOIN5%A | Osceola - Osceola Industrial 161 kV | Line | EES.OSEOIN.OSEOL2_OSEOIN5.EES.OSEOL2.161.161 | 1 | 5OSCEOLA 161.00 | 338390 | 5OSCIND 161.00 | 338391 | 161
OMLP | TOPOLOGY%EES%EES%OSEO_N_OSEOL25%A | Osceola - Osceola North 161 kV | Line | EES.OSEOL2.OSEO_N_OSEOL25.EES.OSEO_N.161.161 | 1 | 5OSCEOLA 161.00 | 338390 | 5OSCL N 161.00 | 338392 | 161
OMLP | TOPOLOGY%EES%EES%OSEOL2_WILSON5%A | Osceola - Wilson 161 kV | Line | EES.WILSON.OSEOL2_WILSON5.EES.OSEOL2.161.161 | 1 | 5WILSON 161.00 | 338181 | 5OSCEOLA 161.00 | 338390 | 161
OPPD | TOPOLOGY%OPPD%OPPD%SUB90SUB9069_3%S | Ash Grove - S900 69 kV | Line | OPPD.SUB900.SUB90SUB9069_3.OPPD.SUB900.69.69 | 1 | ASH GRV8 69.000 | 647100 | S900 8 69.000 | 647900 | 69
OPPD | TOPOLOGY%OPPD%OPPD%AUBURN_LDTIE%A | Auburn OPPD - Auburn Tap 69 kV | Line | OPPD.AUBURN3.AUBURN_LDTIE.OPPD.AUBRN_NP.69.69 | 1 | AUBURN 8 69.000 | 640062 | AUBRNT 8 69.000 | 647101 | 69
OPPD | TOPOLOGY%OPPD%OPPD%SUB96AUBUR69_1%1 | Auburn Tap - S963 69 kV | Line | OPPD.AUBURN3.SUB96AUBUR69_1.OPPD.SUB963.69.69 | 1 | AUBRNT 8 69.000 | 647101 | S963 8 69.000 | 647963 | 69
OPPD | TOPOLOGY%OPPD%OPPD%SUB97AUBUR69_1%1 | Auburn Tap - S975 69 kV | Line | OPPD.AUBURN3.SUB97AUBUR69_1.OPPD.SUB975.69.69 | 1 | AUBRNT 8 69.000 | 647101 | S975 8 69.000 | 647975 | 69
OPPD | TOPOLOGY%NPPD%NPPD%COOPER_973%A | Cooper OPPD - Cornfield 69 kV | Line | NPPD.COOPER.COOPER_973.NPPD.COOPCORN.69.69 | 1 | COOPER 869.000 | 640446 | CORNFLD8 69.000 | 640143 | 69
OPPD | TOPOLOGY%NPPD%NPPD%COOPCRN_973%A | Cornfield - S973 69 kV | Line | OPPD.SUB973.COOPCRN_973.OPPD.COOPCORN.69.69 | 1 | CORNFLD8 69.000 | 640143 | S973 8 69.000 | 647973 | 69
OPPD | TOPOLOGY%MEC%MEC%S1206CBLUF16_1%1 | Council Bluffs - S1206 161 kV | Line | OPPD.SUB1206.S1206CBLUF16_1.MEC.CBLUFFS.161.161 | 1 | CBLUFFS5 161.00 | 635001 | S1206 5 161.00 | 646206 | 161
OPPD | TOPOLOGY%MEC%MEC%SUB34CBLUF34_1%1 | Council Bluffs - S3456 345 kV | Line | MEC.CBLUFFS.SUB34CBLUF34_1.OPPD.SUB3456.345.345 | 1 | CBLUFFS3 345.00 | 635000 | S3456 3 345.00 | 645456 | 345
OPPD | TOPOLOGY%CO%CO%LINE%LN | Enron - Hydcap 69 kV | Line | LINE.NOT.IN.EMS.CANT.999.999 | 1 | HYDCAP 8 69.000 | 647102 | ENRON 8 69.000 | 647103 | 69
OPPD | TOPOLOGY%OPPD%OPPD%S1251_1587N_1%S | FC1A - S1251 161 kV | Line | OPPD.SUB1251.S1251_1587N_1.OPPD.SUB1251.161.161 | 1 | FC1A 5 161.00 | 645100 | S1251 5 161.00 | 646251 | 161
OPPD | TOPOLOGY%OPPD%OPPD%FREMONT_SUB991%A | Frem A - Sub991 69 kV | Line | OPPD.FREM_A.FREMONT_SUB991.OPPD.SUB991.69.69 | [5 empty] | 69
OPPD | TOPOLOGY%OPPD%OPPD%OP_696%A | Frem A - Sub992 69 kV | Line | OPPD.FREM_A.OP_696.OPPD.SUB992.69.69 | [5 empty] | 69
OPPD | TOPOLOGY%OPPD%OPPD%FRMAFRMNTO69_1%1 | Fremont OPPD - Frem A 69 kV | Line | OPPD.FRMNTOPD.FRMAFRMNTO69_1.OPPD.FREM_A.69.69 | [5 empty] | 69
OPPD | TOPOLOGY%OPPD%OPPD%NEBRCTY_HOLT%A | Holt Switching Station - Nebraska City 345 kV | Line | OPPD.NEBRCTY.NEBRCTY_HOLT.MPS.HOLT_SS.345.345 | 1 | HOLT 7 345.00 | 541510 | S3458 3 345.00 | 645458 | 345
OPPD | TOPOLOGY%OPPD%OPPD%SUB12SUB9716_1%1 | Humbolt - S1280 161 kV | Line | OPPD.SUB975.SUB12SUB9716_1.OPPD.SUB1280.161.161 | 1 | HUMBOLT5 161.00 | 640234 | S1280 5 161.00 | 646280 | 161
OPPD | TOPOLOGY%OPPD%OPPD%ENRONSUB9769_1%1 | Hydcap - S970 69 kV | Line | OPPD.ENRONOPD.ENRONSUB9769_1.OPPD.SUB970.69.69 | 1 | HYDCAP 8 69.000 | 647102 | S970 8 69.000 | 647970 | 69
OPPD | TOPOLOGY%OPPD%OPPD%ENRONSUB9769_2%1 | Hydcap - S974 69 kV | Line | OPPD.ENRONOPD.ENRONSUB9769_2.OPPD.SUB974.69.69 | 1 | HYDCAP 8 69.000 | 647102 | S974 8 69.000 | 647974 | 69
OPPD | TOPOLOGY%OPPD%OPPD%1500%1 | Kelly WR - S1399 161 kV | Line | WR.KELL.1500.OPPD.SUB1399.161.161 | 1 | KELLY 5 161.00 | 532913 | S1399 5 161.00 | 646399 | 161
OPPD | TOPOLOGY%OPPD%OPPD%KINDESUB9669_1%1 | KIN MOR - S962 69 kV | Line | OPPD.KINDER_M.KINDESUB9669_1.OPPD.SUB962.69.69 | 1 | KIN MTP8 69.000 | 647114 | S962 8 69.000 | 647962 | 69
OPPD | TOPOLOGY%OPPD%OPPD%KINDESUB9769_1%1 | KIN MOR - S971 69 kV | Line | OPPD.KINDER_M.KINDESUB9769_1.OPPD.SUB971.69.69 | 1 | KIN MTP8 69.000 | 647114 | S971 8 69.000 | 647971 | 69
OPPD | TOPOLOGY%OPPD%OPPD%OP_692C%A | Magellan Tap - Magellan 69 kV | Line | OPPD.MGLN_TP.OP_692C.OPPD.MAGELLAN.69.69 | 1 | MGLN TP8 69.000 | 647112 | MAGELLN8 69.000 | 647113 | 69
OPPD | TOPOLOGY%OPPD%OPPD%OP_692D%A | MAGELLN - S993 69 kV | Line | OPPD.SUB993.OP_692D.OPPD.MGLN_TP.69.69 | 1 | MGLN TP8 69.000 | 647112 | S993 8 69.000 | 647993 | 69
OPPD | TOPOLOGY%OPPD%OPPD%OP_692B%A | MAGELLN Tap - S964 69 kV | Line | OPPD.MGLN_TP.OP_692B.OPPD.SUB964.69.69 | 1 | MGLN TP8 69.000 | 647112 | S964 8 69.000 | 647964 | 69
OPPD | TOPOLOGY%CO%CO%LINE%LN | Mud Lng - S939 69 kV | Line | LINE.NOT.IN.EMS.CANT.999.999 | 1 | MUD LNG8 69.000 | 647104 | S939 8 69.000 | 647939 | 69
OPPD | TOPOLOGY%OPPD%OPPD%SUB96NCU9069_1%1 | NCU 903 - S962 69 kV | Line | OPPD.NCU903.SUB96NCU9069_1.OPPD.SUB962.69.69 | 1 | NCU903 8 69.000 | 647401 | S962 8 69.000 | 647962 | 69
OPPD | TOPOLOGY%OPPD%OPPD%SUB97NCU9069_1%1 | NCU 903 - S977 69 kV | Line | OPPD.NCU903.SUB97NCU9069_1.OPPD.SUB977.69.69 | 1 | NCU903 8 69.000 | 647401 | S977 8 69.000 | 647977 | 69
OPPD | TOPOLOGY%OPPD%OPPD%NCU90SUB9769_1%1 | NCU 904 - S970 69 kV | Line | OPPD.NCU904OP.NCU90SUB9769_1.OPPD.SUB970.69.69 | 1 | NC SYRA8 69.000 | 647402 | S970 8 69.000 | 647970 | 69
OPPD | TOPOLOGY%OPPD%OPPD%NCU90SUB9769_2%1 | NCU 904 - S971 69 kV | Line | OPPD.NCU904OP.NCU90SUB9769_2.OPPD.SUB971.69.69 | 1 | NC SYRA8 69.000 | 647402 | S971 8 69.000 | 647971 | 69
OPPD | TOPOLOGY%OPPD%OPPD%SUB96NEHAW69_2%1 | Nehawka - S961 69 kV | Line | OPPD.NEHAWKA.SUB96NEHAW69_2.OPPD.SUB961.69.69 | 1 | NEHAWKA8 69.000 | 640292 | S961 8 69.000 | 647961 | 69
OPPD | TOPOLOGY%OPPD%OPPD%SUB96NEHAW69_1%1 | Nehawka - S962 69 kV | Line | OPPD.NEHAWKA.SUB96NEHAW69_1.OPPD.SUB962.69.69 | 1 | NEHAWKA8 69.000 | 640292 | S962 8 69.000 | 647962 | 69
OPPD | TOPOLOGY%OPPD%OPPD%PAXMIPAXJU69_1%1 | Pax Mit - Pax Jct 69 kV | Line | OPPD.PAXMIT.PAXMIPAXJU69_1.OPPD.PAXJUNCT.69.69 | 1 | JCT205 8 69.000 | 647105 | PAX MIT8 69.000 | 647106 | 69
OPPD | TOPOLOGY%OPPD%OPPD%PAXJUSUB9069_1%1 | Pax Mit - S901 69 kV | Line | OPPD.PAXJUNCT.PAXJUSUB9069_1.OPPD.SUB901.69.69 | 1 | JCT205 8 69.000 | 647105 | S901 8 69.000 | 647901 | 69
OPPD | TOPOLOGY%OPPD%OPPD%SB923PAXMI69_1%1 | Pax Mit - S923 69 kV | Line | OPPD.PAXMIT.SB923PAXMI69_1.OPPD.SUB923.69.69 | 1 | PAX MIT8 69.000 | 647106 | S923 8 69.000 | 647923 | 69
OPPD | TOPOLOGY%MEC%MEC%FT_CARAUN34_1%1 | Raun - S3451 345 kV | Line | OPPD.FT_CAL.FT_CARAUN34_1.MEC.RAUN.345.345 | 1 | RAUN 3 345.00 | 635200 | S3451 3 345.00 | 645451 | 345
OPPD | TOPOLOGY%MEC%MEC%RAUNTEKAM16_1%1 | Raun - Tekamah OPPD 161 kV | Line | OPPD.TEKAMHO.RAUNTEKAM16_1.MEC.RAUN.161.161 | 1 | RAUN 5 161.00 | 635201 | TEKAMAH5 161.00 | 640377 | 161
OPPD | TOPOLOGY%OPPD%OPPD%SUB12SUB121618%1 | S1201 - S1206 161 kV | Line | OPPD.SUB1201.SUB12SUB121618.OPPD.SUB1206.161.161 | 1 | S1201 5 161.00 | 646201 | S1206 5 161.00 | 646206 | 161
OPPD | TOPOLOGY%OPPD%OPPD%SUB12SUB121623%1 | S1201 - S1220 161 kV | Line | OPPD.SUB1201.SUB12SUB121623.OPPD.SUB1220.161.161 | 1 | S1201 5 161.00 | 646201 | S1220 5 161.00 | 646220 | 161
OPPD | TOPOLOGY%OPPD%OPPD%SUB12SUB121632%1 | S1201 - S1229 161 kV | Line | OPPD.SUB1201.SUB12SUB121632.OPPD.SUB1229.161.161 | 1 | S1201 5 161.00 | 646201 | S1229 5 161.00 | 646229 | 161
OPPD | TOPOLOGY%OPPD%OPPD%SUB12SUB121610%1 | S1201 - S1286 161 kV | Line | OPPD.SUB1201.SUB12SUB121610.OPPD.SUB1286.161.161 | 1 | S1201 5 161.00 | 646201 | S1286 5 161.00 | 646286 | 161
OPPD | TOPOLOGY%OPPD%OPPD%SUB90SUB1269_3%1 | S1201 - S901 69 kV | Line | OPPD.SUB1201.SUB90SUB1269_3.OPPD.SUB901.69.69 | 1 | S901 8 69.000 | 647901 | JCT205 8 69.000 | 647105 | 69
OPPD | TOPOLOGY%OPPD%OPPD%S1216S120616_1%1 | S1206 - S1216 161 kV | Line | OPPD.SUB1206.S1216S120616_1.OPPD.SUB1216.161.161 | 1 | S1206 5 161.00 | 646206 | S1216 5 161.00 | 646216 | 161
OPPD | TOPOLOGY%OPPD%OPPD%SUB12SUB121616%1 | S1206 - S1232 161 kV | Line | OPPD.SUB1206.SUB12SUB121616.OPPD.SUB1232.161.161 | 1 | S1206 5 161.00 | 646206 | S1232 5 161.00 | 646232 | 161
OPPD | TOPOLOGY%OPPD%OPPD%SUB12SUB121631%1 | S1206 - S1244 161 kV | Line | OPPD.SUB1206.SUB12SUB121631.OPPD.SUB1244.161.161 | 1 | S1206 5 161.00 | 646206 | S1244 5 161.00 | 646244 | 161
OPPD | TOPOLOGY%OPPD%OPPD%SUB12SUB121621%1 | S1209 - S1231 161 kV #1 | Line | OPPD.SUB1209.SUB12SUB121621.OPPD.SUB1231.161.161 | 1 | S1209 5 161.00 | 646209 | S1231 5 161.00 | 646231 | 161
OPPD | TOPOLOGY%OPPD%OPPD%SUB12SUB121628%1 | S1209 - S1231 161 kV #2 | Line | OPPD.SUB1209.SUB12SUB121628.OPPD.SUB1231.161.161 | 2 | S1209 5 161.00 | 646209 | S1231 5 161.00 | 646231 | 161
OPPD | TOPOLOGY%OPPD%OPPD%SUB12SUB121614%1 | S1209 - S1250 161 kV #1 | Line | OPPD.SUB1209.SUB12SUB121614.OPPD.SUB1250.161.161 | 1 | S1209 5 161.00 | 646209 | S1250 5 161.00 | 646250 | 161
OPPD | TOPOLOGY%OPPD%OPPD%SUB12SUB121625%1 | S1209 - S1250 161 kV #2 | Line | OPPD.SUB1209.SUB12SUB121625.OPPD.SUB1250.161.161 | 2 | S1209 5 161.00 | 646209 | S1250 5 161.00 | 646250 | 161
OPPD | TOPOLOGY%OPPD%OPPD%SUB12SUB121653%1 | S1209 - S1252 161 kV | Line | OPPD.SUB1209.SUB12SUB121653.OPPD.SUB1252.161.161 | 1 | S1209 5 161.00 | 646209 | S1252 5 161.00 | 646252 | 161
OPPD | TOPOLOGY%OPPD%OPPD%SUB12SUB121648%1 | S1210 - S1217 161 kV | Line | OPPD.SUB1210.SUB12SUB121648.OPPD.SUB1217.161.161 | 1 | S1210 5 161.00 | 646210 | S1217 5 161.00 | 646217 | 161
OPPD | TOPOLOGY%OPPD%OPPD%SUB12SUB121612%1 | S1210 - S1222 161 kV | Line | OPPD.SUB1210.SUB12SUB121612.OPPD.SUB1222.161.161 | 1 | S1210 5 161.00 | 646210 | S1222 5 161.00 | 646222 | 161
OPPD | TOPOLOGY%OPPD%OPPD%SUB91SUB1269_2%1 | S1210 - S910 69 kV | Line | OPPD.SUB1210.SUB91SUB1269_2.OPPD.SUB910.69.69 | 1 | JCT205 8 69.000 | 647105 | S910 8 69.000 | 647910 | 69
OPPD | TOPOLOGY%OPPD%OPPD%SUB12SUB121651%1 | S1211 - S1220 161 kV | Line | OPPD.SUB1220.SUB12SUB121651.OPPD.SUB1211.161.161 | 1 | S1211 5 161.00 | 646211 | S1220 5 161.00 | 646220 | 161
OPPD | TOPOLOGY%OPPD%OPPD%SUB12SUB121624%1 | S1211 - S1250 161 kV #1 | Line | OPPD.SUB1250.SUB12SUB121624.OPPD.SUB1211.161.161 | 1 | S1211 5 161.00 | 646211 | S1250 5 161.00 | 646250 | 161
OPPD | TOPOLOGY%OPPD%OPPD%SUB12SUB121645%1 | S1211 - S1250 161 kV #2 | Line | OPPD.SUB1250.SUB12SUB121645.OPPD.SUB1211.161.161 | 2 | S1211 5 161.00 | 646211 | S1250 5 161.00 | 646250 | 161
OPPD | TOPOLOGY%OPPD%OPPD%SUB12SUB121627%1 | S1211 - S1299 161 kV | Line | OPPD.SUB1299.SUB12SUB121627.OPPD.SUB1211.161.161 | 1 | S1211 5 161.00 | 646211 | S1299 5 161.00 | 646299 | 161
OPPD | TOPOLOGY%OPPD%OPPD%SUB91SUB1269_1%1 | S1211 - S911 69 kV | Line | OPPD.SUB911O.SUB91SUB1269_1.OPPD.SUB1211.69.69 | 1 | S1211T1T 69.000 | 648011 | S911 8 69.000 | 647911 | 69
OPPD | TOPOLOGY%OPPD%OPPD%SUB12SUB7016_1%1 | S1211 - Sub701 161 kV | Line | MEC.SUB701.SUB12SUB7016_1.OPPD.SUB1211.161.161 | 1 | SUB701 5 161.00 | 635003 | S1211 5 161.00 | 646211 | 161
OPPD | TOPOLOGY%OPPD%OPPD%SUB12SUB121639%1 | S1214 - S1287 161 kV | Line | OPPD.SUB1214.SUB12SUB121639.OPPD.SUB1287.161.161 | 1 | S1214 5 161.00 | 646214 | S1287 5 161.00 | 646287 | 161
OPPD | TOPOLOGY%OPPD%OPPD%SUB12SUB9169_4%1 | S1214 - S914 69 kV | Line | OPPD.SUB1214.SUB12SUB9169_4.OPPD.SUB914.69.69 | 1 | S914A 8 69.000 | 647014 | S914 8 69.000 | 647914 | 69
OPPD | TOPOLOGY%OPPD%OPPD%OP_620%A | S1214 - S988 69 kV | Line | OPPD.SUB988.OP_620.OPPD.SUB1214.69.69 | 1 | S914A 8 69.000 | 647014 | S988 8 69.000 | 647988 | 69
OPPD | TOPOLOGY%OPPD%OPPD%S1216S121716_1%1 | S1216 - S1217 161 kV | Line | OPPD.SUB1216.S1216S121716_1.OPPD.SUB1217.161.161 | 1 | S1216 5 161.00 | 646216 | S1217 5 161.00 | 646217 | 161
OPPD | TOPOLOGY%OPPD%OPPD%SUB12SUB121630%1 | S1217 - S1227 161 kV | Line | OPPD.SUB1217.SUB12SUB121630.OPPD.SUB1227.161.161 | 1 | S1217 5 161.00 | 646217 | S1227 5 161.00 | 646227 | 161
OPPD | TOPOLOGY%OPPD%OPPD%SUB12SUB1216_9%1 | S1221 - S1231 161 kV | Line | OPPD.SUB1231.SUB12SUB1216_9.OPPD.SUB1221.161.161 | 1 | S1221 5 161.00 | 646221 | S1231 5 161.00 | 646231 | 161
OPPD | TOPOLOGY%OPPD%OPPD%SUB12SUB121638%1 | S1221 - S1255 161 kV | Line | OPPD.SUB1255.SUB12SUB121638.OPPD.SUB1221.161.161 | 1 | S1221 5 161.00 | 646221 | S1255 5 161.00 | 646255 | 161
OPPD | TOPOLOGY%OPPD%OPPD%SUB12SB92116_1%1 | S1221 - S921 161 kV | Line | OPPD.SUB1221.SUB12SB92116_1.OPPD.SUB921.161.161 | [5 empty] | 69
OPPD | TOPOLOGY%OPPD%OPPD%SUB12SUB121615%1 | S1222 - S1229 161 kV | Line | OPPD.SUB1222.SUB12SUB121615.OPPD.SUB1229.161.161 | 1 | S1222 5 161.00 | 646222 | S1229 5 161.00 | 646229 | 161
OPPD | TOPOLOGY%OPPD%OPPD%SUB12SUB121636%1 | S1226 - S1237 161 kV | Line | OPPD.SUB1226.SUB12SUB121636.OPPD.SUB1237.161.161 | 1 | S1226 5 161.00 | 646226 | S1237 5 161.00 | 646237 | 161
OPPD | TOPOLOGY%OPPD%OPPD%SUB12SUB121626%1 | S1226 - S1252 161 kV | Line | OPPD.SUB1226.SUB12SUB121626.OPPD.SUB1252.161.161 | 1 | S1226 5 161.00 | 646226 | S1252 5 161.00 | 646252 | 161
OPPD | TOPOLOGY%OPPD%OPPD%SUB1298SUB1226%1 | S1226 - S1298 161 kV #1 | Line | OPPD.SUB1226.SUB1298SUB1226.OPPD.SUB1298.161.161 | 1 | S1226 5 161.00 | 646226 | S1298 5 161.00 | 646298 | 161
OPPD | TOPOLOGY%OPPD%OPPD%SUB1226SUB1298%A | S1226 - S1298 161 kV #2 | Line | OPPD.SUB1226.SUB1226SUB1298.OPPD.SUB1298.161.161 | 2 | S1226 5 161.00 | 646226 | S1298 5 161.00 | 646298 | 161
OPPD | TOPOLOGY%OPPD%OPPD%TEKAMSUB1216_1%1 | S1226 - Tekamah OPPD 161 kV | Line | OPPD.SUB1226.TEKAMSUB1216_1.OPPD.TEKAMHO.161.161 | 1 | TEKAMAH5 161.00 | 640377 | S1226 5 161.00 | 646226 | 161
OPPD | TOPOLOGY%OPPD%OPPD%SUB12SUB121640%1 | S1227 - S1231 161 kV | Line | OPPD.SUB1227.SUB12SUB121640.OPPD.SUB1231.161.161 | 1 | S1227 5 161.00 | 646227 | S1231 5 161.00 | 646231 | 161
OPPD | TOPOLOGY%OPPD%OPPD%SUB12SUB121629%1 | S1231 - S1235 161 kV | Line | OPPD.SUB1231.SUB12SUB121629.OPPD.SUB1235.161.161 | 1 | S1231 5 161.00 | 646231 | S1235 5 161.00 | 646235 | 161
OPPD | TOPOLOGY%OPPD%OPPD%S1278S123216_1%1 | S1232 - S1278 161 kV | Line | OPPD.SUB1232.S1278S123216_1.OPPD.SUB1278.161.161 | 1 | S1232 5 161.00 | 646232 | S1278 5 161.00 | 646278 | 161
OPPD | TOPOLOGY%OPPD%OPPD%SUB12SUB121634%1 | S1233 - S1234 161 kV | Line | OPPD.SUB1233.SUB12SUB121634.OPPD.SUB1234.161.161 | 1 | S1233 5 161.00 | 646233 | S1234 5 161.00 | 646234 | 161
OPPD | TOPOLOGY%OPPD%OPPD%SUB12SUB121635%1 | S1233 - S1255 161 kV | Line | OPPD.SUB1233.SUB12SUB121635.OPPD.SUB1255.161.161 | 1 | S1233 5 161.00 | 646233 | S1255 5 161.00 | 646255 | 161
OPPD | TOPOLOGY%OPPD%OPPD%SUB12SUB121652%1 | S1234 - S1235 161 kV | Line | OPPD.SUB1234.SUB12SUB121652.OPPD.SUB1235.161.161 | 1 | S1234 5 161.00 | 646234 | S1235 5 161.00 | 646235 | 161
OPPD | TOPOLOGY%OPPD%OPPD%SUB12SUB121637%1 | S1235 - S1236 161 kV | Line | OPPD.SUB1235.SUB12SUB121637.OPPD.SUB1236.161.161 | 1 | S1235 5 161.00 | 646235 | S1236 5 161.00 | 646236 | 161
OPPD | TOPOLOGY%OPPD%OPPD%SUB12SUB121644%1 | S1235 - S1253 161 kV | Line | OPPD.SUB1235.SUB12SUB121644.OPPD.SUB1253.161.161 | 1 | S1235 5 161.00 | 646235 | S1253 5 161.00 | 646253 | 161
OPPD | TOPOLOGY%OPPD%OPPD%SUB13SUB1216_2%1 | S1236 - S1345 161 kV | Line | OPPD.SUB1236.SUB13SUB1216_2.OPPD.SUB1345.161.161 | 1 | S1236 5 161.00 | 646236 | S1345 5 161.00 | 646345 | 161
OPPD | TOPOLOGY%OPPD%OPPD%SUB12SUB121617%1 | S1237 - S1253 161 kV | Line | OPPD.SUB1237.SUB12SUB121617.OPPD.SUB1253.161.161 | 1 | S1237 5 161.00 | 646237 | S1367 5 161.00 | 646367 | 161
OPPD | TOPOLOGY%OPPD%OPPD%SUB13SUB1216_1%1 | S1237 - S1345 161 kV | Line | OPPD.SUB1237.SUB13SUB1216_1.OPPD.SUB1345.161.161 | 1 | S1237 5 161.00 | 646237 | S1345 5 161.00 | 646345 | 161
OPPD | TOPOLOGY%OPPD%OPPD%SUB12SUB121643%A | S1244 - S1366 161 kV | Line | OPPD.SUB1244.SUB12SUB121643.OPPD.SUB1366.161.161 | 1 | S1244 5 161.00 | 646244 | S1366 5 161.00 | 646366 | 161
OPPD | TOPOLOGY%OPPD%OPPD%S1249S125416_1%1 | S1249 - S1254 161 kV | Line | OPPD.SUB1249.S1249S125416_1.OPPD.SUB1254.161.161 | 1 | S1249 5 161.00 | 646249 | S1254 5 161.00 | 646254 | 161
OPPD | TOPOLOGY%OPPD%OPPD%S1256S124916_1%1 | S1249 - S1256 161 kV | Line | OPPD.SUB1249.S1256S124916_1.OPPD.SUB1256.161.161 | 1 | S1249 5 161.00 | 646249 | S1256 5 161.00 | 646256 | 161
OPPD | TOPOLOGY%OPPD%OPPD%SUB12SUB121611%1 | S1250 - S1297 161 kV | Line | OPPD.SUB1250.SUB12SUB121611.OPPD.SUB1297.161.161 | 1 | S1250 5 161.00 | 646250 | S1297 5 161.00 | 646297 | 161
OPPD | TOPOLOGY%OPPD%OPPD%SUB12SUB9169_3%1 | S1250 - S919 69 kV | Line | OPPD.SUB1250.SUB12SUB9169_3.OPPD.SUB919.69.69 | 1 | S950 8 69.000 | 647950 | S919 8 69.000 | 647919 | 69
OPPD | TOPOLOGY%OPPD%OPPD%SUB12SUB121649%1 | S1251 - S1297 161 kV | Line | OPPD.SUB1251.SUB12SUB121649.OPPD.SUB1297.161.161 | 1 | S1251 5 161.00 | 646251 | S1297 5 161.00 | 646297 | 161
OPPD | TOPOLOGY%OPPD%OPPD%SUB1298SUB1251%A | S1251 - S1298 161 kV | Line | OPPD.SUB1251.SUB1298SUB1251.OPPD.SUB1298.161.161 | 1 | S1251 5 161.00 | 646251 | S1298 5 161.00 | 646298 | 161
OPPD | TOPOLOGY%OPPD%OPPD%1588%A | S1251 - S1341 161 kV | Line | OPPD.SUB1251.1588.OPPD.SUB1341.161.161 | 1 | S1251 5 161.00 | 646251 | S1341 5 161.00 | 646341 | 161
OPPD | TOPOLOGY%OPPD%OPPD%FT_CASUB1216_1%1 | S1251 - S3451 161 kV | Line | OPPD.SUB1251.FT_CASUB1216_1.OPPD.FT_CAL.161.161 | [5 empty] | 161
OPPD | TOPOLOGY%OPPD%OPPD%SUB12FT_CA16_1%1 | S1251 - S3451 161 kV | Line | OPPD.SUB1251.SUB12FT_CA16_1.OPPD.FT_CAL.161.161 | [5 empty] | 161
OPPD | TOPOLOGY%OPPD%OPPD%S1256S125316_1%1 | S1253 - S1256 161 kV | Line | OPPD.SUB1253.S1256S125316_1.OPPD.SUB1256.161.161 | 1 | S1253 5 161.00 | 646253 | S1256 5 161.00 | 646256 | 161
OPPD | TOPOLOGY%OPPD%OPPD%S1281S125416_1%1 | S1254 - S1281 161 kV | Line | OPPD.SUB1254.S1281S125416_1.OPPD.SUB1281.161.161 | 1 | S1254 5 161.00 | 646254 | S1281 5 161.00 | 646281 | 161
OPPD | TOPOLOGY%OPPD%OPPD%SUB12SUB1216_8%1 | S1255 - S1259 161 kV | Line | OPPD.SUB1255.SUB12SUB1216_8.OPPD.SUB1259.161.161 | 1 | S1255 5 161.00 | 646255 | S1259 5 161.00 | 646259 | 161
OPPD | TOPOLOGY%OPPD%OPPD%SUB12SUB121646%1 | S1258 - S1263 161 kV | Line | OPPD.SUB1258.SUB12SUB121646.OPPD.SUB1263.161.161 | 1 | S1258 5 161.00 | 646258 | S1263 5 161.00 | 646263 | 161
OPPD | TOPOLOGY%OPPD%OPPD%S1366_1258%A | S1258 - S1366 161 kV | Line | OPPD.SUB1258.S1366_1258.OPPD.SUB1366.161.161 | 1 | S1258 5 161.00 | 646258 | S1366 5 161.00 | 646366 | 161
OPPD | TOPOLOGY%OPPD%OPPD%NEBRCSUB1216_1%1 | S1258 - S3458 161 kV | Line | OPPD.SUB1258.NEBRCSUB1216_1.OPPD.NEBRCTYG.161.161 | [5 empty] | 161
OPPD | TOPOLOGY%OPPD%OPPD%1602%A | S1259 - S1260 161 kV | Line | OPPD.SUB1259.1602.OPPD.SUB1260.161.161 | 1 | S1259 5 161.00 | 646259 | S1260 5 161.00 | 646260 | 161
OPPD | TOPOLOGY%OPPD%OPPD%S1278S125916_1%1 | S1259 - S1278 161 kV | Line | OPPD.SUB1259.S1278S125916_1.OPPD.SUB1278.161.161 | 1 | S1259 5 161.00 | 646259 | S1278 5 161.00 | 646278 | 161
OPPD | TOPOLOGY%OPPD%OPPD%SUB12SUB121633%1 | S1259 - S1281 161 kV | Line | OPPD.SUB1259.SUB12SUB121633.OPPD.SUB1281.161.161 | 1 | S1259 5 161.00 | 646259 | S1260 5 161.00 | 646260 | 161
OPPD | TOPOLOGY%OPPD%OPPD%SUB12SUB121633%1 | S1260 - S1281 161 kV | Line | OPPD.SUB1260.SUB12SUB121633.OPPD.SUB1281.161.161 | 1 | S1260 5 161.00 | 646260 | S1281 5 161.00 | 646281 | 161
OPPD | TOPOLOGY%OPPD%OPPD%SUB12SUB121647%1 | S1263 - S1280 161 kV | Line | OPPD.SUB1263.SUB12SUB121647.OPPD.SUB1280.161.161 | 1 | S1263 5 161.00 | 646263 | S1280 5 161.00 | 646280 | 161
OPPD | TOPOLOGY%OPPD%OPPD%SUB96SUB1269_2%1 | S1263 - S963 69 kV | Line | OPPD.SUB1263.SUB96SUB1269_2.OPPD.SUB963.69.69 | 1 | W BROCK8 69.000 | 647111 | S963 8 69.000 | 647963 | 69
OPPD | TOPOLOGY%OPPD%OPPD%SUB96SUB1269_1%1 | S1263 - S967 69 kV | Line | OPPD.SUB1263.SUB96SUB1269_1.OPPD.SUB967.69.69 | 1 | W BROCK8 69.000 | 647111 | S967 8 69.000 | 647967 | 69
OPPD | TOPOLOGY%OPPD%OPPD%SUB12SUB121650%1 | S1281 - S1287 161 kV | Line | OPPD.SUB1281.SUB12SUB121650.OPPD.SUB1287.161.161 | 1 | S1281 5 161.00 | 646281 | S1287 5 161.00 | 646287 | 161
OPPD | TOPOLOGY%OPPD%OPPD%SUB12SUB121619%1 | S1286 - S1299 161 kV | Line | OPPD.SUB1286.SUB12SUB121619.OPPD.SUB1299.161.161 | 1 | S1286 5 161.00 | 646286 | S1299 5 161.00 | 646299 | 161
OPPD | TOPOLOGY%OPPD%OPPD%SUB1298SUB1305%A | S1298 - S1305 161 kV | Line | OPPD.SUB1305.SUB1298SUB1305.OPPD.SUB1298.161.161 | 1 | S1298 5 161.00 | 646298 | S1305 5 161.00 | 646305 | 161
OPPD | TOPOLOGY%OPPD%OPPD%1626%A | S1305 - S1341 161 kV | Line | OPPD.SUB1305.1626.OPPD.SUB1341.161.161 | 1 | S1305 5 161.00 | 646305 | S1341 5 161.00 | 646341 | 161
OPPD | TOPOLOGY%OPPD%OPPD%S975_S1398%A | S1398 - Humbolt 161 kV | Line | OPPD.SUB975.S975_1398.OPPD.SUB1398.161.161 | 1 | HUMBOLT5 161.00 | 640234 | S1398 5 161.00 | 646398 | 161
OPPD | TOPOLOGY%OPPD%OPPD%S1399_S1398%A | S1398 - S1399 161 kV | Line | OPPD.SUB1398.S1399_S1398.OPPD.SUB1399.161.161 | 1 | S1398 5 161.00 | 646398 | S1399 5 161.00 | 646399 | 161
OPPD | TOPOLOGY%OPPD%OPPD%SUB34FT_CA34_1%1 | S3451 - S3454 345 kV | Line | OPPD.FT_CAL.SUB34FT_CA34_1.OPPD.SUB3454.345.345 | 1 | S3451 3 345.00 | 645451 | S3454 3 345.00 | 645454 | 345
OPPD | TOPOLOGY%OPPD%OPPD%SUB34FT_CA34_2%1 | S3451 - S3459 345 kV | Line | OPPD.FT_CAL.SUB34FT_CA34_2.OPPD.SUB3459.345.345 | 1 | S3451 3 345.00 | 645451 | S3459 3 345.00 | 645459 | 345
OPPD | TOPOLOGY%OPPD%OPPD%S3454S125434_1%1 | S3454 - S1254 345 kV | Line | OPPD.SUB3454.S3454S125434_1.OPPD.SUB1254.345.345 | [5 empty] | 345
OPPD | TOPOLOGY%OPPD%OPPD%SUB34SUB3434_1%1 | S3454 - S3455 345 kV | Line | OPPD.SUB3454.SUB34SUB3434_1.OPPD.SUB3455.345.345 | 1 | S3454 3 345.00 | 645454 | S3455 3 345.00 | 645455 | 345
OPPD | TOPOLOGY%OPPD%OPPD%S3455S125516_1%1 | S3455 - S1255 161 kV Line 1 | Line | OPPD.SUB3455.S3455S125516_1.OPPD.SUB1255.161.161 | [5 empty] | 161
OPPD | TOPOLOGY%OPPD%OPPD%S3455S125516_2%1 | S3455 - S1255 161 kV Line 2 | Line | OPPD.SUB3455.S3455S125516_2.OPPD.SUB1255.161.161 | [5 empty] | 161
OPPD | TOPOLOGY%OPPD%OPPD%SUB34SUB3434_3%1 | S3455 - S3456 345 kV | Line | OPPD.SUB3455.SUB34SUB3434_3.OPPD.SUB3456.345.345 | 1 | S3455 3 345.00 | 645455 | S3456 3 345.00 | 645456 | 345
OPPD | TOPOLOGY%OPPD%OPPD%SUB37SUB3434_1%1 | S3455 - S3740 345 kV | Line | OPPD.SUB3455.SUB37SUB3434_1.OPPD.SUB3740.345.345 | 1 | S3455 3 345.00 | 645455 | S3740 3 345.00 | 645740 | 345
OPPD | TOPOLOGY%OPPD%OPPD%SUB34SUB1216_3%1 | S3456 - S1206 161 kV | Line | OPPD.SUB3456.SUB34SUB1216_3.OPPD.SUB1206.161.161 | [5 empty] | 161
OPPD | TOPOLOGY%OPPD%OPPD%NEBRCSUB3434_1%1 | S3456 - S3458 345 kV | Line | OPPD.NEBRCTY.NEBRCSUB3434_1.OPPD.SUB3456.345.345 | 1 | S3456 3 345.00 | 645456 | S3458 3 345.00 | 645458 | 345
OPPD | TOPOLOGY%OPPD%OPPD%SUB34SUB3434_2%1 | S3456 - S3459 345 kV | Line | OPPD.SUB3456.SUB34SUB3434_2.OPPD.SUB3459.345.345 | 1 | S3456 3 345.00 | 645456 | S3459 3 345.00 | 645459 | 345
OPPD | TOPOLOGY%OPPD%OPPD%NEBRCSUB3734_1%1 | S3458 - S3740 345 kV | Line | OPPD.NEBRCTY.NEBRCSUB3734_1.OPPD.SUB3740.345.345 | 1 | S3458 3 345.00 | 645458 | S3740 3 345.00 | 645740 | 345
OPPD | TOPOLOGY%OPPD%OPPD%SUB34SUB1216_1%1 | S3459 - S1209 161 kV | Line | OPPD.SUB3459.SUB34SUB1216_1.OPPD.SUB1209.161.161 | [5 empty] | 161
OPPD | TOPOLOGY%OPPD%OPPD%SUB6815SUB9252%A | S6815 - S925 69 kV | Line | OPPD.SUB6815.SUB6815SUB9252.OPPD.SUB925.69.69 | [5 empty] | 69
OPPD | TOPOLOGY%OPPD%OPPD%SUB6815SUB9251%A | S681515 - S925 69 kV (629) | Line | OPPD.SUB925.SUB6815SUB9251.OPPD.SUB6815.69.69 | 1 | 915TP9 8 69.000 | 647017 | SAC629 8 69.000 | 647108 | 69
OPPD | TOPOLOGY%OPPD%OPPD%S6846S121469_1%1 | S6846 - S914 69 kV | Line | OPPD.SUB6846.S6846S121469_1.OPPD.SUB1214.69.69 | 1 | S6846 8 69.000 | 647846 | S914A 8 69.000 | 647014 | 69
OPPD | TOPOLOGY%OPPD%OPPD%S68SB98369_1%1 | S6846 - S983 69 kV | Line | OPPD.SUB6846.S68SB98369_1.OPPD.SUB983.69.69 | 1 | S6846 8 69.000 | 647846 | S983 8 69.000 | 647983 | 69
OPPD | TOPOLOGY%OPPD%OPPD%SUB99SUB9269%1 | S6865 - S925 69 kV (623) | Line | OPPD.SUB925.OP_623.OPPD.SUB6865.69.69 | 1 | SAC623 8 69.000 | 647107 | SAC SO 8 69.000 | 647109 | 69
OPPD | TOPOLOGY%OPPD%OPPD%SUB9815SUB9252%A | S6865 - S925 69 kV (629) | Line | OPPD.SUB925.OP_629.OPPD.SUB6865.69.69 | 1 | S6865 8 69.00 | 647925 | S925 8 69.000 | 509828 | 69
OPPD | TOPOLOGY%OPPD%OPPD%S925_6866%A | S6866 - S925 69 kV | Line | OPPD.SUB6866.S925_6866.OPPD.SUB925.69.69 | [5 empty] | 69
OPPD | TOPOLOGY%OPPD%OPPD%SUB99SUB9269_2%A | S6866 - S994 69 kV | Line | OPPD.SUB6866.SUB99SUB9269_2.OPPD.SUB994.69.69 | 1 | S6866 8 69.000 | 647866 | S994 8 69.000 | 647994 | 69
OPPD | TOPOLOGY%OPPD%OPPD%OP_657%A | S6874 - S995 69kV | Line | OPPD.SUB995.OP_657.OPPD.SUB6874.69.69 | 1 | S6874 8 69.000 | 647874 | S995 8 69.000 | 647995 | 69
OPPD | TOPOLOGY%OPPD%OPPD%SUB90SUB9169_5%1 | S900 - S914 69 kV | Line | OPPD.SUB900.SUB90SUB9169_5.OPPD.SUB914.69.69 | 1 | S900 8 69.000 | 647900 | S914 8 69.000 | 647914 | 69
OPPD | TOPOLOGY%OPPD%OPPD%SUB97SUB9069_1%1 | S900 - S972 69 kV | Line | OPPD.SUB900.SUB97SUB9069_1.OPPD.SUB972.69.69 | 1 | S900 8 69.000 | 647900 | S972 8 69.000 | 647972 | 69
OPPD | TOPOLOGY%OPPD%OPPD%SUB90SUB9769_1%1 | S900 - S979 69 kV | Line | OPPD.SUB900.SUB90SUB9769_1.OPPD.SUB979.69.69 | 1 | S900 8 69.000 | 647900 | 979TP 8 69.000 | 647079 | 69
OPPD | TOPOLOGY%OPPD%OPPD%SUB98SUB9069_2%1 | S900 - S985 69 kV | Line | OPPD.SUB900.SUB98SUB9069_2.OPPD.SUB985.69.69 | 1 | S900 8 69.000 | 647900 | S985 8 69.000 | 647985 | 69
OPPD | TOPOLOGY%OPPD%OPPD%SUB90SUB9169_4%1 | S901 - S912 69 kV | Line | OPPD.SUB901.SUB90SUB9169_4.OPPD.SUB912.69.69 | 1 | S901 8 69.000 | 647901 | S912 8 69.000 | 647912 | 69
OPPD | TOPOLOGY%OPPD%OPPD%SUB93SUB9069_2%1 | S902 - S937 69 kV | Line | OPPD.SUB902.SUB93SUB9069_2.OPPD.SUB937.69.69 | 1 | S902 8 69.000 | 647902 | S937 8 69.000 | 647937 | 69
OPPD | TOPOLOGY%OPPD%OPPD%SUB90SUB9869_2%1 | S902 - S983 69 kV | Line | OPPD.SUB902.SUB90SUB9869_2.OPPD.SUB983.69.69 | 1 | S902 8 69.000 | 647902 | S983 8 69.000 | 647983 | 69
OPPD | TOPOLOGY%OPPD%OPPD%SUB90SUB9869_1%1 | S902 - S984 69 kV | Line | OPPD.SUB902.SUB90SUB9869_1.OPPD.SUB984.69.69 | 1 | S902 8 69.000 | 647902 | S984 8 69.000 | 647984 | 69
OPPD | TOPOLOGY%OPPD%OPPD%SUB90SUB9069_6%1 | S904 - S906 69 kV | Line | OPPD.SUB904.SUB90SUB9069_6.OPPD.SUB906.69.69 | 1 | S904 8 69.000 | 647904 | S906 S 8 69.000 | 647906 | 69
OPPD | TOPOLOGY%OPPD%OPPD%SUB98SUB9069_1%1 | S904 - S985 69 kV | Line | OPPD.SUB904.SUB98SUB9069_1.OPPD.SUB985.69.69 | 1 | S904 8 69.000 | 647904 | S985 8 69.000 | 647985 | 69
OPPD | TOPOLOGY%OPPD%OPPD%SUB90SUB1269_1%1 | S906 - S1206 69 kV Line 1 | Line | OPPD.SUB906.SUB90SUB1269_1.OPPD.SUB1206.69.69 | [5 empty] | 69
OPPD | TOPOLOGY%OPPD%OPPD%SUB90SUB1269_2%1 | S906 - S1206 69 kV Line 2 | Line | OPPD.SUB906.SUB90SUB1269_2.OPPD.SUB1206.69.69 | [5 empty] | 69
OPPD | TOPOLOGY%OPPD%OPPD%SUB91SUB9069_6%1 | S906 - S916 69 kV | Line | OPPD.SUB906.SUB91SUB9069_6.OPPD.SUB916.69.69 | 1 | S906 N 8 69.000 | 647006 | S916 8 69.000 | 647916 | 69
OPPD | TOPOLOGY%OPPD%OPPD%SUB92SUB9069_1%1 | S906 - S924 69 kV | Line | OPPD.SUB906.SUB92SUB9069_1.OPPD.SUB924.69.69 | 1 | S906 S 8 69.000 | 647906 | S924 8 69.000 | 647924 | 69
OPPD | TOPOLOGY%OPPD%OPPD%SUB90SUB9269_1%1 | S906 - S928 69 kV | Line | OPPD.SUB906.SUB90SUB9269_1.OPPD.SUB928.69.69 | 1 | S906 N 8 69.000 | 647006 | S928 8 69.000 | 647928 | 69
OPPD | TOPOLOGY%OPPD%OPPD%SUB93SUB9069_1%1 | S906 - S938 69 kV (628) | Line | OPPD.SUB906.SUB93SUB9069_1.OPPD.SUB938.69.69 | 1 | S906 N 8 69.000 | 647006 | S938 8 69.000 | 647938 | 69
OPPD | TOPOLOGY%OPPD%OPPD%SUB93SUB9069_5%1 | S906 - S938 69 kV (658) | Line | OPPD.SUB938.SUB93SUB9069_5.OPPD.SUB906.69.69 | 1 | S906 N 8 69.000 | 647006 | S938 8 69.000 | 647938 | 69
OPPD | TOPOLOGY%OPPD%OPPD%SUB97SUB9069_2%1 | S906 - S979 69 kV | Line | OPPD.SUB906.SUB97SUB9069_2.OPPD.SUB916.69.69 | 1 | S906 N 8 69.000 | 647006 | 979TP 8 69.000 | 647079 | 69
OPPD | TOPOLOGY%OPPD%OPPD%SUB91SUB9069_3%1 | S907 - S911 69 kV | Line | OPPD.SUB907.SUB91SUB9069_3.OPPD.SUB911O.69.69 | 1 | S907 8 69.000 | 647907 | S911 8 69.000 | 647911 | 69
OPPD | TOPOLOGY%OPPD%OPPD%SUB90SUB9169_1%1 | S907 - S919 69 kV | Line | OPPD.SUB907.SUB90SUB9169_1.OPPD.SUB919.69.69 | 1 | S907 8 69.000 | 647907 | S919 8 69.000 | 647919 | 69
OPPD | TOPOLOGY%OPPD%OPPD%SUB90SUB9169_3%1 | S908 - S910 69 kV | Line | OPPD.SUB908.SUB90SUB9169_3.OPPD.SUB910.69.69 | 1 | S908 8 69.000 | 647908 | S910 8 69.000 | 647910 | 69
OPPD | TOPOLOGY%OPPD%OPPD%SUB90SUB9169_2%1 | S908 - S913 69 kV | Line | OPPD.SUB908.SUB90SUB9169_2.OPPD.SUB913.69.69 | 1 | S908 8 69.000 | 647908 | S913 8 69.000 | 647913 | 69
OPPD | TOPOLOGY%OPPD%OPPD%SUB12SUB9069_1%1 | S909 - S1209 69 kV | Line | OPPD.SUB909.SUB12SUB9069_1.OPPD.SUB1209.69.69 | [5 empty] | 69
OPPD | TOPOLOGY%OPPD%OPPD%SUB91SUB9069_2%1 | S909 - S918 69 kV | Line | OPPD.SUB909.SUB91SUB9069_2.OPPD.SUB918.69.69 | 1 | S909 8 69.000 | 647909 | S918 8 69.000 | 647918 | 69
OPPD | TOPOLOGY%OPPD%OPPD%SB921SB90969_1%1 | S909 - S921 69 kV | Line | OPPD.SUB909.SB921SB90969_1.OPPD.SUB921.69.69 | 1 | S909 8 69.000 | 647909 | S921 8 69.000 | 647921 | 69
OPPD | TOPOLOGY%OPPD%OPPD%SUB93SUB9069_4%1 | S909 - S937 69 kV | Line | OPPD.SUB909.SUB93SUB9069_4.OPPD.SUB937.69.69 | 1 | S909 8 69.000 | 647909 | S937 8 69.000 | 647937 | 69
OPPD | TOPOLOGY%OPPD%OPPD%SUB93SUB9069_3%1 | S909 - S939 69 kV | Line | OPPD.SUB909.SUB93SUB9069_3.OPPD.SUB939.69.69 | 1 | S909 8 69.000 | 647909 | S939 8 69.000 | 647939 | 69
OPPD | TOPOLOGY%OPPD%OPPD%SUB91SUB9269_1%1 | S910 - S923 69 kV | Line | OPPD.SUB910.SUB91SUB9269_1.OPPD.SUB923.69.69 | 1 | S910 8 69.000 | 647910 | S923 8 69.000 | 647923 | 69
OPPD | TOPOLOGY%OPPD%OPPD%SUB91SUB9169_3%1 | S911 - S913 69 kV | Line | OPPD.SUB911O.SUB91SUB9169_3.OPPD.SUB913.69.69 | 1 | S911 8 69.000 | 647911 | S913 8 69.000 | 647913 | 69
OPPD | TOPOLOGY%OPPD%OPPD%SUB91SUB9269_2%1 | S912 - S923 69 kV | Line | OPPD.SUB912.SUB91SUB9269_2.OPPD.SUB923.69.69 | 1 | S912 8 69.000 | 647912 | S923 8 69.000 | 647923 | 69
OPPD | TOPOLOGY%OPPD%OPPD%SUB92SUB9169_2%1 | S912 - S924 69 kV | Line | OPPD.SUB912.SUB92SUB9169_2.OPPD.SUB924.69.69 | 1 | S912 8 69.000 | 647912 | S924 8 69.000 | 647924 | 69
OPPD | TOPOLOGY%OPPD%OPPD%OP_620%A | S914 - S988 69 kV | Line | OPPD.SUB988.OP_620.OPPD.SUB1214.69.69 | 1 | S914A 8 69.000 | 647014 | S988 8 69.000 | 647988 | 69
OPPD | TOPOLOGY%OPPD%OPPD%SUB91SUB9069_1%1 | S915TP3 - S906 69kV | Line | OPPD.SUB906.SUB91SUB9069_1.OPPD.SUB915.69.69 | 1 | 915TP3 8 69.000 | 647016 | S906 S 8 69.000 | 647906 | 69
OPPD | TOPOLOGY%OPPD%OPPD%SB916SB91769_1%1 | S916 - S917 69 kV | Line | OPPD.SUB916.SB916SB91769_1.OPPD.SUB917.69.69 | 1 | S916 8 69.000 | 647916 | S917 8 69.000 | 647917 | 69
OPPD | TOPOLOGY%OPPD%OPPD%SUB94SUB9169_1%1 | S916 - S940 69 kV | Line | OPPD.SUB916.SUB94SUB9169_1.OPPD.SUB940.69.69 | 1 | S916 8 69.000 | 647916 | S940 8 69.000 | 647940 | 69
OPPD | TOPOLOGY%OPPD%OPPD%SUB12SB91769_1%1 | S917 - S1217 69 kV | Line | OPPD.SUB917.SUB12SB91769_1.OPPD.SUB1217.69.69 | [5 empty] | 69
OPPD | TOPOLOGY%OPPD%OPPD%SB917SB91869_1%1 | S917 - S918 69 kV | Line | OPPD.SUB917.SB917SB91869_1.OPPD.SUB918.69.69 | 1 | S917 8 69.000 | 647917 | S918 8 69.000 | 647918 | 69
OPPD | TOPOLOGY%OPPD%OPPD%SUB93SUB9169_1%1 | S918 - S930 69 kV | Line | OPPD.SUB918.SUB93SUB9169_1.OPPD.SUB930.69.69 | 1 | S918 8 69.000 | 647918 | S930 8 69.000 | 647930 | 69
OPPD | TOPOLOGY%OPPD%OPPD%SUB91SUB9369_1%1 | S919 - S930 69 kV | Line | OPPD.SUB919.SUB91SUB9369_1.OPPD.SUB930.69.69 | 1 | S919 8 69.000 | 647919 | S930 8 69.000 | 647930 | 69
OPPD | TOPOLOGY%OPPD%OPPD%SB921SB94069_1%1 | S921 - S940 69 kV | Line | OPPD.SUB921.SB921SB94069_1.OPPD.SUB940.69.69 | 1 | S921 8 69.000 | 647921 | S940 8 69.000 | 647940 | 69
OPPD | TOPOLOGY%OPPD%OPPD%SB921SB94269_1%1 | S921 - S942 69 kV | Line | OPPD.SUB921.SB921SB94269_1.OPPD.SUB942.69.69 | 1 | S921 8 69.000 | 647921 | S942 8 69.000 | 647942 | 69
OPPD | TOPOLOGY%OPPD%OPPD%SUB92SUB9169_3%1 | S925 - S915TP3 69kV | Line | OPPD.SUB925.SUB92SUB9169_3.OPPD.SUB915.69.69 | 1 | SAC623 8 69.000 | 647107 | 915TP3 8 69.000 | 647016 | 69
OPPD | TOPOLOGY%OPPD%OPPD%SUB99SUB9269_1%1 | S925 - S994 69 kV #1 | Line | OPPD.SUB925.SUB99SUB9269_1.OPPD.SUB994.69.69 | 1 | SAC623 8 69.000 | 647107 | S994 8 69.000 | 647994 | 69
OPPD | TOPOLOGY%OPPD%OPPD%SUB99SUB9269_1%1 | S925 - S994 69 kV (629) | Line | OPPD.SUB925.SUB99SUB9269_2.OPPD.SUB994.69.69 | 1 | SAC629 8 69.000 | 647108 | S994 8 69.000 | 647994 | 69
OPPD | TOPOLOGY%OPPD%OPPD%SUB94SUB9269_1%1 | S928 - S942 69 kV | Line | OPPD.SUB928.SUB94SUB9269_1.OPPD.SUB942.69.69 | 1 | S928 8 69.000 | 647928 | S942 8 69.000 | 647942 | 69
OPPD | TOPOLOGY%OPPD%OPPD%SUB93SUB9369_2%1 | S930 - S939 69 kV | Line | OPPD.SUB930.SUB93SUB9369_2.OPPD.SUB939.69.69 | 1 | S930 8 69.000 | 647930 | S939 8 69.000 | 647939 | 69
OPPD | TOPOLOGY%OPPD%OPPD%SUB93ELKCT13_1%1 | S937 - Elk City 13.8 kV | Line | OPPD.SUB937.SUB93ELKCT13_1.OPPD.ELKCTOPP.13.8.13.8 | [5 empty] | 0
OPPD | TOPOLOGY%OPPD%OPPD%SUB93SUB9969_1%1 | S938 - S995 69 kV | Line | OPPD.SUB938.SUB93SUB9969_1.OPPD.SUB995.69.69 | 1 | S938 8 69.000 | 647938 | S995 8 69.000 | 647995 | 69
OPPD | TOPOLOGY%OPPD%OPPD%OP_690A%A | S963 - S973 69 kV | Line | OPPD.SUB963.OP_690A.OPPD.SUB973.69.69 | 1 | S963 8 69.000 | 647963 | S973 8 69.000 | 647973 | 69
OPPD | TOPOLOGY%OPPD%OPPD%SUB96SUB9769_1%1 | S963 - S977 69 kV | Line | OPPD.SUB963.SUB96SUB9769_1.OPPD.SUB977.69.69 | 1 | S963 8 69.000 | 647963 | S977 8 69.000 | 647977 | 69
OPPD | TOPOLOGY%OPPD%OPPD%OP_692A%A | S964 - S975 69 kV | Line | OPPD.SUB975.OP_692A.OPPD.SUB964.69.69 | 1 | S964 8 69.000 | 647964 | S975 8 69.000 | 647975 | 69
OPPD | TOPOLOGY%OPPD%OPPD%OP_685%A | S965 - S975 69 kV | Line | OPPD.SUB975.OP_685.OPPD.SUB965.69.69 | 1 | S965 8 69.000 | 647965 | S975 8 69.000 | 647975 | 69
OPPD | TOPOLOGY%OPPD%OPPD%SUB96SUB9669_1%1 | S967 - S968 69 kV | Line | OPPD.SUB967.SUB96SUB9669_1.OPPD.SUB968.69.69 | 1 | S967 8 69.000 | 647967 | S968 8 69.000 | 647968 | 69
OPPD | TOPOLOGY%OPPD%OPPD%SUB96SUB9669_2%1 | S968 - S969 69 kV | Line | OPPD.SUB968.SUB96SUB9669_2.OPPD.SUB969.69.69 | 1 | S968 8 69.000 | 647968 | S969 8 69.000 | 647969 | 69
OPPD | TOPOLOGY%OPPD%OPPD%TECUMSUB9669_1%1 | S968 - Tecumsh 69 kV | Line | OPPD.SUB968.TECUMSUB9669_1.OPPD.TECUMSE3.69.69 | 1 | TECUMSH8 69.000 | 647400 | S968 8 69.000 | 647968 | 69
OPPD | TOPOLOGY%OPPD%OPPD%SUB97SUB9669_2%1 | S969 - S974 69 kV | Line | OPPD.SUB969.SUB97SUB9669_2.OPPD.SUB974.69.69 | 1 | S969 8 69.000 | 647969 | S974 8 69.000 | 647974 | 69
OPPD | TOPOLOGY%OPPD%OPPD%SUB97SUB9869_1%1 | S971 - S982 69kV | Line | OPPD.SUB982.SUB97SUB9869_1.OPPD.SUB971.69.69 | 1 | 990TP 8 69.000 | 647090 | S982 8 69.000 | 647982 | 69
OPPD | TOPOLOGY%OPPD%OPPD%SUB97SUB9869_1%1 | S971 - S990 69 kV | Line | OPPD.SUB971.SUB97SUB9869_1.OPPD.SUB982.69.69 | 1 | S971 8 69.000 | 647971 | 990TP 8 69.000 | 647090 | 69
OPPD | TOPOLOGY%OPPD%OPPD%SUB98SUB9769_1%1 | S972 - S982 69 kV | Line | OPPD.SUB972.SUB98SUB9769_1.OPPD.SUB982.69.69 | 1 | S972 8 69.000 | 647972 | S982 8 69.000 | 647982 | 69
OPPD | TOPOLOGY%OPPD%OPPD%OP_693%A | S982 - S990 69 kV | Line | OPPD.SUB982.OP_693.OPPD.SUB990.69.69 | 1 | S982 8 69.000 | 647982 | 990TP 8 69.000 | 647090 | 69
OPPD | TOPOLOGY%OPPD%OPPD%SUB99SUB9869_1%1 | S984 - S991 69 kV | Line | OPPD.SUB984.SUB99SUB9869_1.OPPD.SUB991.69.69 | 1 | S984 8 69.000 | 647984 | 991TP 8 69.000 | 647091 | 69
OPPD | TOPOLOGY%OPPD%OPPD%1539%A | Sub 1209 - Sub 3459 161 kV | Line | OPPD.SUB3459.1539.OPPD.SUB1209.161.161 | 1 | S1209 5 161.00 | 646209 | S3459S 161.00 | 645043 | 161
OPPD | TOPOLOGY%OPPD%OPPD%SUB6815SUB9061%A | Sub 6815 - Sub 906 69 kV (623) | Line | OPPD.SUB6815.SUB6815SUB9061.OPPD.SUB906.69.69 | [5 empty] | 69
OPPD | TOPOLOGY%OPPD%OPPD%SUB6815SUB9061%A | Sub 906 - Sub 6815 69 kV (629) | Line | OPPD.SUB6815.SUB6815SUB9061.OPPD.SUB906.69.69 | 1 | S906 N 8 69.000 | 647006 | 915TP9 8 69.000 | 647017 | 69
OPPD | TOPOLOGY%OPPD%OPPD%SUB12SUB121617%1 | Sub1367-Sub1237 161kV | Line |  | 1 | S1237 5 161.00 | 646237 | S1367 5 161.00 | 646367 | 161
OPPD | TOPOLOGY%OPPD%OPPD%SUB1253_S1367%A | Sub1367-Sub1253 161kV | Line |  | 1 | S1253 5 161.00 | 646253 | S1367 5 161.00 | 646367 | 161
OPPD | TOPOLOGY%OPPD%OPPD%SB910PAXJU69_1%1 | Sub910 - Pax Jct 69kV | Line | OPPD.PAXJUNCT.SB910PAXJU69_1.OPPD.SUB910.69.69 | 1 | JCT205 8 69.000 | 647105 | S910 8 69.000 | 647910 | 69
OPPD | TOPOLOGY%OPPD%OPPD%SUB97FREM_69_1%1 | Sub976 - Frem A 69 kV | Line | OPPD.SUB976.SUB97FREM_69_1.OPPD.FREM_A.69.69 | 1 | FREM A 8 69.000 | 647421 | FREM G 8 69.000 | 647427 | 69
OPPD | TOPOLOGY%OPPD%OPPD%SUB99SUB9969_2%1 | Sub995 - Sub994 69 kV | Line | OPPD.SUB995.SUB99SUB9969_2.OPPD.SUB994.69.69 | 1 | S994 8 69.000 | 647994 | S995 8 69.000 | 647995 | 69
OTP | TOPOLOGY%WAUE%WAUE%RUGBY_ROLLETE%A | Rugby - Rolette OTP 115kV | Line | WAUE.RUGBY.ROLETRUGBY11_2.OTP.ROLETTE.115.115 | 1 | RUGBY TAP 7115.00 | 659665 | ROLETTE7 115.00 | 659694 | 115
PUPP | LINE%CURRENTLY%NOT%MODELED%IN%EMS | El Dorado EHV - Panda Union Power Partners 500 kV #1 | Line | LINE.NOT.IN.EMS.CANT.999.999 | 1 | 8ELDEHV 500.00 | 337561 | 8PANDA_1 500.00 | 338440 | 500
PUPP | LINE%CURRENTLY%NOT%MODELED%IN%EMS | El Dorado EHV - Panda Union Power Partners 500 kV #2 | Line | LINE.NOT.IN.EMS.CANT.999.999 | 1 | 8ELDEHV 500.00 | 337561 | 8PANDA_2 500.00 | 338441 | 500
SECI | TOPOLOGY%SECI%SECI%HICKOC1_AMOCO%A | Amoco SECI - Hickock 115 kV | Line | SECI.HICKOC1.HICKOC1_AMOCO.SECI.AMOCO3.115.115 | 1 | HICKOCK3 115.00 | 531378 | AMOCO 3 115.00 | 531472 | 115
SECI | TOPOLOGY%SECI%SECI%ANTHONY_BLFCRK%A | Anthony - Bluff Creek 138 kV | Line | SECI.ANTHONY4.ANTHONY_BLFCRK.SECI.BLFCRK4.138.138 | 1 | ANTHONY4 138.00 | 539001 | BLFCRK4 138.00 | 539002 | 138
SECI | TOPOLOGY%SECI%SECI%HARPER_ANTHONY%A | Anthony - Harper 138 kV | Line | SECI.HARPER1.HARPER_ANTHONY.SECI.ANTHONY4.138.138 | 1 | ANTHONY4 138.00 | 539001 | HARPER 4 138.00 | 539668 | 138
SECI | TOPOLOGY%SECI%SECI%10101%A | Arnold SECI - Gove 115 kV | Line | SECI.GOVE.10101.SECI.ARNOLD2.115.115 | 1 | ARNOLD3 115.00 | 531409 | GOVE 3 115.00 | 531411 | 115
SECI | TOPOLOGY%SECI%SECI%10102%A | Arnold SECI - Ransom 115 kV | Line | SECI.RANSOM1.10102.SECI.ARNOLD2.115.115 | 1 | ARNOLD3 115.00 | 531409 | RANSOM 3 115.00 | 531414 | 115
SECI | TOPOLOGY%SECI%SECI%10051%A | Atwood Switch - Ludell 115 kV | Line | SECI.LUDELLT3.10051.SECI.ATWODSW.115.115 | 1 | ATWODSW3 115.00 | 531364 | LUDELLT3 115.00 | 531220 | 115
SECI | TOPOLOGY%SECI%SECI%10052%A | Atwood Switch - North Atwood 115 kV | Line | SECI.NATWOOD.10052.SECI.ATWODSW.115.115 | 1 | ATWODSW3 115.00 | 531364 | NATWOOD3 115.00 | 531369 | 115
SECI | TOPOLOGY%SECI%SECI%FLATRDG_BARBER%A | Barber - Flat Ridge 138 kV | Line | SECI.BARBER3.FLATRDG_BARBER.SECI.FLAT_RDG.138.138 | 1 | BARBER 4 138.00 | 539759 | FLATRDG3 138.00 | 539638 | 138
SECI | TOPOLOGY%SECI%SECI%NRSAW_MEDLD%A | Barber - Medicine Lodge 138 kV | Line | SECI.BARBER3.NRSAW_MEDLD.SECI.MED-LD1.115.115 | 1 | MED-LDG3 115.00 | 539673 | BARBER 3 115.00 | 539760 | 138
SECI | TOPOLOGY%SECI%SECI%BARBER_NRSAW%A | Barber - Sawyer 115 kV | Line | SECI.BARBER3.BARBER_NRSAW.SECI.NRSAWYER.115.115 | 1 | BARBER 3 115.00 | 539760 | SAWYER 3 115.00 | 539649 | 115
SECI | TOPOLOGY%SECI%SECI%JOHNCR_BEARCRK%A | Bearcreek - Johnson Corner 115 kV | Line | SECI.BEARCRK2.JOHNCR_BEARCRK.SECI.JOHNCR2.115.115 | 1 | JOHNCR 3 115.00 | 531424 | BEARCRK3 115.00 | 531473 | 115
SECI | TOPOLOGY%SECI%SECI%SYRACU_BEARCRK%A | Bearcreek - Syracuse 115 kV | Line | SECI.SYRACU1.SYRACU_BEARCRK.SECI.BEARCRK2.115.115 | 1 | SYRACUS3 115.00 | 531437 | BEARCRK3 115.00 | 531473 | 115
SECI | TOPOLOGY%SECI%SECI%10044%A | Beeler - Dighton Tap 115 kV | Line | SECI.DIGHTNT.10044.SECI.BEELER.115.115 | 1 | BEELER 3 115.00 | 531359 | DIGHTNT3 115.00 | 531360 | 115
SECI | TOPOLOGY%SECI%SECI%10045%A | Beeler - Ness City SECI 115 kV | Line | SECI.NESSCTY.10045.SECI.BEELER.115.115 | 1 | BEELER 3 115.00 | 531359 | NESSCTY3 115.00 | 531456 | 115
SECI | TOPOLOGY%SECI%SECI%10894%A | Beloit - Concordia 115 kV | Line | SECI.BELOIT3.10894.SECI.CONCOR3.115.115 | 1 | BELOIT 3 115.00 | 539650 | CONCORD3 115.00 | 539657 | 115
SECI | TOPOLOGY%SECI%SECI%10894%B | Beloit - Glen Elder 115 kV | Line | SECI.GLENEL1.10894.SECI.BELOIT3.115.115 | 1 | BELOIT 3 115.00 | 539650 | GLENELD3 115.00 | 539663 | 115
SECI | TOPOLOGY%SECI%SECI%JOHN_BIG%A | Big Bow - Johnson Corner 115 kV | Line | SECI.BIGBOW.JOHN_BIG.SECI.JOHNCR2.115.115 | 1 | JOHNCR 3 115.00 | 531424 | BIG BOW 3 115.00 | 531491 | 115
SECI | TOPOLOGY%SECI%SECI%ULYS_BIG%A | Big Bow - Ulysses Plant 115 kV | Line | SECI.ULYSSES.ULYS_BIG.SECI.BIGBOW.115.115 | 1 | ULYSPLT3 115.00 | 531490 | BIG BOW 3 115.00 | 531491 | 115
SECI | TOPOLOGY%SECI%SECI%BIRD_MCDON%A | Bird City - Mcdonald 115 kV | Line | SECI.MCDONLD3.BIRD_MCDON.SECI.BIRDCTY.115.115 | 1 | BIRDCTY3 115.00 | 531365 | MCDONLD3 115.00 | 531487 | 115
SECI | TOPOLOGY%SECI%SECI%10053%A | Bird City - St.Francis 115 kV | Line | SECI.BIRDCTY.10053.SECI.STFRANT.115.115 | 1 | BIRDCTY3 115.00 | 531365 | STFRAN 3 115.00 | 531370 | 115
SECI | TOPOLOGY%SECI%SECI%SANTAF_BLUEJY%A | Blue Jay - Santa Fe 115 kV | Line | SECI.SANTAFE3.SANTAF_BLUEJY.SECI.BLUEJAY3.115.115 | 1 | BLUEJAY3 115.00 | 531210 | SANTAFE3 115.00 | 531213 | 115
SECI | TOPOLOGY%SECI%SECI%BLFCRK_CLDWELL%A | Bluff Creek - Caldwell 138 kV | Line | SECI.BLFCRK4.BLFCRK_CLDWELL.SECI.CLDWELL4.138.138 | 1 | BLFCRK4 138.00 | 539002 | CLDWELL4 138.00 | 539003 | 138
SECI | TOPOLOGY%SECI%SECI%10033%A | Brewster - Goodland 115 kV | Line | SECI.BREWSTR.10033.SECI.GOODLND.115.115 | 1 | BREWSTR3 115.00 | 531351 | GOODLND3 115.00 | 531353 | 115
SECI | TOPOLOGY%SECI%SECI%10034%A | Brewster - Mingo SECI 115 kV | Line | SECI.MINGO1.10034.SECI.BREWSTR.115.115 | 1 | BREWSTR3 115.00 | 531351 | MINGO 3 115.00 | 531429 | 115
SECI | TOPOLOGY%KCPL%KCPL%CIMRON_BUCK%A | Buckner - Cimarron CPV 345kV | Line |  | 1 | BUCKNER7 345.00 | 531501 | CIMRON_WIND 345.00 | 543650 | 345
SECI | TOPOLOGY%SECI%SECI%10149%B | Buckner - Holcomb 345kV | Line | SECI.HOLCOM1.10149.SECI.BUCKNER7.345.345 | 1 | HOLCOMB7 345.00 | 531449 | BUCKNER7 345.00 | 531501 | 345
SECI | TOPOLOGY%SECI%SECI%10149%A | Buckner - Spearville 345kV | Line | SECI.BUCKNER7.10149.SECI.SPERVI1.345.345 | 1 | BUCKNER7 345.00 | 531501 | SPERVIL7 345.00 | 531469 | 345
SECI | TOPOLOGY%SECI%SECI%CLDWELL_MAYFLD%A | Caldwell - Milan GOAB 138 kV | Line | SECI.CLDWELL4.CALDWLL_MILNGB.SECI.MILNGOAB.138.138 | 1 | CLDWELL4 138.00 | 539003 | MILNGOAB 138.00 | 539008 | 138
SECI | TOPOLOGY%SECI%SECI%CTY_MARN%A | Central Plains Wind - Cities Service Tap 115 kV | Line | SECI.CTYSER1.CTY_MARN.SECI.C_PLAIN.115.115 | 1 | CTYSERT3 115.00 | 531416 | CNTRLPL3 115.00 | 531485 | 115
SECI | TOPOLOGY%SECI%SECI%LEOT_MARN%A | Central Plains Wind - Leoti 115 kV | Line | SECI.LEOTI.LEOT_MARN.SECI.C_PLAIN.115.115 | 1 | LEOTI 3 115.00 | 531428 | CNTRLPL3 115.00 | 531485 | 115
SECI | TOPOLOGY%SECI%SECI%10035%A | Chase SECI - Sharon Springs 115 kV | Line | SECI.SHARNSP.10035.SECI.CHASE2.115.115 | 1 | CHASE 3 115.00 | 531352 | SHARNSP3 115.00 | 531358 | 115
SECI | TOPOLOGY%SECI%SECI%10883%A | Cimarron River Plant - Cimarron River Tap 115 kV | Line | SECI.CIM-PL1.10883.SECI.CMRIVTP.115.115 | 1 | CMRIVTP3 115.00 | 539652 | CIM-PLT3 115.00 | 539654 | 115
SECI | TOPOLOGY%SECI%SECI%10888%A | Cimarron River Plant - Hayne 115 kV | Line | SECI.HAYNE.10888.SECI.CIM-PL1.115.115 | 1 | HAYNE3 115.00 | 539640 | CIM-PLT3 115.00 | 539654 | 115
SECI | TOPOLOGY%SECI%SECI%10155%A | Cimarron River Plant - North Cimarron 115 kV | Line | SECI.N-CIMRN3.10155.SECI.CIM-PL1.115.115 | 1 | N-CIMRN3 115.00 | 539749 | CIM-PLT3 115.00 | 539654 | 115
SECI | TOPOLOGY%SECI%SECI%10099%A | Cimarron River Plant - Walkemeyer 115 kV | Line | SECI.WALKMY1.10099.SECI.CIM-PL1.115.115 | 1 | WALKMYR3 115.00 | 531405 | CIM-PLT3 115.00 | 539654 | 115
SECI | TOPOLOGY%SECI%SECI%10885%A | Cimarron River Tap - East Liberal 115 kV | Line | SECI.CMRIVTP.10885.SECI.LIBERAL_.115.115 | 1 | CMRIVTP3 115.00 | 539652 | E-LIBER3 115.00 | 539672 | 115
SECI | TOPOLOGY%SECI%SECI%10884%A | Cimarron River Tap - Kismet Substation 115 kV | Line | SECI.KISMET.10884.SECI.CMRIVTP.115.115 | 1 | KISMET 3 115.00 | 539646 | CMRIVTP3 115.00 | 539652 | 115
SECI | TOPOLOGY%SECI%SECI%10255%A | Circle - Great Bend 230 kV | Line | WR.CIRC.10255.SECI.MULGRE2.230.230 | 1 | CIRCLE 6 230.00 | 532871 | GRTBEND6 230.00 | 539679 | 230
SECI | TOPOLOGY%SECI%SECI%10108%A | Cities Service - Cities Service Tap 115 kV | Line | SECI.CTYSER1.10108.SECI.CTYSERV3.115.115 | 1 | CTYSERT3 115.00 | 531416 | CTYSERV3 115.00 | 531418 | 115
SECI | TOPOLOGY%SECI%SECI%10125%A | Cities Service - Scott City 69 kV | Line | SECI.CTYSERV2.10125.SECI.SCOTCTY.69.69 | 1 | CTYSERV2 69.000 | 531417 | SCOTCTY2 69.000 | 531427 | 69
SECI | TOPOLOGY%SECI%SECI%10110%A | Cities Service Tap - Setab 115 kV | Line | SECI.SETAB1.10110.SECI.CTYSER1.115.115 | 1 | CTYSERT3 115.00 | 531416 | SETAB 3 115.00 | 531464 | 115
SECI | TOPOLOGY%SECI%SECI%10139%A | City Of Goodland - Goodland Tap 115 kV | Line | SECI.GOODCTY.10139.SECI.GODLNDT.115.115 | 1 | GODLNDT3 115.00 | 531443 | GOODCTY3 115.00 | 531444 | 115
SECI | TOPOLOGY%SECI%SECI%10342%A | City of Hugoton - Hugoton 69 kV | Line | SECI.CHUGTON2.10342.SECI.HUGOTON.69.69 | 1 | HUGOTON2 69.000 | 531380 | CHUGTON2 69.000 | 531479 | 69
SECI | TOPOLOGY%CO%CO%LINE%LN | City Of Norton - Rhoades 115 kV | Line | LINE.NOT.IN.EMS.CANT.999.999 | 1 | CNORTON3 115.00 | 531366 | RHOADES3 115.00 | 531373 | 115
SECI | TOPOLOGY%SECI%SECI%10137%A | City Of St.Francis - St.Francis Tap 115 kV | Line | SECI.STFRANT.10137.SECI.CSTFRAN.115.115 | 1 | CSTFRAN3 115.00 | 531441 | STFRANT3 115.00 | 531471 | 115
SECI | TOPOLOGY%WR%WR%CLARK_IRONWOOD%A | Clark County - Ironwood 345 kV | Line | SECI.CLARKCO.CLARK_IRONWOOD.SECI.IRONWOOD.345.345 | 1 | CLARKCOUNTY7345.00 | 539800 | IRONWOOD7 345.00 | 539803 | 345
SECI | TOPOLOGY%SECI%SECI%CLARK_SPERVIL%A | Clark County - Spearville 345 kV ckt 1 | Line | SECI.SPERVI1.CLARK_SPERVIL.SECI.CLARKCO.345.345 | 1 | CLARKCOUNTY7345.00 | 539800 | SPERVIL7 345.00 | 531469 | 345
SECI | TOPOLOGY%SECI%SECI%CLARK_THISTLE1%A | Clark County - Thistle 345 kV ckt 1 | Line | SECI.CLARKCO.CLARK_THISTLE1.SECI.THISTLE7.345.345 | 1 | CLARKCOUNTY7345.00 | 539800 | THISTLE7 345.00 | 539801 | 345
SECI | TOPOLOGY%SECI%SECI%CLARK_THISTLE2%A | Clark County - Thistle 345 kV ckt 2 | Line | SECI.CLARKCO.CLARK_THISTLE2.SECI.THISTLE7.345.345 | 2 | CLARKCOUNTY7345.00 | 539800 | THISTLE7 345.00 | 539801 | 345
SECI | TOPOLOGY%SECI%SECI%CLEARW_MILAN_1%A | Clearwater WR - Milan Tap 138 kV | Line | WR.CLEARWT4.CLEARW_MILAN_1.SECI.MILANTP.138.138 | 1 | CLEARWT4 138.00 | 533036 | MILANTP4 138.00 | 539675 | 138
SECI | TOPOLOGY%SECI%SECI%10890%A | Clifton - Concordia 115 kV | Line | SECI.CLIFTO1.10890.SECI.CONCOR3.115.115 | 1 | CLIFTON3 115.00 | 539656 | CONCORD3 115.00 | 539657 | 115
SECI | TOPOLOGY%SECI%SECI%10891%A | Clifton - Greenleaf 115 kV | Line | SECI.GRNLEA1.10891.SECI.CLIFTO1.115.115 | 1 | CLIFTON3 115.00 | 539656 | GRNLEAF3 115.00 | 539665 | 115
SECI | TOPOLOGY%SECI%SECI%ELM_CON%A | Concordia - Elm Creek Substation 230 kV | Line | SECI.CONCOR3.ELM_CON.SECI.ELM_CRK.230.230 | 1 | ELMCREK6 230.00 | 539639 | CONCRD6 230.00 | 539658 | 230
SECI | TOPOLOGY%SECI%SECI%10895%A | Concordia - Jewell 115 kV | Line | SECI.CONCOR3.10895.SECI.JEWELL1.115.115 | 1 | CONCORD3 115.00 | 539657 | JEWELL 3 115.00 | 539669 | 115
SECI | TOPOLOGY%SECI%SECI%CONWAY_VIOLA%A | Conway Springs - Viola 138 kV | Line | SECI.CONWYSPG.CONWAY_VIOLA.WR.VIOLA7.138.138 | 1 | CONWYSPG 138.00 | 539009 | VIOLA 4 138.00 | 533075 | 138
SECI | TOPOLOGY%SECI%SECI%10958%A | Covert Substation - Smith Center 115 kV | Line | SECI.SMITH-1.10958.SECI.COVERT.115.115 | 1 | COVERT 3 115.00 | 539644 | SMITH-C3 115.00 | 539693 | 115
SECI | TOPOLOGY%SECI%SECI%10958%B | Covert Substation - Waldo 115 kV | Line | SECI.COVERT.10958.SECI.WALDO1.115.115 | 1 | COVERT 3 115.00 | 539644 | WALDO 3 115.00 | 539698 | 115
SECI | TOPOLOGY%SECI%SECI%10897%A | Crooked Creek - Cudahy 115kV | Line | SECI.CRKCREEK.10897.SECI.CUDAHY1.115.115 | 1 | CRKCK 3 115.00 | 539783 | CUDAHY 3 115.00 | 539659 | 115
SECI | TOPOLOGY%SECI%SECI%10897%B | Crooked Creek - Fort Dodge 115 kV | Line | SECI.CRKCREEK.10897.SECI.JUD-LR1.115.115 | 1 | CRKCK 3 115.00 | 539783 | FTDODGE3 115.00 | 539671 | 115
SECI | TOPOLOGY%SECI%SECI%10884B%A | Cudahy - Kismet Substation 115 kV | Line | SECI.KISMET.10884B.SECI.CUDAHY1.115.115 | 1 | KISMET 3 115.00 | 539646 | CUDAHY 3 115.00 | 539659 | 115
SECI | TOPOLOGY%SECI%SECI%10046%A | Dighton - Dighton Tap 115 kV | Line | SECI.DIGHTON.10046.SECI.DIGHTNT.115.115 | 1 | DIGHTNT3 115.00 | 531360 | DIGHTON3 115.00 | 531361 | 115
SECI | TOPOLOGY%SECI%SECI%10047%A | Dighton Tap - Manning Tap 115 kV | Line | SECI.DIGHTNT.10047.SECI.MANNGT.115.115 | 1 | DIGHTNT3 115.00 | 531360 | MANNGT 3 115.00 | 531362 | 115
SECI | TOPOLOGY%SECI%SECI%GANO_DOBSON%A | Dobson - Gano 115 kV | Line | SECI.DOBSON.GANO_DOBSON.SECI.GANO.115.115 | 1 | DOBSON 3 115.00 | 531419 | GANO 3 115.00 | 531493 | 115
SECI | TOPOLOGY%SECI%SECI%10114%A | Dobson - Kansas Avenue 115 kV | Line | SECI.DOBSON.10114.SECI.KSAVWTP.115.115 | 1 | DOBSON 3 115.00 | 531419 | KSAVWTP3 115.00 | 531480 | 115
SECI | TOPOLOGY%SECI%SECI%10111%A | Dobson - Lowe Tap 115 kV | Line | SECI.DOBSON.10111.SECI.LOWETAP3.115.115 | 1 | DOBSON 3 115.00 | 531419 | LOWETAP3 115.00 | 531425 | 115
SECI | TOPOLOGY%SECI%SECI%10112%A | Dobson - Morris SECI 115 kV | Line | SECI.DOBSON.10112.SECI.MORRIS3.115.115 | 1 | DOBSON 3 115.00 | 531419 | MORRIS-3 115.00 | 531430 | 115
SECI | TOPOLOGY%SECI%SECI%NTLBF-E-DODG1%A | Dodge City National Beef - East Dodge 115 kV | Line | SECI.E-DODG1.NTLBF-E-DODG1.SECI.DC-NTLBF.115.115 | 1 | DCBEEF3 115.00 | 539645 | EDODGE 3 115.00 | 539740 | 115
SECI | TOPOLOGY%SECI%SECI%DC-NTLBF-JUD%A | Dodge City National Beef - Fort Dodge 115 kV | Line | SECI.JUD-LR1.DC-NTLBF-JUD.SECI.DC-NTLBF.115.115 | 1 | DCBEEF3 115.00 | 539645 | FTDODGE3 115.00 | 539671 | 115
SECI | TOPOLOGY%SECI%SECI%10922%B | East Dodge - North Dodge 115 kV | Line | SECI.N-DODG1.10922.SECI.E-DODG1.115.115 | 1 | N-DODGE3 115.00 | 539680 | EDODGE 3 115.00 | 539740 | 115
SECI | TOPOLOGY%SECI%SECI%EHALLTP3_ELLS%A | East Hall Tap - Ellsworth 115 kV | Line | SECI.ELLSWT1.EHALLTP3_ELLS.SECI.EHALLTP.115.115 | 1 | EHALLTP3 115.00 | 539660 | ELLSWTH3 115.00 | 539662 | 115
SECI | TOPOLOGY%SECI%SECI%ROLL_EHALLTP3%A | East Hall Tap - Rolling Hills Substation 115 kV | Line | SECI.EHALLTP3.ROLL_EHALLTP3.SECI.ROLLHLS3.115.115 | 1 | ROLLHLS3 115.00 | 539643 | EHALLTP3 115.00 | 539660 | 115
SECI | TOPOLOGY%SECI%SECI%10927%A | East Liberal - Liberal East Pine Street 115 kV | Line | SECI.LIBERAL_.10927.SECI.S-LIBE1.115.115 | 1 | E-LIBER3 115.00 | 539672 | E-PINE 3 115.00 | 539690 | 115
SECI | TOPOLOGY%SECI%SECI%LIB_BEEF%A | East Liberal - National Beef Liberal 115 kV | Line | SECI.LIBERAL_.LIB_BEEF.SECI.NAT_BEEF.115.115 | 1 | E-LIBER3 115.00 | 539672 | NATBFTAP-A3 115.00 | 539775 | 115
SECI | TOPOLOGY%SECI%SECI%LIB_BEEF%A | East Liberal - North Liberal Tap 115 kV | Line | LINE.NOT.IN.EMS.CANT.999.999 | 1 | E-LIBER3 115.00 | 539672 | NLIBTAP3 115.00 | 539682 | 115
SECI | TOPOLOGY%SECI%SECI%TEXASLIBER11_1%1 | East Liberal - TX County Phase Shifter (SECI Tie) 115 kV | Line | SPS.TEXAS_CO.TEXASLIBER11_1.SECI.LIBERAL_.115.115 | 1 | TXPHSF 3115.00 | 523106 | E-LIBER3 115.00 | 539672 | 115
SECI | TOPOLOGY%SECI%SECI%10103%A | Ellis - Ransom 69 kV | Line | SECI.RANSOM1.10103.SECI.ELLIS2.69.69 | 1 | ELLIS 2 69.000 | 531410 | RANSOM 2 69.000 | 531413 | 69
SECI | TOPOLOGY%SECI%SECI%10900%A | Ellsworth Tap - Great Bend 115 kV | Line | SECI.MULGRE2.10900.SECI.EHALLTP.115.115 | 1 | ELLSWTP3 115.00 | 539642 | GRTBEND3 115.00 | 539678 | 115
SECI | TOPOLOGY%SECI%SECI%ELLSWTH_ROLLHL%A | Ellsworth Tap - Rolling Hills Substation 115 kV | Line | SECI.EHALLTP.ELLSWTH_ROLLHL.SECI.ROLLHLS3.115.115 | 1 | ELLSWTP3 115.00 | 539642 | ROLLHLS3 115.00 | 539643 | 115
SECI | TOPOLOGY%SECI%SECI%10901%A | Ellsworth Tap - Russell SECI 115 kV | Line | SECI.EHALLTP.10901.SECI.RUSSEL3.115.115 | 1 | ELLSWTP3 115.00 | 539642 | RUSSELL3 115.00 | 539701 | 115
SECI | TOPOLOGY%WR%SECI%ELMCRK_SUMM%A | Elm Creek - Summit 345 kV | Line | SECI.ELM_CRK.ELMCRK_SUMM.WR.SUMM.345.345 | 1 | ELMCREEK7 345.00 | 539805 | SUMMIT 7 345.00 | 532773 | 345
SECI | TOPOLOGY%SECI%SECI%ELM_HORZN%A | Elm Creek Substation - Meridian Way 1 230 kV | Line | SECI.ELM_CRK.ELM_HORZN.SECI.HORZN_E.230.230 | 1 | MRWYP16 230.00 | 539637 | ELMCREK6 230.00 | 539639 | 230
SECI | TOPOLOGY%WR%WR%NMAN_ELMCRK%A | Elm Creek Substation - N. Manhattan 230kV | Line | SECI.ELM_CRK.NMAN_ELMCRK.WR.NMAN.230.230 | 1 | NMANHT6 230.00 | 532865 | ELMCREK6 230.00 | 539639 | 230
SECI | TOPOLOGY%SPS%SPS%HOLCOM_FINNEY%A | Finney Sub - Holcomb 345 kV | Line | SECI.HOLCOM1.HOLCOM_FINNEY.SPS.FINNEY1.345.345 | 1 | FINNEY 7345.00 | 523853 | HOLCOMB7 345.00 | 531449 | 345
SECI | TOPOLOGY%SECI%SECI%FLATRDG_THISTL%A | Flat Ridge - Thistle 138 kV | Line | SECI.THISTLE7.FLATRDG_THISTL.SECI.FLAT_RDG.138.138 | 1 | FLATRDG3 138.00 | 539638 | THISTLE4 138.00 | 539804 | 138
SECI | TOPOLOGY%SECI%SECI%FRWF%A | Flat Ridge Tap - Flat Ridge Wind Substation 138 kV | Line | SECI.FLAT_RDG.FRWF.WR.FRWF.138.138 | 1 | FLATRWD3 138.00 | 539631 | FLATRDG3 138.00 | 539638 | 138
SECI | TOPOLOGY%SECI%SECI%10916%A | Flat Ridge Tap - Harper 138 kV | Line | SECI.FLAT_RDG.10916.SECI.HARPER1.161.161 | 1 | FLATRDG4 138.00 | 539638 | HARPER 4 138.00 | 539668 | 138
SECI | TOPOLOGY%SECI%SECI%10115%A | Fletcher SECI - Holcomb 115 kV | Line | SECI.HOLCOM1.10115.SECI.FLETCH4.115.115 | 1 | FLETCHR3 115.00 | 531420 | HOLCOMB3 115.00 | 531448 | 115
SECI | TOPOLOGY%SECI%SECI%10087%B | Fletcher SECI - Puckett Goab 115 kV | Line | SECI.PKGOAB.10087.SECI.FLETCH4.115.115 | 1 | PK_GOAB3 115.00 | 531400 | FLETCHR3 115.00 | 531420 | 115
SECI | TOPOLOGY%SECI%SECI%10116%A | Fletcher SECI - Williamson 115 kV | Line | SECI.WILLIAM.10116.SECI.FLETCH4.115.115 | 1 | FLETCHR3 115.00 | 531420 | WILLIAM3 115.00 | 531440 | 115
SECI | TOPOLOGY%SECI%SECI%FORD_SHOOTSTR%A | Ford - Shooting Star 115 kV | Line | SECI.FORD3.FORD_SHOOTSTR.SECI.SHOOTSTR.115.115 | 1 | SSTARTP3 115.00 | 539763 | FORD 3 115.00 | 539758 | 115
SECI | TOPOLOGY%SECI%SECI%JUD-LR1_FORD%A | Ford -North Fort Dodge 115 kV | Line | SECI.FT.DODGE.FTDODGE.JUD-LR1_FORD.SECI.JUD-LR1.115.115 | 1 | NFTDODG3 115.00 | 539771 | FORD 3 115.00 | 539758 | 115
SECI | TOPOLOGY%SECI%SECI%NFTDODGE_EAST%A | Fort Dodge - North Fort Dodge 115 kV CKT 1 | Line | SECI.NFTDODGE3.NFTDODGE_EAST.SECI.JUD-LR1.115.115 | 1 | FTDODGE3 115.00 | 539671 | NFTDODG3 115.00 | 539771 | 115
SECI | TOPOLOGY%SECI%SECI%NFTDODGE_WEST%A | Fort Dodge - North Fort Dodge 115 kV CKT 2 | Line | SECI.NFTDODGE3.NFTDODGE_WEST.SECI.JUD-LR1.115.115 | 2 | FTDODGE3 115.00 | 539671 | NFTDODG3 115.00 | 539771 | 115
SECI | TOPOLOGY%SECI%SECI%GANO_PILE%A | Gano - Pile 115 kV | Line | SECI.GANO.GANO_PILE.SECI.PILE.115.115 | 1 | GANO 3 115.00 | 531493 | PILE 3 115.00 | 531432 | 115
SECI | TOPOLOGY%SECI%SECI%10140%A | Garden City SECI - Holcomb 115 kV | Line | SECI.HOLCOM1.10140.SECI.GRDNCT1.115.115 | 1 | GRDNCTY3 115.00 | 531445 | HOLCOMB3 115.00 | 531448 | 115
SECI | TOPOLOGY%SECI%SECI%10114%B | Garden City SECI - Kansas Avenue 115 kV | Line | SECI.GRDNCT1.10114.SECI.KSAVWTP.115.115 | 1 | GRDNCTY3 115.00 | 531445 | KSAVWTP3 115.00 | 531480 | 115
SECI | TOPOLOGY%SECI%SECI%GRDNCT_SWNDTAP%A | Garden City SECI - South Wind Tap 115 kV | Line | SECI.GRDNCT1.GRDNCT_SWNDTAP.SECI.SWNDTAP.115.115 | 1 | GRDNCTY3 115.00 | 531445 | SWNDTAP3 115.00 | 531476 | 115
SECI | TOPOLOGY%SECI%SECI%10906%A | Glen Elder - Smith Center 115 kV | Line | SECI.SMITH-1.10906.SECI.GLENEL1.115.115 | 1 | GLENELD3 115.00 | 539663 | SMITH-C3 115.00 | 539693 | 115
SECI | TOPOLOGY%SECI%SECI%10036%A | Goodland - Goodland Tap 115 kV | Line | SECI.GODLNDT.10036.SECI.GOODLND.115.115 | 1 | GOODLND3 115.00 | 531353 | GODLNDT3 115.00 | 531443 | 115
SECI | TOPOLOGY%SECI%SECI%10042%A | Goodland Tap - Ruleton 115 kV | Line | SECI.GODLNDT.10042.SECI.RULETON.115.115 | 1 | RULETON3 115.00 | 531357 | GODLNDT3 115.00 | 531443 | 115
SECI | TOPOLOGY%SECI%SECI%10104%A | Gove - Grinnell 115 kV | Line | SECI.GRINNE1.10104.SECI.GOVE.115.115 | 1 | GOVE 3 115.00 | 531411 | GRINNEL3 115.00 | 531412 | 115
SECI | TOPOLOGY%SECI%SECI%9988%A | Graham Substation - Rhoades 115 kV | Line | SECI.RHOADES.9988.SECI.GRAHAM3.115.115 | 1 | RHOADES3 115.00 | 531373 | GRHMSUB3 115.00 | 531386 | 115
SECI | TOPOLOGY%SECI%SECI%PIONEER_TAPTIE%A | Grant SECI - Grant Tap 115 kV | Line | SECI.GRNT_TP.PIONEER_TAPTIE.SECI.SE_GRNT.115.115 | 1 | GRANTTP3 115.00 | 531483 | GRANT 3 115.00 | 531484 | 115
SECI | TOPOLOGY%SECI%SECI%PIONEER_HUGOTN%B | Grant Tap - Hugoton 115 kV | Line | SECI.GRNT_TP.PIONEER_HUGOTN.SECI.HUGOTON.115.115 | 1 | HUGOTON3 115.00 | 531481 | GRANTTP3 115.00 | 531483 | 115
SECI | TOPOLOGY%SECI%SECI%PIONEER_HUGOTN%A | Grant Tap - Pioneer 115 kV | Line | SECI.PIONEE2.PIONEER_HUGOTN.SECI.GRNT_TP.115.115 | 1 | PIONEER3 115.00 | 531391 | GRANTTP3 115.00 | 531483 | 115
SECI | TOPOLOGY%SECI%SECI%10912%A | Great Bend - Great Bend Tap 115 kV | Line | SECI.MULGRE2.10912.SECI.GBENDTP.115.115 | 1 | GBENDTP3 115.00 | 539666 | GRTBEND3 115.00 | 539678 | 115
SECI | TOPOLOGY%WR%MIDW%10025%A | Great Bend - Heizer 230 kV | Line | WR.HEIZER.10025.SECI.MULGRE2.230.230 | 1 | HEIZER 6 230.00 | 530680 | GRTBEND6 230.00 | 539679 | 230
SECI | TOPOLOGY%SECI%SECI%10937%A | Great Bend - North West Great Bend 115 kV | Line | SECI.N-GBEN1.10937.SECI.MULGRE2.115.115 | 1 | GRTBEND3 115.00 | 539678 | N-GBEND3 115.00 | 539681 | 115
SECI | TOPOLOGY%SECI%SECI%10938%A | Great Bend - Otis 115 kV | Line | SECI.OTISSU1.10938.SECI.MULGRE2.115.115 | 1 | GRTBEND3 115.00 | 539678 | OTISSUB3 115.00 | 539684 | 115
SECI | TOPOLOGY%SECI%SECI%10940%A | Great Bend - Spearville 230 kV | Line | SECI.SPERVI1.10940.SECI.MULGRE2.230.230 | 1 | GRTBEND6 230.00 | 539679 | SPEARVL6 230.00 | 539695 | 230
SECI | TOPOLOGY%SECI%SECI%10903%A | Great Bend 24th & Frey St - Great Bend 2nd Kansas 115 kV | Line | SECI.E-GBEN1.10903.SECI.S-GBEN1.115.115 | 1 | 24-FREY3 115.00 | 539661 | 2ND-KS 3 115.00 | 539689 | 115
SECI | TOPOLOGY%SECI%SECI%10902%A | Great Bend 24th & Frey St - North West Great Bend 115 kV | Line | SECI.N-GBEN1.10902.SECI.E-GBEN1.115.115 | 1 | 24-FREY3 115.00 | 539661 | N-GBEND3 115.00 | 539681 | 115
SECI | TOPOLOGY%SECI%SECI%GBENDTP_S-GBN1%A | Great Bend 2nd Kansas - Great Bend Tap 115 kV | Line | SECI.GBENDTP.GBENDTP_S-GBN1.SECI.S-GBEN1.115.115 | 1 | GBENDTP3 115.00 | 539666 | 2ND-KS 3 115.00 | 539689 | 115
SECI | TOPOLOGY%SECI%SECI%10913%A | Great Bend Tap - Seward MKEC 115 kV | Line | SECI.SEWARD3.10913.SECI.GBENDTP.115.115 | 1 | GBENDTP3 115.00 | 539666 | SEWARD 3 115.00 | 539692 | 115
SECI | TOPOLOGY%SECI%SECI%10525%A | Greenleaf - Knob Hill WR 115 kV | Line | SECI.GRNLEA1.10525.WR.KNOB.115.115 | 1 | KNOB HL3 115.00 | 533332 | GRNLEAF3 115.00 | 539665 | 115
SECI | TOPOLOGY%SECI%SECI%SHOOT_GRNBUR%A | Greensburg - Shooting Star 115 kV | Line | SECI.GRNBUR1.SHOOT_GRNBUR.SECI.SHOOTSTR.115.115 | 1 | GRNBURG3 115.00 | 539664 | SSTARTP3 115.00 | 539763 | 115
SECI | TOPOLOGY%SECI%SECI%10909%A | Greensburg - Sun City 115 kV | Line | SECI.SUNCIT1.10909.SECI.GRNBUR1.115.115 | 1 | GRNBURG3 115.00 | 539664 | SUNCITY3 115.00 | 539697 | 115
SECI | TOPOLOGY%SECI%SECI%10914%A | Haggard - West Dodge 115 kV | Line | SECI.W-DODG1.10914.SECI.HAGGAR1.115.115 | 1 | HAGGARD3 115.00 | 539667 | W-DODGE3 115.00 | 539699 | 115
SECI | TOPOLOGY%SECI%SECI%HARBGR_CARPTR%A | HARBINGER - CARPENTER 345 KV | Line | SPS.CARPENTR.HARBGR_CARPTR.SECI.HARBINGR.345.345 | 1 | HARBNGR7 345.00 | 531512 | CARPENTER 7345.00 | 523823 | 345
SECI | TOPOLOGY%SECI%SECI%10917%A | Harper - Milan Tap 138 kV | Line | SECI.HARPER1.10917.SECI.MILANTP.138.138 | 1 | HARPER 4 138.00 | 539668 | MILANTP4 138.00 | 539675 | 138
SECI | TOPOLOGY%SECI%SECI%HARPER_RAGO%A | Harper - Rago 138 kV | Line | SECI.HARPER1.HARPER_RAGO.SECI.RAGO.138.138 | 1 | HARPER 4 138.00 | 539668 | RAGO 138.00 | 539000 | 138
SECI | TOPOLOGY%SECI%SECI%10060%A | Haskell - Satanta MKEC 115 kV | Line | SECI.CTUSUBL.10060.SECI.HASKEL2.115.115 | 1 | HASKELL3 115.00 | 531374 | SATMKEC3 115.00 | 531442 | 115
SECI | TOPOLOGY%SECI%SECI%10061%A | Haskell - Seward SECI 115 kV | Line | SECI.SEWARD2.10061.SECI.HASKEL2.115.115 | 1 | HASKELL3 115.00 | 531374 | SEWARD-3 115.00 | 531467 | 115
SECI | TOPOLOGY%SECI%SECI%10944A%A | Hayne - North Liberal Tap 115 kV | Line | SECI.N-LIBE1.10944A.SECI.HAYNE.115.115 | 1 | HAYNE3 115.00 | 539640 | NLIBTAP-B3 115.00 | 539682 | 115
SECI | TOPOLOGY%SECI%SECI%10065%A | Helix Tap - Pioneer 69 kV | Line | SECI.TATET.10065.SECI.HELIXTP.69.69 | 1 | HELIXTP2 69.000 | 531376 | PIONEER2 69.000 | 531390 | 69
SECI | TOPOLOGY%SECI%SECI%10063%A | Helix Tap - Praxair 69 kV | Line | SECI.PRAXAIR2.10063.SECI.HELIXTP.69.69 | 1 | HELIXTP2 69.000 | 531376 | PRAXAIR2 69.000 | 531394 | 69
SECI | TOPOLOGY%SECI%SECI%10054%A | Herndon - Johnson SECI 115 kV | Line | SECI.HERNDON.10054.SECI.JOHNSO1.115.115 | 1 | HERNDON3 115.00 | 531367 | JOHNSON3 115.00 | 531371 | 115
SECI | TOPOLOGY%SECI%SECI%LUDELL_HERNDON%A | Herndon-Ludell 115kV | Line | SECI.LUDELLT3.LUDELL_HERNDON.SECI.HERNDON.115.115 | 1 | LUDELLT3 115.00 | 531220 | HERNDON3 115.00 | 531367 | 115
SECI | TOPOLOGY%SECI%SECI%10068%A | Hickock - Pioneer 115 kV | Line | SECI.HICKOC1.10068.SECI.PIONEE2.115.115 | 1 | HICKOCK3 115.00 | 531378 | PIONEER3 115.00 | 531391 | 115
SECI | TOPOLOGY%SECI%SECI%10067%A | Hickock - Praxair 69 kV | Line | SECI.HICKOC1.10067.SECI.PRAXAIR2.69.69 | 1 | HICKOCK2 69.000 | 531377 | PRAXAIR2 69.000 | 531394 | 69
SECI | TOPOLOGY%SECI%SECI%10069%A | Hickock - Rubart 115 kV | Line | SECI.RUBART3.10069.SECI.HICKOC1.115.115 | 1 | HICKOCK3 115.00 | 531378 | RUBART 3 115.00 | 531200 | 115
SECI | TOPOLOGY%SECI%SECI%HIGHPNT_SHARNS%A | Highpoint - Sharon Springs 115 kV | Line | SECI.HIGHPNT.HIGHPNT_SHARNS.SECI.SHARNSP.115.115 | 1 | WTCLFTP3 115.00 | 531263 | SHARNSP3 115.00 | 531358 | 115
SECI | TOPOLOGY%SECI%SECI%GRAHAM_HILLC_1%A | Hill City - Graham Substation 115 kV | Line | SECI.HILLCTY3.GRAHAM_HILLC_1.SECI.GRAHAM3.115.115 | [5 empty] | 115
SECI | TOPOLOGY%SECI%SECI%10123%A | Holcomb - Jones Substation 115 kV | Line | SECI.JONES3.10123.SECI.HOLCOM1.115.115 | 1 | JONES3 115.00 | 531379 | HOLCOMB3 115.00 | 531448 | 115
SECI | TOPOLOGY%SECI%SECI%10091%A | Holcomb - Plymell 115 kV | Line | SECI.PLYMELL.10091.SECI.HOLCOM1.115.115 | 1 | PLYMELL3 115.00 | 531393 | HOLCOMB3 115.00 | 531448 | 115
SECI | TOPOLOGY%SECI%SECI%10148%A | Holcomb - Setab 345 kV | Line | SECI.SETAB1.10148.SECI.HOLCOM1.345.345 | 1 | HOLCOMB7 345.00 | 531449 | SETAB 7 345.00 | 531465 | 345
SECI | TOPOLOGY%SECI%SECI%10070%A | Hugoton - Moscow Tap 69 kV | Line | SECI.MOSCOWT2.10070.SECI.HUGOTON.69.69 | 1 | HUGOTON2 69.000 | 531380 | MOSCOWT2 69.000 | 531385 | 69
SECI | TOPOLOGY%SECI%SECI%10142%A | Hugoton - Rolla 69 kV | Line | SECI.HUGOTON.10142.SECI.ROLLA.69.69 | 1 | HUGOTON2 69.000 | 531380 | ROLLA 2 69.000 | 531395 | 69
SECI | TOPOLOGY%SECI%SECI%WALKMY_HUGOTON%A | Hugoton - Walkemeyer 115 kV | Line | SECI.WALKMY1.WALKMY_HUGOTON.SECI.HUGOTON.115.115 | 1 | WALKMYR3 115.00 | 531405 | HUGOTON3 115.00 | 531481 | 115
SECI | TOPOLOGY%SECI%SECI%10100%A | Ingalls - Pierceville 115 kV | Line | SECI.INGALLS.10100.SECI.PIERCVL.115.115 | 1 | INGALLS3 115.00 | 531407 | PIERCVL3 115.00 | 531408 | 115
SECI | TOPOLOGY%SECI%SECI%INGALLS_SANTA%A | Ingalls - Santa Fe 115 kV | Line | SECI.INGALLS.INGALLS_SANTA.SECI.SANTAFE3.115.115 | 1 | INGALLS3 115.00 | 531407 | SANTAFE3 115.00 | 531213 | 115
SECI | TOPOLOGY%SECI%SECI%IONIA_JEWELL%A | Ionia Substation - Jewell 115 kV | Line | SECI.JEWELL1.IONIA_JEWELL.SECI.IONIA.115.115 | 1 | IONIA 3 115.00 | 539647 | JEWELL 3 115.00 | 539669 | 115
SECI | TOPOLOGY%SECI%SECI%1019%A | Ionia Substation - Smith Center 115 kV | Line | SECI.SMITH-1.1019.SECI.IONIA.115.115 | 1 | IONIA 3 115.00 | 539647 | SMITH-C3 115.00 | 539693 | 115
SECI | TOPOLOGY%WR%WR%IRON_SPERVIL%A | Ironwood - Spearville 345 kV | Line | SECI.IRON.IRON_SPERVIL.SECI.SPERVI1.345.345 | 1 | IRONWOOD7 345.00 | 539803 | SPERVIL7 345.00 | 531469 | 345
SECI | TOPOLOGY%SECI%SECI%MORRIS_IRSKDOL%A | Irsik Doll - Morris SECI 115 kV | Line | SECI.MORRIS3.MORRIS_IRSKDOL.SECI.IRSKDOL3.115.115 | 1 | MORRIS-3 115.00 | 531430 | IRSKDOL3 115.00 | 531478 | 115
SECI | TOPOLOGY%SECI%SECI%SWNDTP_IRSKDOL%A | Irsik Doll - South Wind Tap 115 kV | Line | SECI.SWNDTAP.SWNDTP_IRSKDOL.SECI.IRSKDOL3.115.115 | 1 | SWNDTAP3 115.00 | 531476 | IRSKDOL3 115.00 | 531478 | 115
SECI | TOPOLOGY%SECI%SECI%10122%A | Jameson - Jones Substation 115 kV | Line | SECI.JONES3.10122.SECI.JAMESN9.115.115 | 1 | JONES3 115.00 | 531379 | JAMESON3 115.00 | 531426 | 115
SECI | TOPOLOGY%SECI%SECI%10111B%A | Jameson - Lowe Tap 115 kV | Line | SECI.JAMESN9.10111B.SECI.LOWETAP3.115.115 | 1 | LOWETAP3 115.00 | 531425 | JAMESON3 115.00 | 531426 | 115
SECI | TOPOLOGY%SECI%SECI%10074%A | Johnson Corner - Johnson GOAB 69 kV | Line | SECI.JOHNCR2.10074.SECI.JOHNSO2.69.69 | 1 | JOHNSON2 69.000 | 531381 | JOHNCR 3 115.00 | 531424 | 69
SECI | TOPOLOGY%SECI%SECI%JOHNCR_MANTER1%A | Johnson Corner - Manter Tap 69 kV | Line | SECI.MANTERT.JOHNCR_MANTER1.SECI.JOHNCR2.69.69 | 1 | JOHNCR 2 69.000 | 531383 | MANTERT2 69.000 | 531475 | 69
SECI | TOPOLOGY%SECI%SECI%10075%A | Johnson GOAB - Ulysses Plant 69 kV | Line | SECI.JOHNSO2.10075.SECI.ULUPLT.69.69 | [5 empty] | 69
SECI | TOPOLOGY%SECI%SECI%10057%A | Johnson SECI - Oberlin Tap 115 kV | Line | SECI.OBERT.10057.SECI.JOHNSO1.115.115 | 1 | JOHNSON3 115.00 | 531371 | OBER T 3 115.00 | 531457 | 115
SECI | TOPOLOGY%SECI%SECI%10037%A | Kanarado - National Sunflower Industry Tap 115 kV | Line | SECI.KANARAD.10037.SECI.NSITAP.115.115 | 1 | KANARAD3 115.00 | 531354 | NSI TAP3 115.00 | 531356 | 115
SECI | TOPOLOGY%SECI%SECI%KANARAD_HIGHPT%A | Kanardo - Highpoint 115kV | Line | SECI.HIGHPNT.KANARAD_HIGHPT.SECI.KANARAD.115.115 | 1 | KANARAD3 115.00 | 531354 | WTCLFTP3 115.00 | 531263 | 115
SECI | TOPOLOGY%SECI%SECI%10041%A | Lawn Ridge - Ruleton 115 kV | Line | SECI.LAWNRID.10041.SECI.RULETON.115.115 | 1 | RULETON3 115.00 | 531357 | LAWNRID3 115.00 | 531368 | 115
SECI | TOPOLOGY%SECI%SECI%10055%A | Lawn Ridge - St.Francis Tap 115 kV | Line | SECI.STFRANT.10055.SECI.LAWNRID.115.115 | 1 | LAWNRID3 115.00 | 531368 | STFRANT3 115.00 | 531471 | 115
SECI | TOPOLOGY%SECI%SECI%10126%A | Leoti - Selkirk 115 kV | Line | SECI.LEOTI.10126.SECI.SELKIRK.115.115 | 1 | LEOTI 3 115.00 | 531428 | SELKIRK3 115.00 | 531434 | 115
SECI | TOPOLOGY%SECI%SECI%S-W-LIBERAL%A | Liberal East Pine Street - West Liberal 115 kV | Line | SECI.S-LIBE1.S-W-LIBERAL.SECI.W-LIBE1.115.115 | 1 | E-PINE 3 115.00 | 539690 | W-LIBER3 115.00 | 539700 | 115
SECI | TOPOLOGY%SECI%SECI%NWDODG-TAP2%A | Loren Ochs - Northwest Dodge 115 kV | Line | SECI.LORENOCH.NWDODG-TAP2.SECI.NW-DODG1.115.115 | 1 | LOCHS 115.00 | 539944 | NW-DODG3 115.00 | 539641 | 115
SECI | TOPOLOGY%SECI%SECI%LOWETA_LOWES_1%A | Lowe Substation - Lowe Tap 115 kV | Line | SECI.LOWETAP3.LOWETA_LOWES_1.SECI.LOWESUB3.115.115 | 1 | LOWETAP3 115.00 | 531425 | LOWESUB3 115.00 | 531435 | 115
SECI | TOPOLOGY%SECI%SECI%10048%A | Manning SECI - Manning Tap 115 kV | Line | SECI.MANNIN2.10048.SECI.MANNGT.115.115 | 1 | MANNGT 3 115.00 | 531362 | MANNING3 115.00 | 531363 | 115
SECI | TOPOLOGY%SECI%SECI%10049%A | Manning Tap - Scott City 115 kV | Line | SECI.SCOTCTY.10049.SECI.MANNGT.115.115 | 1 | MANNGT 3 115.00 | 531362 | SCOTCTY3 115.00 | 531433 | 115
SECI | TOPOLOGY%SECI%SECI%10076%A | Manter - Manter Tap 69 kV | Line | SECI.MANTER1.10076.SECI.MANTERT.69.69 | 1 | MANTER 2 69.000 | 531382 | MANTERT2 69.000 | 531475 | 69
SECI | TOPOLOGY%SECI%SECI%RICHFLD_MANTR1%A | Manter Tap - Richfield 69 kV | Line | SECI.MANTERT.RICHFLD_MANTR1.SECI.RICHFLD2.69.69 | 1 | RICHFLD2 69.000 | 531474 | MANTERT2 69.000 | 531475 | 69
SECI | TOPOLOGY%SECI%SECI%MCDN_BVRV%A | Mcdonald - Beaver Valley 115 kV | Line | SECI.BVRVALLE.MCDN_BVRV.SECI.MCDONLD3.115.115 | 1 | MCDONLD3 115.00 | 531487 | ONEOKTP3 115.00 | 531488 | 115
SECI | TOPOLOGY%SECI%SECI%10931%A | Medicine Lodge - Sun City 115 kV | Line | SECI.SUNCIT1.10931.SECI.MED-LD1.115.115 | 1 | MED-LDG3 115.00 | 539673 | SUNCITY3 115.00 | 539697 | 115
SECI | TOPOLOGY%SECI%SECI%WEST_EAST%A | Meridian Way 1 - Meridian Way 2 230 kV | Line | SECI.HORZN_W.WEST_EAST.SECI.HORZN_E.230.230 | 1 | MRWYP26 230.00 | 539634 | MRWYP16 230.00 | 539637 | 230
SECI | TOPOLOGY%SECI%SECI%MILNGOAB_MILAN%A | Milan - Milan GOAB 138 kV | Line | SECI.MILNGOAB.MILNGOAB_MILAN.SECI.MILAN2.138.138 | 1 | MILAN 4 138.00 | 539676 | MILNGOAB 138.00 | 539008 | 138
SECI | TOPOLOGY%SECI%SECI%MILANGB_VIOLA%A | Milan GOAB - Viola 138 kV | Line | SECI.MILNGOAB.MILANGB_VIOLA.WR.VIOLA7.138.138 | 1 | MILANGOAB 138.00 | 539008 | VIOLA 4 138.00 | 533075 | 138
SECI | TOPOLOGY%SECI%SECI%MILNTP_CONWAY%A | Milan Tap - Conway Springs 138 kV | Line | SECI.MILANTP.MILNTP_CONWAY.SECI.CONWYSPG.138.138 | 1 | CONWYSPG 138.00 | 539009 | MILANTP4 138.00 | 539675 | 138
SECI | TOPOLOGY%SECI%SECI%10151%A | Mingo SECI - Setab 345 kV | Line | SECI.SETAB1.10151.SECI.MINGO1.345.345 | 1 | MINGO 7 345.00 | 531451 | SETAB 7 345.00 | 531465 | 345
SECI | TOPOLOGY%SECI%SECI%10078%A | Moscow - Moscow Tap 69 kV | Line | SECI.MOSCOWT2.10078.SECI.MOSCOW1.69.69 | 1 | MOSCOW 2 69.000 | 531384 | MOSCOWT2 69.000 | 531385 | 69
SECI | TOPOLOGY%SECI%SECI%10154%A | Moscow CMS - Seward SECI 69 kV | Line | SECI.MOSCCMS.10154.SECI.SEWARD2.69.69 | 1 | MOSCCMS2 69.000 | 531454 | CMSSWRD2 69.000 | 531466 | 69
SECI | TOPOLOGY%SECI%SECI%10079%A | Moscow Tap - Northern 6 Tap 69 kV | Line | SECI.MOSCOWT2.10079.SECI.NORTH6T.69.69 | 1 | MOSCOWT2 69.000 | 531385 | NORTH6T2 69.000 | 531389 | 69
SECI | TOPOLOGY%SECI%SECI%NLIB_BEEF%A | National Beef Liberal - North Liberal 115 kV | Line | SECI.NAT_BEEF.NLIB_BEEF.SECI.N-LIBE1.115.115 | 1 | NATBEEF3 115.00 | 539751 | NATBFTAP-B3 115.00 | 539776 | 115
SECI | TOPOLOGY%SECI%SECI%10039%A | National Sunflower Industry Tap - NSI 115 kV | Line | SECI.NSITAP.10039.SECI.NSI_SEC.115.115 | 1 | NSI 115.00 | 531355 | NSI TAP3 115.00 | 531356 | 115
SECI | TOPOLOGY%SECI%SECI%10040%A | National Sunflower Industry Tap - Ruleton 115 kV | Line | SECI.NSITAP.10040.SECI.RULETON.115.115 | 1 | NSI TAP3 115.00 | 531356 | RULETON3 115.00 | 531357 | 115
SECI | TOPOLOGY%SECI%SECI%10106%A | Ness City SECI - Ransom 115 kV | Line | SECI.NESSCTY.10106.SECI.RANSOM1.115.115 | 1 | RANSOM 3 115.00 | 531414 | NESSCTY3 115.00 | 531456 | 115
SECI | TOPOLOGY%SECI%SECI%10059%A | Norcatur - Oberlin Tap 115 kV | Line | SECI.OBERT.10059.SECI.NORCATR.115.115 | 1 | NORCATR3 115.00 | 531372 | OBER T 3 115.00 | 531457 | 115
SECI | TOPOLOGY%SECI%SECI%10058%A | Norcatur - Rhoades 115 kV | Line | SECI.RHOADES.10058.SECI.NORCATR.115.115 | 1 | NORCATR3 115.00 | 531372 | RHOADES3 115.00 | 531373 | 115
SECI | TOPOLOGY%SECI%SECI%SEWARD_N_CIMRN%A | North Cimarron-Seward 115kV | Line | SECI.SEWARD2.SEWARD_N_CIMRN.SECI.N-CIMRN3.115.115 | 1 | SEWARD-3 115.00 | 531467 | N-CIMRN3 115.00 | 539749 | 115
SECI | TOPOLOGY%SECI%SECI%NDODGE_NWDODGE%A | North Dodge - Northwest Dodge 115 kV | Line | SECI.N-DODG1.NDODGE_NWDODGE.SECI.NW-DODG1.115.115 | 1 | NW-DODG3 115.00 | 539641 | N-DODGE3 115.00 | 539680 | 115
SECI | TOPOLOGY%SECI%SECI%10923%B | North Fort Dodge - South Dodge 115 kV | Line | SECI.NOR-JUD3.10923.SECI.S-DODG1.115.115 | 1 | S-DODGE3 115.00 | 539688 | NFTDODG3 115.00 | 539771 | 115
SECI | TOPOLOGY%SECI%SECI%SPEARVIL_EAST%A | North Fort Dodge - Spearville 115 kV CKT 1 | Line | SECI.SPERVI1.SPEARVIL_EAST.SECI.NFTDODG3.115.115 | 1 | SPEARVL3 115.00 | 539694 | NFTDODG3 115.00 | 539771 | 115
SECI | TOPOLOGY%SECI%SECI%SPEARVIL_WEST%A | North Fort Dodge - Spearville 115 kV CKT 2 | Line | SECI.SPERVI1.SPEARVIL_WEST.SECI.NFTDODG3.115.115 | 1 | SPRVL 3 115.00 | 539759 | NFTDODG3 115.00 | 539771 | 115
SECI | TOPOLOGY%SECI%SECI%10944A%A | North Liberal - North Liberal Tap 115 kV | Line | SECI.HAYNE.10944A.SECI.N-LIBE1.115.115 | 1 | NLIBTAP3 115.00 | 539682 | NLIB 3 115.00 | 539737 | 115
SECI | TOPOLOGY%SECI%SECI%10944%B | North Liberal - West Liberal 115 kV | Line | SECI.N-LIBE1.10944.SECI.W-LIBE1.115.115 | 1 | W-LIBER3 115.00 | 539700 | NLIB 3 115.00 | 539737 | 115
SECI | TOPOLOGY%SECI%SECI%10082%A | Northern 6 Tap - Walkemeyer 69 kV | Line | SECI.WALKMY1.10082.SECI.NORTH6T.69.69 | 1 | NORTH6T2 69.000 | 531389 | WALKMYR2 69.000 | 531404 | 69
SECI | TOPOLOGY%SECI%SECI%WDODG-TAP2%A | Northwest Dodge - West Dodge 115 kV | Line | SECI.W-DODG1.WDODG-TAP2.SECI.LORENOCH.115.115 | 1 | NW-DODG3 115.00 | 539641 | W-DODGE3 115.00 | 539699 | 115
SECI | TOPOLOGY%SECI%SECI%10157%A | Oberlin - Oberlin Tap 115 kV | Line | SECI.OBERT.10157.SECI.OBERLIN.115.115 | 1 | OBER T 3 115.00 | 531457 | OBERLIN3 115.00 | 531458 | 115
SECI | TOPOLOGY%SECI%SECI%OGALATP_SECI%A | Ogallah One Oak-Ogallah 115kV | Line | SECI.OG_ONEOK.OGALATP_SECI.SECI.OGALLAH.115.115 | 1 | OGALATP3 115.00 | 530677 | OG ONEOK 115.00 | 531492 | 115
SECI | TOPOLOGY%CO%CO%LINE%LN | One Oak - One Oak Tap 115 kV | Line | LINE.NOT.IN.EMS.CANT.999.999 | 1 | BVERVLLY 115.00 | 531488 | ONEOK 3 115.00 | 531489 | 115
SECI | TOPOLOGY%SECI%SECI%10043%A | Palmer - Sharon Springs 115 kV | Line | SECI.SHARNSP.10043.SECI.PALMER3.115.115 | 1 | SHARNSP3 115.00 | 531358 | PALMER3 115.00 | 531431 | 115
SECI | TOPOLOGY%SECI%SECI%10128%A | Palmer - Tribune Switch 115 kV | Line | SECI.TRIBSW.10128.SECI.PALMER3.115.115 | 1 | PALMER3 115.00 | 531431 | TRIB SW3 115.00 | 531438 | 115
SECI | TOPOLOGY%SECI%SECI%10947%A | Phillipsburg - Plainville 115 kV | Line | SECI.PLAINV1.10947.SECI.PHLBUR1.115.115 | 1 | PHLBURG3 115.00 | 539685 | PLAINVL3 115.00 | 539686 | 115
SECI | TOPOLOGY%SECI%SECI%10948%A | Phillipsburg - Smith Center 115 kV | Line | SECI.SMITH-1.10948.SECI.PHLBUR1.115.115 | 1 | PHLBURG3 115.00 | 539685 | SMITH-C3 115.00 | 539693 | 115
SECI | TOPOLOGY%SECI%SECI%10090%A | Pierceville - Plymell 115 kV | Line | SECI.PLYMELL.10090.SECI.PIERCVL.115.115 | 1 | PLYMELL3 115.00 | 531393 | PIERCVL3 115.00 | 531408 | 115
SECI | TOPOLOGY%SECI%SECI%10129%A | Pile - Scott City 115 kV | Line | SECI.SCOTCTY.10129.SECI.PILE.115.115 | 1 | PILE 3 115.00 | 531432 | SCOTCTY3 115.00 | 531433 | 115
SECI | TOPOLOGY%SECI%SECI%10087%A | Pioneer - Puckett Goab 115 kV | Line | SECI.PIONEE2.10087.SECI.PKGOAB.115.115 | 1 | PIONEER3 115.00 | 531391 | PK_GOAB3 115.00 | 531400 | 115
SECI | TOPOLOGY%SECI%SECI%10085%A | Pioneer - Ulysses East 69 kV | Line | SECI.ULUE.10085.SECI.PIONEE2.69.69 | 1 | PIONEER2 69.000 | 531390 | ULU E 2 69.000 | 531401 | 69
SECI | TOPOLOGY%SECI%SECI%TATET_ULUNW%A | Pioneer - Ulysses Northwest 69 kV | Line | SECI.TATET.TATET_ULUNW.SECI.ULUNW.69.69 | 1 | PIONEER2 69.000 | 531390 | ULU NW 2 69.000 | 531402 | 69
SECI | TOPOLOGY%SECI%SECI%PION_BIG%A | Pioneer - Ulysses Plant 115 kV | Line | SECI.PIONEE2.PION_BIG.SECI.ULYSSES.115.115 | 1 | PIONEER3 115.00 | 531391 | ULYSPLT3 115.00 | 531490 | 115
SECI | TOPOLOGY%SECI%SECI%PPGOAB_PIONTAP%A | Pioneer Tap - PLeasant Prairie GOAB 115 kV | Line | SECI.PP_GOAB.PPGOAB_PIONTAP.SECI.PIONTAP.115.115 | 1 | PIONTAP3 115.00 | 531392 | PNTPR-GOAB3 115.00 | 531203 | 115
SECI | TOPOLOGY%SECI%SECI%10088%A | Pioneer Tap - Plymell 115 kV | Line | SECI.PLYMELL.10088.SECI.PIONTAP.115.115 | 1 | PIONTAP3 115.00 | 531392 | PLYMELL3 115.00 | 531393 | 115
SECI | TOPOLOGY%SECI%SECI%10089%A | Pioneer Tap - Satanta MKEC 115 kV | Line | SECI.CTUSUBL.10089.SECI.PIONTAP.115.115 | 1 | PIONTAP3 115.00 | 531392 | SAT-TAP3 115.00 | 531442 | 115
SECI | TOPOLOGY%SECI%SECI%10093%A | Pioneer Tap - Sublette 115 kV | Line | SECI.PIONTAP.10093.SECI.SUBLET1.115.115 | 1 | PIONTAP3 115.00 | 531392 | SUBLETE3 115.00 | 531398 | 115
SECI | TOPOLOGY%SECI%SECI%PPGOAB_PLSNTPR%A | Pleasant Prairie - Pleasant Prairie GOAB 115kV | Line | SECI.PP_GOAB.PPGOAB_PLSNTPR.SECI.PLSNTPR.115.115 | 1 | PNTPR-GOAB3 115.00 | 531203 | PLSNTPR3 115.00 | 531204 | 115
SECI | TOPOLOGY%SECI%SECI%SANTTAP_PPGOAB%A | Pleasant Prairie GOAB - Satanta Tap 115kV | Line | SECI.PP_GOAB.SANTTAP_PPGOAB.SECI.SANTTAP.115.115 | 1 | PNTPR-GOAB3 115.00 | 531203 | SATATAP3 115.00 | 531396 | 115
SECI | TOPOLOGY%WR%WR%POSTRCK_SPERV%A | Post Rock - Spearville 345 kV | Line | WR.POSTROCK.POSTRCK_SPERV.SECI.SPERVI1.345.345 | 1 | POSTROCK7 345.00 | 530583 | SPERVIL7 345.00 | 531469 | 345
SECI | TOPOLOGY%SECI%SECI%10930%A | Pratt - River Road 115 kV | Line | SECI.PRATT1.10930.SECI.RIVROAD.115.115 | 1 | RVROAD 115.00 | 539651 | PRATT 3 115.00 | 539687 | 115
SECI | TOPOLOGY%SECI%SECI%10930%A | Pratt - River Road 115 kV | Line | SECI.PRATT1.10930.SECI.RIVROAD.115.115 | 1 | RVROAD 115.00 | 539651 | PRATT 3 115.00 | 539687 | 115
SECI | TOPOLOGY%SECI%SECI%PRITCHRD_RIVRD%A | Pritchard - River Road 115kV | Line | SECI.RIVROAD.PRITCHRD_RIVRD.SECI.PRITCHRD.115.115 | 1 | RVROAD 115.00 | 539651 | NINNESC3 115.00 | 539648 | 115
SECI | TOPOLOGY%SECI%SECI%SADDLE_PRITCH%A | Pritchard - Sadle Horn SECI 115 kV | Line | SECI.SADLEHRN.SADDLE_PRITCH.SECI.PRITCHRD.115.115 |  | PRITCHRD 115.00 | 539746 |  |  | 115
SECI | TOPOLOGY%SECI%SECI%PRITCHRD_STJN%A | Pritchard - St John SECI 115 kV | Line | SECI.PRITCHRD.10951.SECI.ST-JOHN.115.115 | 1 | PRITCHRD 115.00 | 539746 | ST-JOHN3 115.00 | 539696 | 115
SECI | TOPOLOGY%SECI%SECI%PUCKET_PKGOAB%A | Pucket - Puckett Goab 115 kV | Line | LINE.NOT.IN.EMS.CANT.999.999 | 1 | PUCKET 3 115.00 | 531375 | PK_GOAB3 115.00 | 531400 | 115
SECI | TOPOLOGY%SECI%SECI%PHLB_RHOA%A | Rhoades - Phillipsburg 115 kV | Line | SECI.RHOADES.PHLB_RHOA.SECI.PHLBUR1.115.115 | 1 | RHOADES3 115.00 | 531373 | PHLBURG3 115.00 | 539685 | 115
SECI | TOPOLOGY%SECI%SECI%RIV_NRSAWYER%A | River Road - Sawyer 115 kV | Line | SECI.NRSAWYER.RIV_NRSAWYER.SECI.RIVROAD.115.115 | 1 | SAWYER 3 115.00 | 539649 | RVROAD 115.00 | 539651 | 115
SECI | TOPOLOGY%SECI%SECI%RUBART_SANTTAP%A | Rubart - Satanta Tap 115 kV | Line | SECI.RUBART3.RUBART_SANTTAP.SECI.SANTTAP.115.115 | 1 | RUBART 3 115.00 | 531200 | SATATAP3 115.00 | 531396 | 115
SECI | TOPOLOGY%SECI%SECI%10963%A | Russell SECI - Waldo 115 kV | Line | SECI.RUSSEL3.10963.SECI.WALDO1.115.115 | 1 | WALDO 3 115.00 | 539698 | RUSSELL3 115.00 | 539701 | 115
SECI | TOPOLOGY%SECI%SECI%STJOHN_SADDLE%A | Sadle Horn - St John SECI 115 kV | Line | SECI.ST-JOHN.STJOHN_SADDLE.SECI.SADLEHRN.115.115 |  |  |  | ST-JOHN3 115.00 | 539696 | 115
SECI | TOPOLOGY%SECI%SECI%SANTTAP_SANTNT%A | Satanta - Satanta MKEC 115 kV | Line |  | 1 | SAT-TAP3 115.00 | 531442 | SATMKEC3 115.00 | 539691 | 115
SECI | TOPOLOGY%SECI%SECI%SANTTAP_SANTNT%A | Satanta - SATANTA TAP 115 kV | Line | SECI.SANTANT.SANTTAP_SANTNT.SECI.SANTTAP.115.115 | 1 | SATATAP3 115.00 | 531396 | SATANTA 3 115.00 | 531397 | 115
SECI | TOPOLOGY%SECI%SECI%10158%A | Satanta Cms - Seward SECI 69 kV | Line | SECI.SANTCMS.10158.SECI.SEWARD2.69.69 | 1 | SANTCMS2 69.000 | 531463 | CMSSWRD2 69.000 | 531466 | 69
SECI | TOPOLOGY%SECI%SECI%10130%A | Scott City - Setab 115 kV | Line | SECI.SCOTCTY.10130.SECI.SETAB1.115.115 | 1 | SCOTCTY3 115.00 | 531433 | SETAB 3 115.00 | 531464 | 115
SECI | TOPOLOGY%SECI%SECI%10131%A | Selkirk - Tribune Switch 115 kV | Line | SECI.TRIBSW.10131.SECI.SELKIRK.115.115 | 1 | SELKIRK3 115.00 | 531434 | TRIB SW3 115.00 | 531438 | 115
SECI | TOPOLOGY%SECI%SECI%10957%A | Seward MKEC - St John SECI 115 kV | Line | SECI.ST-JOHN.10957.SECI.SEWARD3.115.115 | 1 | SEWARD 3 115.00 | 539692 | ST-JOHN3 115.00 | 539696 | 115
SECI | TOPOLOGY%SECI%SECI%S-W-DODGE%A | South Dodge - West Dodge 115 kV | Line | SECI.W-DODG1.S-W-DODGE.SECI.S-DODG1.115.115 | 1 | S-DODGE3 115.00 | 539688 | W-DODGE3 115.00 | 539699 | 115
SECI | TOPOLOGY%SECI%SECI%SWNDTAP_SWIND3%A | South Wind Tap - South Wind 115 kV | Line | SECI.SWNDTAP.SWNDTAP_SWIND3.SECI.SWIND3.115.115 | 1 | SWNDTAP3 115.00 | 531476 | S. WIND3 115.00 | 531477 | 115
SECI | TOPOLOGY%SECI%SECI%10056%A | St.Francis - St.Francis Tap 115 kV | Line | SECI.STFRANT.10056.SECI.STFRAN2.115.115 | 1 | STFRAN 3 115.00 | 531370 | STFRANT3 115.00 | 531471 | 115
SECI | TOPOLOGY%SECI%SECI%10134%A | Syracuse - Tribune 115 kV | Line | SECI.SYRACU1.10134.SECI.TRIBUNE.115.115 | 1 | SYRACUS3 115.00 | 531437 | TRIBUNE3 115.00 | 531439 | 115
SECI | TOPOLOGY%SECI%SECI%10135%A | Syracuse - Williamson 115 kV | Line | SECI.SYRACU1.10135.SECI.WILLIAM.115.115 | 1 | SYRACUS3 115.00 | 531437 | WILLIAM3 115.00 | 531440 | 115
SECI | TOPOLOGY%SECI%SECI%10136%A | Tribune - Tribune Switch 115 kV | Line | SECI.TRIBSW.10136.SECI.TRIBUNE.115.115 | 1 | TRIB SW3 115.00 | 531438 | TRIBUNE3 115.00 | 531439 | 115
SECI | TOPOLOGY%SECI%SECI%10072%A | Ulysses Plant - Ulysses East 69 kV | Line | SECI.ULUPLT.10072.SECI.ULUE.69.69 | 1 | ULU E 2 69.000 | 531401 | ULU PLT2 69.000 | 531403 | 69
SECI | TOPOLOGY%SECI%SECI%10096%A | Ulysses Plant - Ulysses Northwest 69 kV | Line | SECI.ULUPLT.10096.SECI.ULUNW.69.69 | 1 | ULU NW 2 69.000 | 531402 | ULU PLT2 69.000 | 531403 | 69
SECI | TOPOLOGY%SECI%SECI%WALKMY_HARBING%A | WALKEMEYER - HARBINGER115 KV | Line | SECI.HARBINGR.WALKMY_HARBING.SECI.WALKMY1.115.115 | 1 | WALKMYR3 115.00 | 531405 | HARBNGR3 115.00 | 531510 | 115
SECI | TOPOLOGY%SECI%SECI%10098%A | Walkemeyer - Woods 69 kV | Line | SECI.WALKMY1.10098.SECI.WOODS.69.69 | 1 | WALKMYR2 69.000 | 531404 | WOODS 2 69.000 | 531406 | 69
SPA | TOPOLOGY%SPA%SPA%5AKINS_SALISA1%A | Akins SPA- Sallisaw SPA 161 kV | Line | SPA.SALISA1.5AKINS_SALISA1.SPA.AKINS.161.161 | 1 | 5AKINS 161.00 | 301366 | SALISAW5 161.00 | 505550 | 161
SPA | TOPOLOGY%SPA%SPA%7440%A | Allen Tap - Explorer Tap 138 kV | Line | SPA.EXPLOR2.7440.SPA.ALLEN4.138.138 | 1 | EXPLOR 4 138.00 | 505596 | ALLEN 4 138.00 | 505598 | 138
SPA | TOPOLOGY%WFEC%WFEC%7442%A | Allen Tap - Tupelo 138 kV | Line | WFEC.TUPELO2.7442.SPA.ALLEN4.161.161 | 1 | ALLEN 4 138.00 | 505598 | TUPELO 4 138.00 | 505600 | 138
SPA | TOPOLOGY%SPA%SPA%GLENCO_HILND25%A | Ash Flat SPA - Highland SPA 161 kV | Line | SPA.ASHFLT.GLENCO_HILND25.SPA.GLENCOE2.161.161 | 1 | 5HIGHLAND 161.00 | 338220 | GLENCOE 5 161.00 | 504080 | 161
SPA | TOPOLOGY%SPA%SPA%WATVLX_HILND25%A | Ash Flat SPA - Water Valley SPA 161 kV | Line | SPA.ASHFLT.WATVLX_HILND25.SPA.WATERVLY.161.161 | 1 | 5HIGHLAND 161.00 | 338220 | WATER V5 161.00 | 505442 | 161
SPA | TOPOLOGY%AECI%AECI%IDALIA-ASHER%A | Asherville SPA - Idalia 161 kV | Line | AECI.ASHERVIL.IDALIA-ASHER.AECI.IDALIA.161.161 | 1 | 5ASHRVL 161.00 | 300056 | IDALIA 5 161.00 | 505434 | 161
SPA | TOPOLOGY%SPA%SPA%ASHER-POP_BL%A | Asherville SPA - Poplar Bluff 161 kV | Line | SPA.POP_BLF.ASHER-POP_BL.AECI.ASHERVIL.161.161 | 1 | 5ASHRVL 161.00 | 300056 | POP BLF5 161.00 | 505438 | 161
SPA | TOPOLOGY%WFEC%WFEC%7447%B | Atoka - Atoka West - Tupelo 138 kV | Line | CSWS.ATOKA2.7447.SPA.TUPELO2.138.138 | 1 | TUPELO 4 138.00 | 505600 | ATOKA--4 138.00 | 510887 | 138
SPA | TOPOLOGY%SPA%SPA%SPFLD-BATLFD%A | Battlefield - Springfield SPA 161 kV | Line | AECI.SPRGFLD.SPFLD-BATLFD.SPRM.BATFLD5.161.161 | 1 | SPRGFLD5 161.00 | 505492 | BATTLEFIELD5161.00 | 549959 | 161
SPA | TOPOLOGY%AECI%AECI%7358%A | Beaver SPA - Washburn AECI 161 kV | Line | SPA.BEAVER1.7358.AECI.5WASHBR.161.161 | 1 | 5WASHBRN 161.00 | 300129 | BEAVER 5 161.00 | 505480 | 161
SPA | TOPOLOGY%SPA%SPA%7464%A | Broken Bow - Hochatown 138 kV | Line | SPA.BRKN_BOW.7464.WFEC.HOCHTWN.161.161 | 1 | BRKN BW4 138.00 | 505614 | HOCHTWN4 138.00 | 520943 | 138
SPA | TOPOLOGY%WFEC%WFEC%7453%A | Brown SPA - Kiersey 138 kV South | Line | WFEC.KIERSEY.7453.WFEC.SBROWN.138.138 | 1 | S BROWN4 138.00 | 505602 | KRSYJCTS4 138.00 | 521109 | 138
SPA | TOPOLOGY%WFEC%WFEC%7454%A | Brown SPA - Russett WFEC 138 kV | Line | WFEC.SBROWN.7454.WFEC.RUSSETT.138.138 | 1 | S BROWN4 138.00 | 505602 | RUSSETT4 138.00 | 521044 | 138
SPA | TOPOLOGY%WFEC%WFEC%7444%A | Brown SPA - Tupelo 138 kV | Line | SPA.TUPELO2.7444.WFEC.SBROWN.138.138 | 1 | TUPELO 4 138.00 | 505600 | S BROWN4 138.00 | 505602 | 138
SPA | TOPOLOGY%SPA%SPA%7332B%B | Buford - Bull Shoals SPA 161 kV | Line | SPA.BULL_SHL.7332B.SPA.BUFRDTP5.161.161 | 1 | BUFORD 5 161.00 | 504440 | BULL SHOALS 161.00 | 505461 | 161
SPA | TOPOLOGY%SPA%SPA%7332%A | Buford - Norfork 161 kV | Line | SPA.NORFORK.7332.SPA.BUFRDTP5.161.161 | 1 | BUFORD 5 161.00 | 504440 | NORFORK5 161.00 | 505448 | 161
SPA | TOPOLOGY%SPA%SPA%B_SHOL-BUL_SH5%A | Bull Shoals EES - Bull Shoals SPA 161 kV | Line | EES.BULSH2.B_SHOL-BUL_SH5.SPA.BULL_SHL.161.161 | Z1 | 5BULLSHOALS+161.00 | 338123 | BULL SH5 161.00 | 505460 | 161
SPA | TOPOLOGY%SPA%SPA%GNSVL-BULSHL%A | Bull Shoals SPA - Gainsville#2 161 kV | Line | AECI.GAINESVL.GNSVL-BULSHL.SPA.BULL_SHL.161.161 | 1 | 5GAINES 161.00 | 300081 | BULL SH5 161.00 | 505460 | 161
SPA | TOPOLOGY%EES%EES%7343%A | Bull Shoals SPA - Hilltop EES 161 kV | Line | SPA.BULL_SHL.7343.EES.HILLTOP5.161.161 | 1 | 5HILLTOP% 161.00 | 338110 | BULL SHOALS 161.00 | 505461 | 161
SPA | TOPOLOGY%SPA%SPA%BULSH7_SLEDHL5%A | Bull Shoals SPA - Lead Hill 161 kV | Line | AECI.SLEDHL.BULSH7_SLEDHL5.SPA.BULL_SHL.161.161 | 1 | 5S.LEAD HILL161.00 | 338120 | BULL SH5 161.00 | 505460 | 161
SPA | TOPOLOGY%SPA%SPA%BUL_SH-MIDWA25%A | Bull Shoals SPA - Midway EES 161 kV | Line | EES.MIDWA2.BUL_SH-MIDWA25.SPA.BULL_SHL.161.161 | 1 | 5MIDWY JRDN#161.00 | 338813 | BULL SH5 161.00 | 505460 | 161
SPA | TOPOLOGY%SPA%SPA%NORFRK-CALICO5%A | Calico Rock - Norfork 161 kV | Line | EES.CALICO.NORFRK-CALICO5.SPA.NORFORK.161.161 | 1 | 5CALICO ROCK161.00 | 338130 | NORFORK5 161.00 | 505448 | 161
SPA | TOPOLOGY%AECI%AECI%CARTHAGE_E_B2B%A | Carthage - Carthage AE 69 kV #1 | Line | AECI.CARTH_WE.CARTHAGE_E_B2B.SPA.CARTH_AE.69.69 | [5 empty] | 69
SPA | TOPOLOGY%AECI%AECI%CARTHAGE_W_B2B%A | Carthage - Carthage_AE 69 kV #2 | Line | AECI.CARTH_WE.CARTHAGE_W_B2B.SPA.CARTH_AE.69.69 | [5 empty] | 69
SPA | TOPOLOGY%SPA%SPA%CRTHG-LAMAR%A | Carthage SPA - Jasper 69 kV | Line | SPA.CARTH_AE.CRTHG-LAMAR.AECI.JASPER.69.69 | 1 | 2JASPER 69.000 | 300649 | CARTHG 2 69.000 | 505490 | 69
SPA | TOPOLOGY%SPA%SPA%7361%A | Carthage SPA - Neosho SPA 161 kV | Line | SPA.NEOSPA.7361.SPA.CARTHAGE.161.161 | 1 | NEO SPA5 161.00 | 505486 | CARTHAG5 161.00 | 505488 | 161
SPA | TOPOLOGY%SPA%SPA%CRTHG-BWRSML%A | Carthage SPA - Reeds 69 kV | Line | SPA.CARTH_AE.CRTHG-BWRSML.AECI.REEDS.69.69 | 1 | 2REEDS 69.000 | 300751 | CARTHG 2 69.000 | 505490 | 69
SPA | TOPOLOGY%SPA%SPA%7301%A | Center Hill - Jonesboro SPA 161 kV | Line | SPA.JBORO7.7301.SPA.CENTRH.161.161 | 1 | CENTR H5 161.00 | 505416 | JONESBO5 161.00 | 505418 | 161
SPA | TOPOLOGY%SPA%SPA%7300%A | Center Hill - Paragould 161 kV | Line | SPA.PARAGL1.7300.SPA.CENTRH.161.161 | 1 | PARAGLD5 161.00 | 505412 | CENTR H5 161.00 | 505416 | 161
SPA | TOPOLOGY%SPA%SPA%7426%A | Checotah AECI - Eufaula 138 kV | Line | SPA.CHECOT1.7426.SPA.EUFALA_D.138.138 | 1 | EUFAULA4 138.00 | 505574 | CHECOTA4 138.00 | 505594 | 138
SPA | TOPOLOGY%SPA%SPA%7434%A | Checotah AECI - Weleetka 138 kV | Line | SPA.CHECOT1.7434.SPA.WEL_SPA.138.138 | 1 | WELEETK4 138.00 | 505592 | CHECOTA4 138.00 | 505594 | 138
SPA | TOPOLOGY%AECI%AECI%CHINA-VIOLA%A | China - Viola 69 kV | Line | AECI.CHINA2.CHINA-VIOLA.SPA.VIOLA2.69.69 | 1 | VIOLA 2 69.000 | 504448 | CHINA 2 69.000 | 505458 | 69
SPA | TOPOLOGY%AECI%AECI%WPLN1-NORFRK%A | China - West Plains 69 kV | Line | AECI.W_PLNS1.WPLN1-NORFRK.AECI.CHINA2.69.69 | 1 | 2WSTPL1 69.000 | 301121 | CHINA 2 69.000 | 505458 | 69
SPA | TOPOLOGY%SPA%SPA%7395%A | Clarksville SPA - Dardanelle SPA 161 kV | Line | SPA.CLARKS4.7395.SPA.DARD_D.161.161 | 1 | DARDANE5 161.00 | 505508 | CLARKSV5 161.00 | 505514 | 161
SPA | TOPOLOGY%SPA%SPA%7396%A | Clarksville SPA - Ozark 161 kV | Line | SPA.CLARKS4.7396.SPA.OZARKH5.161.161 | 1 | CLARKSV5 161.00 | 505514 | OZARK H5 161.00 | 505516 | 161
SPA | TOPOLOGY%SPA%SPA%SPFLD-CLAY%A | Clay - Springfield SPA 161 kV | Line | AECI.CLAY2.SPFLD-CLAY.SPA.SPRGFLD.161.161 | 1 | SPRGFLD5 161.00 | 505492 | CLAY 5161.00 | 549970 | 161
SPA | TOPOLOGY%AECI%AECI%NEW-AMW-12%A | Clevenger Cove - Table Rock SPA 161 kV | Line | AECI.TABLE_RK.NEW-AMW-12.AECI.CLEVCOV.161.161 | 1 | 5CLEVCOV 161.00 | 300718 | TABLE R5 161.00 | 505472 | 161
SPA | TOPOLOGY%AECI%AECI%CLINTN-TRUMN%A | Clinton AECI - Truman 161 kV | Line | SPA.TRUM_SPA.CLINTN-TRUMN.AECI.CLINTON.161.161 | 1 | 5CLINTN 161.00 | 300071 | TRUMAN 5 161.00 | 505502 | 161
SPA | TOPOLOGY%AECI%AECI%STCK-COLLINS%A | Colllins - Stockton SPA 161 kV | Line | AECI.5COLLINS.STCK-COLLINS.SPA.STCK_SPA.161.161 | 1 | 5COLLINS 161.00 | 300816 | STOCKTN5 161.00 | 505498 | 161
SPA | TOPOLOGY%AECI%AECI%TROCK-COMPTN%A | Compton Ridge - Table Rock SPA 161 kV | Line | AECI.COMPTON.TROCK-COMPTN.AECI.TABLE_RK.161.161 | 1 | 5COMPTN 161.00 | 300719 | TABLE R5 161.00 | 505472 | 161
SPA | TOPOLOGY%SPA%SPA%DARD_D_DARDNL5%A | Dardanelle EES - Dardanelle SPA 161 kV | Line | EES.DARDNL.DARD_D_DARDNL5.SPA.DARD_D.161.161 | 1 | 5DARDANELLE 161.00 | 337903 | DARDANE5 161.00 | 505508 | 161
SPA | TOPOLOGY%EES%EES%7344%A | Dardanelle SPA - Hilltop EES 161 kV | Line | SPA.DARD_D.7344.EES.HILLTOP5.161.161 | 1 | 5HILLTOP% 161.00 | 338110 | DARDANE5 161.00 | 505508 | 161
SPA | TOPOLOGY%SPA%SPA%DARD_D-RUSL-S5%A | Dardanelle SPA - Russellville South 161 kV | Line | EES.RUSL_S.DARD_D-RUSL-S5.SPA.DARD_D.161.161 | 1 | 5RUSSELVL.S 161.00 | 337904 | DARDANE5 161.00 | 505508 | 161
SPA | TOPOLOGY%AECI%AECI%GRN_FR-DONIP%A | Doniphan SPA - Green Forest 161 kV | Line | AECI.DONIPHAN.GRN_FR-DONIP.AECI.GRN_FRST.161.161 | 1 | 5GRNFRT 161.00 | 300084 | DONIPHN5 161.00 | 505440 | 161
SPA | TOPOLOGY%SPA%SPA%DONIP-WATERV%A | Doniphan SPA - Water Valley SPA 161 kV | Line | AECI.DONIPHAN.DONIP-WATERV.SPA.WATERVLY.161.161 | 1 | DONIPHN5 161.00 | 505440 | WATER V5 161.00 | 505442 | 161
SPA | TOPOLOGY%SPA%SPA%SPFLD-SLAGLE%A | Elwood - Springfield SPA 69 kV | Line | AECI.SPRGFLD.SPFLD-SLAGLE.AECI.ELWOOD.69.69 | 1 | 2ELWOOD 69.000 | 300669 | SPRGFLD2 69.000 | 505494 | 69
SPA | TOPOLOGY%AECI%AECI%IDALIA-ESSEX%A | Essex - Idalia 161 kV | Line | AECI.ESEX.IDALIA-ESSEX.AECI.IDALIA.161.161 | 1 | 5ESSEX 161.00 | 300075 | IDALIA 5 161.00 | 505434 | 161
SPA | TOPOLOGY%SPA%SPA%7410%A | Eufaula - Gore SPA 161 kV | Line | SPA.GORE1.7410.SPA.EUFALA_D.161.161 | 1 | GORE 5 161.00 | 505552 | EUFAULA5 161.00 | 505570 | 161
SPA | TOPOLOGY%SPA%SPA%7421%A | Eufaula - Stigler SPA 161 kV | Line | SPA.STIGLE1.7421.SPA.EUFALA_D.161.161 | 1 | EUFAULA5 161.00 | 505570 | STIGLER5 161.00 | 505588 | 161
SPA | TOPOLOGY%SPA%SPA%7435%B | Explorer Tap - Greasy Creek 138 kV | Line | SPA.EXPLOR2.7435.SPA.GREASYC4.138.138 | 1 | GREASYC4 138.00 | 505595 | EXPLOR 4 138.00 | 505596 | 138
SPA | TOPOLOGY%AECI%AECI%FISHERT_KEYSTO%A | Fisher Tap - Keystone SPA 138 kV | Line | AECI.FISHERTP.FISHERT_KEYSTO.SPA.KEYSTON2.138.138 | 1 | 4FISHERTP 138.00 | 300131 | KEYSTON4 138.00 | 505610 | 138
SPA | TOPOLOGY%SPA%SPA%7414%A | Fort Gibson SPA - Muskogee Tap 161 kV | Line | SPA.FTGIB1.7414.SPA.MUSKTAP.161.161 | 1 | MUSKTAP5 161.00 | 505558 | FT GIB 5 161.00 | 505560 | 161
SPA | TOPOLOGY%SPA%SPA%7327%A | Glencoe - Norfork 161 kV | Line | SPA.GLENCOE2.7327.SPA.NORFORK.161.161 | 1 | GLENCOE 5 161.00 | 504080 | NORFORK5 161.00 | 505448 | 161
SPA | TOPOLOGY%SPA%SPA%7408%A | Gore SPA - Muskogee Tap 161 kV | Line | SPA.GORE1.7408.SPA.MUSKTAP.161.161 | 1 | GORE 5 161.00 | 505552 | MUSKTAP5 161.00 | 505558 | 161
SPA | TOPOLOGY%SPA%SPA%7405%A | Gore SPA - Sallisaw SPA 161 kV | Line | SPA.GORE1.7405.SPA.SALISA1.161.161 | 1 | SALISAW5 161.00 | 505550 | GORE 5 161.00 | 505552 | 161
SPA | TOPOLOGY%SPA%SPA%7407%A | Gore SPA - Webbers Falls SPA 161 kV | Line | SPA.WEBFAL1.7407.SPA.GORE1.161.161 | 1 | GORE 5 161.00 | 505552 | WEBFALL5 161.00 | 505554 | 161
SPA | TOPOLOGY%SPA%SPA%7411%A | Gore SPA - Weleetka 161 kV | Line | SPA.GORE1.7411.SPA.WEL_SPA.161.161 | 1 | GORE 5 161.00 | 505552 | WELEETK5 161.00 | 505590 | 161
SPA | TOPOLOGY%SPA %SPA %7409%A | Gore SPA-Tenkiller 161 KV | Line | SPA.GORE1.7409.SPA.TENKIL1.161.161 | [5 empty] | 161
SPA | TOPOLOGY%SPA%SPA%TROCK-EUREKA%A | Grandview - Table Rock 161 kV | Line | SPA.GRANDVW.TROCK-EUREKA.AECI.TABLE_RK.161.161 | 1 | TABLE R5 161.00 | 505472 | 5GRANDVIEW% 161.00 | 338099 | 161
SPA | TOPOLOGY%SPA%SPA%GRNDVW_EES1%A | Grandview EES - Grandview SPA 161 kV CKT 1 | Line | EES.GRNDVWES.GRNDVW_EES1.SPA.GRANDVW.161.161 | [5 empty] | 161
SPA | TOPOLOGY%SPA%SPA%GRNDVW_EES2%A | Grandview EES - Grandview SPA 161 kV CKT 2 | Line | EES.GRNDVWES.GRNDVW_EES2.SPA.GRANDVW.161.161 | [5 empty] | 161
SPA | TOPOLOGY%SPA%SPA%7435%A | Greasy Creek - Weleetka 138 kV | Line | SPA.WEL_SPA.7435.SPA.GREASYC4.138.138 | 1 | WELEETK4 138.00 | 505592 | GREASYC4 138.00 | 505595 | 138
SPA | TOPOLOGY%SPA%SPA%GRN_FR-POP_B%A | Green Forest - Poplar Bluff 161 kV | Line | SPA.POP_BLF.GRN_FR-POP_B.AECI.GRN_FRST.161.161 | 1 | 5GRNFRT 161.00 | 300084 | POP BLF5 161.00 | 505438 | 161
SPA | TOPOLOGY%SPA%SPA%GRER_F-HEBR-N5%A | Greers Ferry - Heber Springs North 161 kV | Line | EES.HEBR_N.GRER_F-HEBR-N5.SPA.GRER_F.161.161 | 1 | 5HEBR-N# 161.00 | 338758 | GREERSF5 161.00 | 505422 | 161
SPA | TOPOLOGY%SPA%SPA%7303%A | Greers Ferry - Independence SPA 161 kV | Line | SPA.GRER_F.7303.SPA.INDEPCO5.161.161 | 1 | INDEPCO5 161.00 | 505421 | GREERSF5 161.00 | 505422 | 161
SPA | TOPOLOGY%EES%EES%JBORO2-HERGET5%A | Hergett - Jonesboro EES 161 kV | Line | SPA.HERGET.JBORO2-HERGET5.EES.JONSB2.161.161 | 1 | 5JONES 161.00 | 338170 | HERGETT5 161.00 | 505420 | 161
SPA | TOPOLOGY%EES%EES%HERGET_TRU_W_5%A | Hergett - Trumann West 161 kV | Line | EES.TRU_WX.HERGET_TRU_W_5.SPA.HERGET.161.161 | 1 | 5TRUM-W# 161.00 | 338707 | HERGETT5 161.00 | 505420 | 161
SPA | TOPOLOGY%SPA%SPA%HILND2_WV_NOR5%A | Highland SPA - Highland EES 161 kV | Line | SPA.ASHFLT.HILND2_WV_NOR5.EES.HILNDX.161.161 | [5 empty] | 161
SPA | TOPOLOGY%SPA%SPA%IDALIA-SIKES%A | Idalia - Sikeston 161 kV | Line | AECI.IDALIA.IDALIA-SIKES.SPA.SKST.161.161 | 1 | SIKESTN5 161.00 | 505428 | IDALIA 5 161.00 | 505434 | 161
SPA | TOPOLOGY%SPA%SPA%7303%B | Independence SPA - Jonesboro SPA 161 kV | Line | SPA.JBORO7.7303.SPA.INDEPCO5.161.161 | 1 | JONESBO5 161.00 | 505418 | INDEPCO5 161.00 | 505421 | 161
SPA | TOPOLOGY%SPA%SPA%JBORO7-JBORO25%A | Jonesboro EES - Jonesboro SPA 161 kV | Line | EES.JONSB2.JBORO7-JBORO25.SPA.JBORO7.161.161 | 1 | 5JONESBORO! 161.00 | 338170 | JONESBO5 161.00 | 505418 | 161
SPA | TOPOLOGY%SPA%SPA%JONSBR_AT1_LD%1 | Jonesboro SPA - Jonesboro EES 161 kV #1 | Line | SPA.JBORO7.JONSBR_AT1_LD.EES.JONSBR.161.161 | [5 empty] | 161
SPA | TOPOLOGY%SPA%SPA%JONSBR_AT3_LD%1 | Jonesboro SPA - Jonesboro EES 161 kV #3 | Line | SPA.JBORO7.JONSBR_AT3_LD.EES.JONSBR.161.161 | [5 empty] | 161
SPA | TOPOLOGY%SPA%SPA%JONSBR_AT4_LD%1 | Jonesboro SPA - Jonesboro EES 161 kV #4 | Line | SPA.JBORO7.JONSBR_AT4_LD.EES.JONSBR.161.161 | [5 empty] | 161
SPA | TOPOLOGY%SPA%SPA%7304%A | Jonesboro SPA - Water Valley SPA 161 kV | Line | SPA.WATERVLY.7304.SPA.JBORO7.161.161 | 1 | JONESBO5 161.00 | 505418 | WATER V5 161.00 | 505442 | 161
SPA | TOPOLOGY%SPA%SPA%7286%A | Kennett - New Madrid SPA 161 kV | Line | SPA.KENNET1.7286.SPA.NMAD_SPA.161.161 | 1 | N MADRD5 161.00 | 505400 | KENNETT5 161.00 | 505410 | 161
SPA | TOPOLOGY%SPA%SPA%7296%A | Kennett - Paragould 161 kV | Line | SPA.PARAGL1.7296.SPA.KENNET1.161.161 | 1 | KENNETT5 161.00 | 505410 | PARAGLD5 161.00 | 505412 | 161
SPA | TOPOLOGY%SPA%SPA%7293%A | Kennett - Piggott 69 kV | Line | SPA.PIGGOTT.7293.SPA.KENNET1.69.69 | 1 | PIGGOTT2 69.000 | 505406 | KENNETT2 69.000 | 505408 | 69
SPA | TOPOLOGY%SPA%SPA%5LBRTYT_5AKINS%A | Liberty - Akins 161kV | Line | SPA.5AKINS.5LBRTYT_5AKINS.SPA.5LBRTYT.161.161 | 1 | 5LBRTYT 161.00 | 300867 | AKINS5 161.00 | 505549 | 161
SPA | TOPOLOGY%SPA%SPA%7402%A | Liberty SPA- Van Buren SPA 161 kV | Line | SPA.VANBUR1.7402.SPA.5LBRTYT.161.161 | 1 | 5LBRTYT 161.00 | 300867 | VAN BUR5 161.00 | 505522 | 161
SPA | TOPOLOGY%SPA%SPA%NMSPA-ANNIST%A | Lilbourn - New Madrid SPA 69 kV | Line | SPA.NMAD_SPA.NMSPA-ANNIST.AECI.LILBOURN.69.69 | 1 | 2LILBRN 69.000 | 301246 | N MADRD2 69.000 | 505402 | 69
SPA | TOPOLOGY%SPA%SPA%7289%A | Malden - New Madrid SPA 69 kV | Line | SPA.MALDEN9.7289.SPA.NMAD_SPA.69.69 | 1 | N MADRD2 69.000 | 505402 | MALDEN 2 69.000 | 505404 | 69
SPA | TOPOLOGY%SPA%SPA%7292%A | Malden - Piggott 69 kV | Line | SPA.PIGGOTT.7292.SPA.MALDEN9.69.69 | 1 | MALDEN 2 69.000 | 505404 | PIGGOTT2 69.000 | 505406 | 69
SPA | TOPOLOGY%AMRN%AMRN%MINR-SKST-1%A | Miner - Sikeston 161 kV | Line | SPA.SKST.MINR-SKST-1.AMRN.MINR.161.161 | 1 | 5MINER 161.00 | 345203 | SIKESTN5 161.00 | 505428 | 161
SPA | TOPOLOGY%SPA%SPA%MORGN-STCKTN%A | Morgan - Stockton SPA 161 kV | Line | SPA.STCK_SPA.MORGN-STCKTN.AECI.MORGAN.161.161 | 1 | 5MORGAN 161.00 | 300101 | STOCKTN5 161.00 | 505498 | 161
SPA | TOPOLOGY%AECI%AECI%7358B%A | Neosho SPA - Washburn AECI 161 kV | Line | SPA.NEOSPA.7358B.AECI.5WASHBR.161.161 | 1 | 5WASHBRN 161.00 | 300129 | NEO SPA5 161.00 | 505486 | 161
SPA | TOPOLOGY%SPA%SPA%NEWMAD-NMSPA%A | New Madrid AECI - New Madrid SPA 161 kV | Line | AECI.NEW_MAD.NEWMAD-NMSPA.SPA.NMAD_SPA.161.161 | 1 | 5NEWMAD 161.00 | 300103 | N MADRD5 161.00 | 505400 | 161
SPA | TOPOLOGY%SPA%SPA%NEWMAD-SIKES%A | New Madrid AECI - Sikeston 161 kV | Line | AECI.NEW_MAD.NEWMAD-SIKES.SPA.SKST.161.161 | 1 | 5NEWMAD 161.00 | 300103 | SIKESTN5 161.00 | 505428 | 161
SPA | TOPOLOGY%SPA%SPA%NMSPA-NMCOAL%A | New Madrid Coal Tap - New Madrid SPA 69 kV | Line | SPA.NMAD_SPA.NMSPA-NMCOAL.AECI.NMCOAL.69.69 | 1 | 2STJUDEW 69.000 | 300170 | N MADRD2 69.000 | 505402 | 69
SPA | TOPOLOGY%SPA%SPA%7287%A | New Madrid SPA - Sikeston 161 kV | Line | SPA.NMAD_SPA.7287.SPA.SKST.161.161 | 1 | N MADRD5 161.00 | 505400 | SIKESTN5 161.00 | 505428 | 161
SPA | TOPOLOGY%SPA%SPA%SPFLD-NIXA_1%A | Nixa AECI - Springfield SPA 161 kV | Line | AECI.NIXA1.SPFLD-NIXA_1.SPA.SPRGFLD.161.161 | 1 | 5NIXA-1 161.00 | 300678 | SPRGFLD5 161.00 | 505492 | 161
SPA | TOPOLOGY%SPRM%SPRM%NXESPY_NXDT2%A | Nixa DT2 - Nixa ESPY2 69 kV | Line | SPRM.NIXADT2.NXESPY_NXDT2.SPRM.NXESPY2.69.69 | 1 | NIXA DT2 69.000 | 505541 | NX ESPY2 69.000 | 505543 | 69
SPA | TOPOLOGY%SPRM%SPRM%NXDT2_NXTRK%A | Nixa DT2 - Nixa TRK 69 kV | Line | SPRM.NIXADT2.NXDT2_NXTRK.SPRM.NXATRK2.69.69 | 1 | NIXA DT2 69.000 | 505541 | NXA TRK2 69.000 | 505542 | 69
SPA | TOPOLOGY%SPA%SPA%SPFLD-NIXASP%A | Nixa SPA - Springfield SPA 161 kV | Line | AECI.SPRGFLD.SPFLD-NIXASP.SPA.NIXA_SPA.161.161 | 1 | SPRGFLD5 161.00 | 505492 | NIXA 5 161.00 | 505496 | 161
SPA | TOPOLOGY%SPA%SPA%NIXASP-TROCK%A | Nixa SPA - Table Rock SPA 161 kV | Line | AECI.TABLE_RK.NIXASP-TROCK.SPA.NIXA_SPA.161.161 | 1 | TABLE R5 161.00 | 505472 | NIXA 5 161.00 | 505496 | 161
SPA | TOPOLOGY%SPA%SPA%NORFRK-SOLAND5%A | Norfork - Southland 161 kV | Line | EES.SOULAN.NORFRK-SOLAND5.SPA.NORFORK.161.161 | 1 | 5SOUTHLAND# 161.00 | 338814 | NORFORK5 161.00 | 505448 | 161
SPA | TOPOLOGY%SPA%SPA%7334%A | Norfork - Viola 69 kV | Line | SPA.NORFORK.7334.SPA.VIOLA2.69.69 | 1 | VIOLA 2 69.000 | 504448 | NORFORK2 69.000 | 505450 | 69
SPA | TOPOLOGY%SPA%SPA%NORFRK-WPLNS%A | Norfork - West Plains 161 kV | Line | AECI.W_PLAINS.NORFRK-WPLNS.SPA.NORFORK.161.161 | 1 | 5WPLAIN 161.00 | 300123 | NORFORK5 161.00 | 505448 | 161
SPA | TOPOLOGY%AECI%AECI%GRAVOI-TRUMN%A | North Warsaw - Truman 161 kV | Line | AECI.NWARSAEC.GRAVOI-TRUMN.SPA.TRUM_SPA.161.161 | 1 | TRUMAN 5 161.00 | 505502 | 5LOSTVALY 161.00 | 301402 | 161
SPA | TOPOLOGY%SPA%SPA%7400%A | Ozark - Van Buren SPA 161 kV | Line | SPA.OZARKH5.7400.SPA.VANBUR1.161.161 | 1 | OZARK H5 161.00 | 505516 | VAN BUR5 161.00 | 505522 | 161
SPA | TOPOLOGY%WFEC%WFEC%PEOPLES_LOAD%A | Peoples Load - Tupelo 138 kV | Line | SPA.TUPELO2.PEOPLES_LOAD.GRDA.BYNG_GR.138.138 |  |  | 505600 |  |  | 138
SPA | TOPOLOGY%SPA%SPA%7430%A | Robert S. Kerr - Stigler SPA 161 kV | Line | SPA.STIGLE1.7430.SPA.RSKERR1.161.161 | 1 | RS KERR5 161.00 | 505582 | STIGLER5 161.00 | 505588 | 161
SPA | TOPOLOGY%SPA%SPA%7403%A | Robert S. Kerr - Van Buren SPA 161 kV | Line | SPA.RSKERR1.7403.SPA.VANBUR1.161.161 | 1 | VAN BUR5 161.00 | 505522 | RS KERR5 161.00 | 505582 | 161
SPA | TOPOLOGY%SPA%SPA%SPFLD-GOLDNE%A | Springfield - Golden 69kV Ckt 1 (East CB 172) | Line | SPA.SPRGFLD.SPFLD-GOLDNE.SPRM.GOLDEN2.69.69 | 1 | SPRGFLD2 69.000 | 505494 | GOLDEN 269.000 | 549911 | 69
SPA | TOPOLOGY%SPA%SPA%SPFLD-GOLDNW%A | Springfield - Golden 69kV Ckt 2 (West CB 162) | Line | SPA.SPRGFLD.SPFLD-GOLDNW.SPRM.GOLDEN2.69.69 | 2 | SPRGFLD2 69.000 | 505494 | GOLDEN 269.000 | 549911 | 69
SPA | TOPOLOGY%AECI%AECI%STCK-STCKSPA%A | Stockton EDE - Stockton SPA 161 kV | Line | SPA.STCK_SPA.STCK-STCKSPA.AECI.STOCKAEC.161.161 | 1 | 5STKAEC 161.00 | 300118 | STOCKTN5 161.00 | 505498 | 161
SPA | TOPOLOGY%AECI%AECI%TROCK-ROCKWY%A | Table Rock AECI - Table Rock SPA 69 kV | Line | AECI.T_ROCK.TROCK-ROCKWY.AECI.TABLE_RK.69.69 | 1 | 2T.ROCK 69.000 | 300735 | TABLE R2 69.000 | 505474 | 69
SPA | TOPOLOGY%CO%CO%LINE%LN | Table Rock Southwest - Table Rock SPA 69 kV | Line | Table Rock Southwest - Table Rock SPA 69 kV (ZBR IN EMS, NOT MAPPABLE.) | 1 | 2T.ROCKSW 69.000 | 301360 | TABLE R2 69.000 | 505474 | 69
SPA | TOPOLOGY%AECI%AECI%TROCK-PARDIS%A | Table Rock/SPA - Paradise 69kV | Line | AECI.TABLE_RK.TROCK-PARDIS.AECI.PARDISE.69.69 | 1 | TABLE R2 69.000 | 505474 | 2PARDIS 69.000 | 300723 | 69
SPA | TOPOLOGY%WFEC%WFEC%STONESW_TUPELO%A | Tupelo - Stonewall Switching Station 138 kV | Line | WFEC.STONEWSW.STONESW_TUPELO.WFEC.TUPELO2.138.138 | 1 | TUPELO 4 138.00 | 505600 | TUPLOTP4 138.00 | 521071 | 138
SPA | TOPOLOGY%SPA%SPA%WTR_V_WTR_VL5%A | Water Valley EES - Water Valley SPA 161 kV | Line | EES.WATVLY.WTR_V_WTR_VL5.SPA.WATERVLY.161.161 | 1 | 5WTR VALLEY+161.00 | 338223 | WATER V5 161.00 | 505442 | 161
SPA | TOPOLOGY%AECI%AECI%PHARO_WELSPA%A | Weleetka - Pharoh AECI 138 kV | Line | AECI.PHARO_AE.PHARO_WELSPA.SPA.WEL_SPA.138.138 | 1 | PHAROAH4 138.00 | 521026 | WELEETK4 138.00 | 505592 | 138
SPRM | TOPOLOGY%SPRM%SPRM%BATFLD5_DAYCO%A | Battlefield - Dayton 69kV | Line | SPRM.BATFLD5.BATFLD5_DAYCO.SPRM.DAYTON3.69.69 | 1 | BATTLEFIELD269.000 | 549979 | DAYTON 269.000 | 549913 | 69
SPRM | TOPOLOGY%SPRM%SPRM%BATFLD5_GOLDNE%A | Battlefield - Golden 69kV | Line | SPRM.BATFLD5.BATFLD5_GOLDNE.SPRM.GOLDEN2.69.69 | 1 | BATTLEFIELD269.000 | 549979 | GOLDEN 269.000 | 549911 | 69
SPRM | TOPOLOGY%SPRM%SPRM%11590%A | Battlefield - Main 161 kV | Line | SPRM.BATFLD5.11590.SPRM.MAIN1.161.161 | 1 | MAIN STREET5161.00 | 549958 | BATTLEFIELD5161.00 | 549959 | 161
SPRM | TOPOLOGY%SPRM%SPRM%11591%A | Battlefield - Southwest Disposal 161 kV | Line | SPRM.BATFLD5.11591.SPRM.SWDISP.161.161 | 1 | BATTLEFIELD5161.00 | 549959 | SW DISP PLT5161.00 | 549960 | 161
SPRM | TOPOLOGY%SPRM%SPRM%SWPS5_BTLFIELD%A | Battlefield AECI - Southwest 161 kV | Line | AECI.BTLFIELD.SWPS5_BTLFIELD.SPRM.SWPS5.161.161 | 1 | 5BTLFD 161.00 | 300348 | JTEC 5161.00 | 549954 | 161
SPRM | TOPOLOGY%SPRM%SPRM%11557%A | Blackman - Galloway 69 kV | Line | SPRM.BLACKMN.11557.SPRM.GALLOWY.69.69 | 1 | GALLOWAY 269.000 | 549915 | BLACKMAN 269.000 | 549916 | 69
SPRM | TOPOLOGY%SPRM%SPRM%11552%A | Blackman - Highway M 69 kV | Line | SPRM.BLACKMN.11552.SPRM.HYM.69.69 | 1 | HIGHWAY M 269.000 | 549909 | BLACKMAN 269.000 | 549916 | 69
SPRM | TOPOLOGY%SPRM%SPRM%11558%A | Blackman - Ingram 69 kV | Line | SPRM.INGRAM2.11558.SPRM.BLACKMN.69.69 | 1 | BLACKMAN 269.000 | 549916 | INGRAM 269.000 | 549917 | 69
SPRM | TOPOLOGY%SPRM%SPRM%11559%A | Blackman - Mill 69 kV | Line | SPRM.MILL5.11559.SPRM.BLACKMN.69.69 | 1 | BLACKMAN 269.000 | 549916 | MILL 269.000 | 549918 | 69
SPRM | TOPOLOGY%SPRM%SPRM%BROOK-NICHOL%A | Brookline - Junction 161 kV | Line | AECI.BROOK_LN.BROOK-NICHOL.SPRM.JUNCTN5.161.161 | 1 | JUNCTION 5161.00 | 549955 | BROOKLINE 5161.00 | 549969 | 161
SPRM | TOPOLOGY%AECI%AECI%MRGN-BROOKLN%A | Brookline - Morgan 161 kV | Line | AECI.BROOK_LN.MRGN-BROOKLN.AECI.MORGAN.161.161 | 1 | 5MORGAN 161.00 | 300101 | BROOKLINE 5161.00 | 549969 | 161
SPRM | TOPOLOGY%AECI%AECI%BROOKLN-MORGAN%A | Brookline - Morgan 345 kV | Line | AECI.MRGN_345.BROOKLN-MORGAN.AECI.BROOK_LN.345.345 | 1 | 7MORGAN 345.00 | 300045 | BROOKLINE 7345.00 | 549984 | 345
SPRM | TOPOLOGY%SPRM%SPRM%BROOKL-SWPP%A | Brookline - Southwest 161 kV | Line | AECI.BROOK_LN.BROOKL-SWPP.SPRM.SWPS5.161.161 | 1 | JTEC 5161.00 | 549954 | BROOKLINE 5161.00 | 549969 | 161
SPRM | TOPOLOGY%SPA%SPA%SPFLD-BROOKL%A | Brookline - Springfield SPA 161 kV | Line | AECI.BROOK_LN.SPFLD-BROOKL.SPA.SPRGFLD.161.161 | 1 | SPRGFLD5 161.00 | 505492 | BROOKLINE 5161.00 | 549969 | 161
SPRM | TOPOLOGY%SPRM%SPRM%11565%A | Chad - Hargiss 69 kV | Line | SPRM.CHAD.11565.SPRM.HARGISS.69.69 | 1 | CHAD 269.000 | 549919 | HARGISS 269.000 | 549920 | 69
SPRM | TOPOLOGY%SPRM%SPRM%11561%A | Chad - Mill 69 kV | Line | SPRM.MILL5.11561.SPRM.CHAD.69.69 | 1 | MILL 269.000 | 549918 | CHAD 269.000 | 549919 | 69
SPRM | TOPOLOGY%AECI%AECI%LOGAN-CLAY%A | Clay - Logan 161 kV | Line | AECI.LOGAN3.LOGAN-CLAY.AECI.CLAY2.161.161 | 1 | 5LOGAN 161.00 | 301161 | CLAY 5161.00 | 549970 | 161
SPRM | TOPOLOGY%SPRM%SPRM%CLAY2-MENTOR5%A | Clay - Mentor 161 kV | Line | AECI.CLAY2.CLAY2-MENTOR5.SPRM.MENTOR5.161.161 | 1 | MENTOR 5161.00 | 549963 | CLAY 5161.00 | 549970 | 161
SPRM | TOPOLOGY%SPRM%SPRM%CLAY-MILL_ST%A | Clay - Mill 161 kV | Line | AECI.CLAY2.CLAY-MILL_ST.SPRM.MILL5.161.161 | 1 | MILL 5161.00 | 549962 | CLAY 5161.00 | 549970 | 161
SPRM | TOPOLOGY%SPRM%SPRM%11553%A | Cox Interchange SPRM - Golden 69 kV | Line | SPRM.COX2.11553.SPRM.GOLDEN2.69.69 | 1 | COX 269.000 | 549910 | GOLDEN 269.000 | 549911 | 69
SPRM | TOPOLOGY%SPRM%SPRM%11545%A | Cox Interchange SPRM - Plainview 69 kV | Line | SPRM.COX2.11545.SPRM.PLAINV2.69.69 | 1 | PLAINVIEW 269.000 | 549905 | COX 269.000 | 549910 | 69
SPRM | TOPOLOGY%SPRM%SPRM%11556%A | Dayco SPRM - Fort 69 kV | Line | SPRM.DAYTON3.11556.SPRM.FORT1.69.69 | 1 | DAYTON 269.000 | 549913 | FORT 269.000 | 549914 | 69
SPRM | TOPOLOGY%SPRM%SPRM%11549%A | Fort - Sunset SPRM 69 kV | Line | SPRM.FORT1.11549.SPRM.SUNSET5.69.69 | 1 | SUNSET 269.000 | 549907 | FORT 269.000 | 549914 | 69
SPRM | TOPOLOGY%SPRM%SPRM%11575%A | Frisco SPRM - N HWY 13 69 kV | Line | SPRM.FRISCO2.11575.SPRM.NHY13.69.69 | 1 | FRISCO 269.000 | 549926 | N HWY13 269.000 | 549927 | 69
SPRM | TOPOLOGY%SPRM%SPRM%11573%A | Frisco SPRM - Nichols 69 kV | Line | SPRM.FRISCO2.11573.SPRM.NICHOL2.69.69 | 1 | NICHOLS 269.000 | 549925 | FRISCO 269.000 | 549926 | 69
SPRM | TOPOLOGY%SPRM%SPRM%11551%A | Galloway - S HWY 65 69 kV | Line | SPRM.GALLOWY.11551.SPRM.SHY65.69.69 | 1 | S HWY 65 269.000 | 549908 | GALLOWAY 269.000 | 549915 | 69
SPRM | TOPOLOGY%SPRM%SPRM%11554%A | Golden - Laurel 69 kV | Line | SPRM.GOLDEN2.11554.SPRM.LAUREL2.69.69 | 1 | GOLDEN 269.000 | 549911 | LAUREL 269.000 | 549924 | 69
SPRM | TOPOLOGY%SPRM%SPRM%11567%A | Grand - Main Street 69 kV | Line | SPRM.GRAND2.11567.SPRM.MAIN1.69.69 | 1 | MAIN STREET269.000 | 549921 | GRAND 269.000 | 549922 | 69
SPRM | TOPOLOGY%SPRM%SPRM%11571%A | Grand - Monroe 69 kV | Line | SPRM.GRAND2.11571.SPRM.MONROE3.69.69 | 1 | GRAND 269.000 | 549922 | MONROE 269.000 | 549923 | 69
SPRM | TOPOLOGY%SPRM%SPRM%11566%A | Hargiss - Main Street 69 kV | Line | SPRM.MAIN1.11566.SPRM.HARGISS.69.69 | 1 | HARGISS 269.000 | 549920 | MAIN STREET269.000 | 549921 | 69
SPRM | TOPOLOGY%SPRM%SPRM%11542%A | Highway M - James River 69 kV | Line | SPRM.JRPS5.11542.SPRM.HYM.69.69 | 1 | JAMES RIVER269.000 | 549904 | HIGHWAY M 269.000 | 549909 | 69
SPRM | TOPOLOGY%SPRM%SPRM%MACGT_5HOLMAN%A | Holman - Mccartney 161 kV | Line | AECI.5HOLMAN.MACGT_5HOLMAN.SPRM.MACGT.161.161 | 1 | MC CARTNEY 5161.00 | 549968 | 5STRAFFORD 161.00 | 301368 | 161
SPRM | TOPOLOGY%SPRM%SPRM%11560%A | Ingram - Mill 69 kV | Line | SPRM.MILL5.11560.SPRM.INGRAM2.69.69 | 1 | INGRAM 269.000 | 549917 | MILL 269.000 | 549918 | 69
SPRM | TOPOLOGY%SPRM%SPRM%JMS_RIV-MENTOR%A | James River - Mentor 161 kV | Line | SPRM.MENTOR5.JMS_RIV-MENTOR.SPRM.JRPS5.161.161 | 1 | JAMES RIVER5161.00 | 549961 | MENTOR 5161.00 | 549963 | 161
SPRM | TOPOLOGY%SPRM%SPRM%11539%A | James River - Plainview 69 kV | Line | SPRM.JRPS5.11539.SPRM.PLAINV2.69.69 | 1 | JAMES RIVER269.000 | 549904 | PLAINVIEW 269.000 | 549905 | 69
SPRM | TOPOLOGY%SPRM%SPRM%11541%A | James River - S HWY 65 69 kV | Line | SPRM.JRPS5.11541.SPRM.SHY65.69.69 | 1 | JAMES RIVER269.000 | 549904 | S HWY 65 269.000 | 549908 | 69
SPRM | TOPOLOGY%SPRM%SPRM%JRPS5_SEMINOL%A | James River - Seminole SPRM 69 kV | Line | SPRM.JRPS5.JRPS5_SEMINOL.SPRM.SEMINOL2.69.69 | 1 | JAMES RIVER269.000 | 549904 | SEMINOLE 269.000 | 549934 | 69
SPRM | TOPOLOGY%SPRM%SPRM%11583%A | James River - Southwest 161 kV | Line | SPRM.SWPS5.11583.SPRM.JRPS5.161.161 | 1 | JTEC 5161.00 | 549954 | JAMES RIVER5161.00 | 549961 | 161
SPRM | TOPOLOGY%SPRM%SPRM%11543%A | James River - Twin Oaks 69 kV | Line | SPRM.JRPS5.11543.SPRM.TWINOAK.69.69 | 1 | JAMES RIVER269.000 | 549904 | TWIN OAKS 269.000 | 549933 | 69
SPRM | TOPOLOGY%SPRM%SPRM%NXTRK_JRPS5%A | James River Power Station - Nixa NE 2 69 kV | Line | SPRM.NIXANE2.NXTRK_JRPS5.SPRM.JRPS5.69.69 | [5 empty] | 69
SPRM | TOPOLOGY%SPRM%SPRM%11585%A | Junction - Nichols 161 kV | Line | SPRM.JUNCTN5.11585.SPRM.NICHOL2.161.161 | 1 | JUNCTION 5161.00 | 549955 | NICHOLS 5161.00 | 549956 | 161
SPRM | TOPOLOGY%SPRM%SPRM%PIC_JUNC%A | Junction - Pic West 161 kV | Line | SPRM.JUNCTN5.PIC_JUNC.SPRM.PICWEST.161.161 | 1 | JUNCTION 5161.00 | 549955 | PIC WEST 5161.00 | 549971 | 161
SPRM | TOPOLOGY%SPRM%SPRM%11546%A | Kickapoo - Sunset SPRM 69 kV | Line | SPRM.SUNSET5.11546.SPRM.KICKAP3.69.69 | 1 | KICKAPOO 269.000 | 549906 | SUNSET 269.000 | 549907 | 69
SPRM | TOPOLOGY%SPRM%SPRM%11547%A | Kickapoo - Twin Oaks 69 kV | Line | SPRM.TWINOAK.11547.SPRM.KICKAP3.69.69 | 1 | KICKAPOO 269.000 | 549906 | TWIN OAKS 269.000 | 549933 | 69
SPRM | TOPOLOGY%SPRM%SPRM%11572%A | Laurel - Nichols 69 kV | Line | SPRM.NICHOL2.11572.SPRM.LAUREL2.69.69 | 1 | LAUREL 269.000 | 549924 | NICHOLS 269.000 | 549925 | 69
SPRM | TOPOLOGY%SPRM%SPRM%11580%A | Lecompte - Neegard 69 kV | Line | SPRM.LECOMPT.11580.SPRM.NEERGRD.69.69 | 1 | NEERGARD 269.000 | 549930 | LECOMPTE 269.000 | 549931 | 69
SPRM | TOPOLOGY%SPRM%SPRM%11581%A | Lecompte - Packer 69 kV | Line | SPRM.LECOMPT.11581.SPRM.PACKER.69.69 | 1 | LECOMPTE 269.000 | 549931 | PACKER 269.000 | 549932 | 69
SPRM | TOPOLOGY%SPRM%SPRM%11589%A | Main - West Belt 161 kV | Line | SPRM.MAIN1.11589.SPRM.WESTBLT.161.161 | 1 | WEST BELT 5161.00 | 549957 | MAIN STREET5161.00 | 549958 | 161
SPRM | TOPOLOGY%SPRM%SPRM%11568%A | Main Street - Washington 69 kV | Line | SPRM.MAIN1.11568.SPRM.WASHNTN.69.69 | 1 | MAIN STREET269.000 | 549921 | WASHINGTON 269.000 | 549929 | 69
SPRM | TOPOLOGY%SPRM%SPRM%MILL5_MACGT%A | McCartney - Mill 161 kV | Line | SPRM.MACGT.MILL5_MACGT.SPRM.MILL5.161.161 | 1 | MILL 5161.00 | 549962 | MC CARTNEY 5161.00 | 549968 | 161
SPRM | TOPOLOGY%SPRM%SPRM%SUMMIT4_MACGT%A | McCartney - Summit SPRM 161 kV | Line | SPRM.SUMMIT4.SUMMIT4_MACGT.SPRM.MACGT.161.161 | 1 | SUMMIT 5161.00 | 549966 | MC CARTNEY 5161.00 | 549968 | 161
SPRM | TOPOLOGY%SPRM%SPRM%11562%A | Mill - Packer 69 kV | Line | SPRM.PACKER.11562.SPRM.MILL5.69.69 | 1 | MILL 269.000 | 549918 | PACKER 269.000 | 549932 | 69
SPRM | TOPOLOGY%SPRM%SPRM%11550%A | Monroe - Sunset SPRM 69 kV | Line | SPRM.MONROE3.11550.SPRM.SUNSET5.69.69 | 1 | SUNSET 269.000 | 549907 | MONROE 269.000 | 549923 | 69
SPRM | TOPOLOGY%SPRM%SPRM%11576%A | N HWY 13 - Norton 69 kV | Line | SPRM.NHY13.11576.SPRM.NORTON3.69.69 | 1 | N HWY13 269.000 | 549927 | NORTON 269.000 | 549928 | 69
SPRM | TOPOLOGY%SPRM%SPRM%11578%A | Neegard - Norton 69 kV | Line | SPRM.NEERGRD.11578.SPRM.NORTON3.69.69 | 1 | NORTON 269.000 | 549928 | NEERGARD 269.000 | 549930 | 69
SPRM | TOPOLOGY%SPRM%SPRM%11588%A | Nichols - West Belt 161 kV | Line | SPRM.WESTBLT.11588.SPRM.NICHOL2.161.161 | 1 | NICHOLS 5161.00 | 549956 | WEST BELT 5161.00 | 549957 | 161
SPRM | TOPOLOGY%SPRM%SPRM%NIXA_JRPS5%A | Nixa ESPY2 - Nixa SPA 69 kV | Line | SPRM.NXESPY2.NIXA_JRPS5.SPA.NIXA_SPA.69.69 | 1 | NIXA 2 69.000 | 505501 | NX ESPY2 69.000 | 505543 | 69
SPRM | TOPOLOGY%SPRM%SPRM%NIXANE2_NXATRK%A | Nixa TRK - Nixa NE 2 kV | Line | SPRM.NIXANE2.NIXANE2_NXATRK.SPRM.NXATRK2.69.69 | [5 empty] | 69
SPRM | TOPOLOGY%SPRM%SPRM%11594%A | Norton - Summit SPRM 161 kV | Line | SPRM.SUMMIT4.11594.SPRM.NORTON3.161.161 | 1 | SUMMIT 5161.00 | 549966 | NORTON 5161.00 | 549967 | 161
SPRM | TOPOLOGY%SPRM%SPRM%11577%A | Norton - Washington 69 kV | Line | SPRM.NORTON3.11577.SPRM.WASHNTN.69.69 | 1 | NORTON 269.000 | 549928 | WASHINGTON 269.000 | 549929 | 69
SPRM | TOPOLOGY%SPRM%SPRM%11586%A | Pic West - Summit SPRM 161 kV | Line | SPRM.PICWEST.11586.SPRM.SUMMIT4.161.161 | 1 | SUMMIT 5161.00 | 549966 | PIC WEST 5161.00 | 549971 | 161
SPRM | TOPOLOGY%SPRM%SPRM%11548%A | S HWY 65 - Sunset SPRM 69 kV | Line | SPRM.SUNSET5.11548.SPRM.SHY65.69.69 | 1 | SUNSET 269.000 | 549907 | S HWY 65 269.000 | 549908 | 69
SPRM | TOPOLOGY%SPRM%SPRM%SUNSET_SEMINOL%A | Seminole SPRM - Sunset SPRM 69 kV | Line | SPRM.SEMINOL2.SUNSET_SEMINOL.SPRM.SUNSET5.69.69 | 1 | SUNSET 269.000 | 549907 | SEMINOLE 269.000 | 549934 | 69
SPRM | TOPOLOGY%SPRM%SPRM%11582%A | Southwest - Southwest Disposal 161 kV | Line | SPRM.SWDISP.11582.SPRM.SWPS5.161.161 | 1 | JTEC 5161.00 | 549954 | SW DISP PLT5161.00 | 549960 | 161
SPS | TOPOLOGY%SPS%SPS%101%A | 34st Street Sub - Coulter Sub 115 kV | Line | SPS.COULTER.101.SPS.34TH_STR.115.115 | 1 | 34TH_ST 3115.00 | 524282 | COULTER 3115.00 | 524306 | 115
SPS | TOPOLOGY%SPS%SPS%101B%A | 34st Street Sub - S. Georgia Street Interchange 115 kV | Line | SPS.S_GEORGI.101B.SPS.34TH_STR.115.115 | 1 | 34TH_ST 3115.00 | 524282 | GEORGIA 3115.00 | 524322 | 115
SPS | TOPOLOGY%SPS%SPS%ACCO_CLUTT_1%1 | Acco Sub - Clutter 69 kV | Line | SPS.CLUTTER.ACCO_CLUTT_1.SPS.ACCO.69.69 | 1 | ACCO 2 69.000 | 526249 | CLUTTER2 69.000 | 526310 | 69
SPS | TOPOLOGY%SPS%SPS%ACCO_IVORY_1%1 | Acco Sub - Ivory Tap 69 kV | Line | SPS.ACCO.ACCO_IVORY_1.SPS.IVORY.69.69 | 1 | ACCO 2 69.000 | 526249 | IVORYT 2 69.000 | 526256 | 69
SPS | TOPOLOGY%SPS%SPS%LG-ASH_ADAIR_1%A | Adair Sub - LG-Ashmore 69kV | Line | SPS.ADAIRT2.ADAIRT_LG-ASHM.SPS.LG-ASHM2.69.69 | 1 | LG-ASHMORE 269.000 | 527235 | ADAIR 2 69.000 | 527253 | 69
SPS | TOPOLOGY%SPS%SPS%ADAIR2_SULPHUR%A | Adair Sub - Sulphur Springs Interchange 69 kV | Line | SPS.ADAIR2.ADAIR2_SULPHUR.SPS.SULPHUR_.69.69 | 1 | ADAIR 269.000 | 527253 | SULPHUR 269.000 | 527261 | 69
SPS | TOPOLOGY%SPS%SPS%LNT41%A | Agave Tap - Ochoa Sub 115kV | Line | SPS.AGAVE_TP.LNT41.SPS.OCHOA.115.115 | 1 | AGAVE_RHILL3115.00 | 528230 | OCHOA 3115.00 | 528232 | 115
SPS | TOPOLOGY%SPS%SPS%COX_AIKENT_1%1 | Aiken Rural Sub - Cox Interchange 69 kV | Line | SPS.COX.COX_AIKENT_1.SPS.AIKEN_T.69.69 | 1 | COX 469.000 | 525325 | AIKEN_RURL 269.000 | 525339 | 69
SPS | TOPOLOGY%SPS%SPS%AIKEN_LHAIKN_1%1 | Aiken Rural Sub - Lighthouse REC Aiken Sub 69 kV | Line | SPS.AIKEN_T.AIKEN_LHAIKN_1.SPS.LH_AIKEN.69.69 | 1 | AIKEN_RURL2 69.000 | 525339 | LH-AIKN2 69.000 | 525351 | 69
SPS | TOPOLOGY%SPS%SPS%AIKEN_LOCKNY_1%1 | Aiken Rural Sub - Lockney Rural Sub 69 kV | Line | SPS.LOCKNEY.AIKEN_LOCKNY_1.SPS.AIKEN_T.69.69 | 1 | AIKEN_RURL2 69.000 | 525339 | LOCKNEY2 69.000 | 525358 | 69
SPS | TOPOLOGY%SPS%SPS%173%1 | Allen SPS - Lubbock South 115 kV | Line | SPS.ALLEN2.173.SPS.LUBBOCKS.115.115 | 1 | ALLEN 3115.00 | 526213 | LUBBCK_STH 3115.00 | 526268 | 115
SPS | TOPOLOGY%SPS%SPS%ALLENQUAKE11_1%1 | Allen SPS - Quaker Sub 115 kV | Line | SPS.QUAKER.ALLENQUAKE11_1.SPS.ALLEN2.115.115 | 1 | ALLEN 3115.00 | 526213 | SP-QUAKER 3115.00 | 526243 | 115
SPS | TOPOLOGY%SPS%SPS%432%1 | Allen SPS - Wheelock Sub 115 kV | Line | SPS.WHEELOCK.432.SPS.ALLEN2.115.115 | 1 | ALLEN 3115.00 | 526213 | LP-WHEELOCK3115.00 | 526236 | 115
SPS | TOPOLOGY%SPS%SPS%ALLMON_LHPTR_1%1 | Allmon Sub - Lighthouse REC Petersburg Sub 69 kV | Line | LINE.NOT.IN.EMS.CANT.999.999 | 1 | ALLMON 269.000 | 525867 | LH-PETERBRG269.000 | 525874 | 69
SPS | TOPOLOGY%SPS%SPS%BECTN_ALLMON_1%1 | Allmon Sub - Southplains Electric REC Becton Sub 69 kV | Line | SPS.BECTON.BECTN_ALLMON_1.SPS.ALLMON.69.69 | 1 | SP-BECT2 69.000 | 525860 | ALLMON 2 69.000 | 525867 | 69
SPS | TOPOLOGY%SPS%SPS%ALLRED_ALLRE_1%1 | Allred & Cortez Subs - Allred Tap 115 kV | Line | SPS.ALLRED_T.ALLRED_ALLRE_1.SPS.ALLRED_S.115.115 | 1 | ALLRD&CORTZ3115.00 | 527024 | ALLRED_TP 3 115.00 | 527030 | 115
SPS | TOPOLOGY%SPS%SPS%WAITSALLRE11_1%1 | Allred Tap - Lea Co REC Waits Sub 115 kV | Line | SPS.ALLRED_T.WAITSALLRE11_1.SPS.WAITS.115.115 | 1 | ALRDCRTZ_TP3115.00 | 527030 | LE-WAITS 3115.00 | 528325 | 115
SPS | TOPOLOGY%SPS%SPS%186%1 | Allred Tap - Shell C3 Sub Tap 115 kV | Line | SPS.SHELL_C3.186.SPS.ALLRED_T.115.115 | 1 | ALLRED_TP 3 115.00 | 527030 | SHELLC3_TP 3115.00 | 527068 | 115
SPS | TOPOLOGY%CO%CO%LINE%LN | Am Frac Sub - Mapco Sub 115 kV | Line | LINE.NOT.IN.EMS.CANT.999.999 | 1 | AM_FRAC 3115.00 | 527300 | MAPCO 3 115.00 | 527360 | 115
SPS | TOPOLOGY%SPS%SPS%11%A | Amarillo South Interchange - Arrowhead Sub 115 kV | Line | SPS.ARROWHE2.11.SPS.AMARIL_S.115.115 | 1 | ARROWHEAD 3115.00 | 524397 | AMA_SOUTH 3115.00 | 524414 | 115
SPS | TOPOLOGY%SPS%SPS%104%1 | Amarillo South Interchange - Farmers Sub 115 kV | Line | SPS.FARMERS.104.SPS.AMARIL_S.115.115 | 1 | FARMERS 3115.00 | 524377 | AMA_SOUTH 3115.00 | 524414 | 115
SPS | TOPOLOGY%SPS%SPS%27%A | Amarillo South Interchange - Nichols Sub 230 kV | Line | SPS.NICHSUB.27.SPS.AMARIL_S.230.230 | 1 | NICHOLS 6230.00 | 524044 | AMA_SOUTH 6230.00 | 524415 | 230
SPS | TOPOLOGY%SPS%SPS%11%B | Amarillo South Interchange - Owens Corning Sub 115 kV | Line | SPS.OWEN_COR.11.SPS.AMARIL_S.115.115 | 1 | OWENSCORN 3115.00 | 524404 | AMA_SOUTH 3115.00 | 524414 | 115
SPS | TOPOLOGY%SPS%SPS%K87%A | Amarillo South Interchange - Randall 230 kV | Line | SPS.AMARIL_S.K87.SPS.RANDALL1.230.230 | 1 | AMA_SOUTH 6230.00 | 524415 | RANDALL 6230.00 | 524365 | 230
SPS | TOPOLOGY%SPS%SPS%IN_T86%A | Amarillo South Interchange - Spring Draw Sub 115 kV | Line | SPS.SDRAW.IN_T86.SPS.AMARIL_S.115.115 | 1 | AMA_SOUTH 3115.00 | 524414 | SPRING_DRW 3115.00 | 524544 | 115
SPS | TOPOLOGY%SPS%SPS%27%B | Amarillo South Interchange - Swisher Co Interchange 230 kV | Line | SPS.AMARIL_S.27.SPS.SWISHER.230.230 | 1 | AMA_SOUTH 6230.00 | 524415 | SWISHER 6230.00 | 525213 | 230
SPS | TOPOLOGY%SPS%SPS%AMERADA_ROZ%A | Amerada Hess Sub - Roz Sub 115 kV | Line | SPS.ROZIN.AMERADA_ROZ.SPS.AMERADA_.115.115 | 1 | ROZ 3115.00 | 527238 | AMERADA 3115.00 | 527242 | 115
SPS | TOPOLOGY%SPS%SPS%W16%A | Amerada Hess Sub - Seminole Interchange 115 kV | Line | SPS.SEMIN.W16.SPS.AMERADA_.115.115 | 1 | AMERADA 3115.00 | 527242 | SEMINOLE 3115.00 | 527275 | 115
SPS | TOPOLOGY%SPS%SPS%SANDHI_AMHER_1%1 | Amherst Sub - Lamb County REC Sandhill 69 kV | Line | SPS.AMHERST.SANDHI_AMHER_1.SPS.SANDHILL.69.69 | 1 | LC-SANDHILL269.000 | 525599 | AMHERST 2 69.000 | 525606 | 69
SPS | TOPOLOGY%SPS%SPS%AMHERS_WLITT_1%1 | Amherst Sub - West Littlefield Sub 69 kV | Line | SPS.W_LITTLF.AMHERS_WLITT_1.SPS.AMHERST.69.69 | 1 | AMHERST 2 69.000 | 525606 | W_LITTLFLD 269.000 | 525613 | 69
SPS | TOPOLOGY%SPS%SPS%406%1 | Amoco (Amoco Cryogenics) Sub - Amoco Tap SPS 115 kV | Line | SPS.SUNDOWN_.406.SPS.AMOCO_SU.115.115 | 1 | AMOCO_TP 3 115.00 | 526445 | AMOCO_CRYO 3115.00 | 526452 | 115
SPS | TOPOLOGY%SPS%SPS%153%1 | Amoco SPS - Sundown 230 kV | Line | SPS.SUNDOWN2.153.SPS.AMOCO_SW.230.230 | 1 | SUNDOWN 6230.00 | 526435 | AMOCO_SS 6230.00 | 526460 | 230
SPS | TOPOLOGY%SPS%SPS%167%1 | Amoco SPS - Yoakum 230 kV | Line | SPS.AMOCO_SW.167.SPS.YOAKUM.230.230 | 1 | AMOCO_SS 6230.00 | 526460 | YOAKUM 6230.00 | 526935 | 230
SPS | TOPOLOGY%SPS%SPS%157%A | Amoco Tap SPS - Lyntegar REC Levelland Sub 115 kV | Line | SPS.LR_LEVEL.157.SPS.SUNDOWN_.115.115 | 1 | AMOCO_TP 3 115.00 | 526445 | LG-LEVI3 115.00 | 526484 | 115
SPS | TOPOLOGY%SPS%SPS%156%1 | Amoco Tap SPS - Sundown 115 kV | Line | SPS.SUNDOWN_.156.SPS.SUNDOWN2.115.115 | 1 | SUNDOWN 3115.00 | 526434 | AMOCO_TP 3115.00 | 526445 | 115
SPS | TOPOLOGY%SPS%SPS%MSTNG_AMOCO%A | Amoco Wasson Switching Station - Mustang Interchange 230 kV | Line | SPS.AMOCWA6.MSTNG_AMOCO.SPS.MSTNG.230.230 | 1 | AMOCOWASSON6230.00 | 526784 | MUSTANG 6230.00 | 527149 | 230
SPS | TOPOLOGY%SPS%SPS%AMOCWA_YOAKU_1%B | Amoco Wasson Switching Station - Oxy BRU Sub 230 kV | Line | SPS.OXY_BRU.AMOCWA_YOAKU_1.SPS.AMOCWA6.230.230 | 1 | AMOCOWASSON6230.00 | 526784 | OXYBRU_TP 6230.00 | 527010 | 230
SPS | TOPOLOGY%SPS%SPS%ANTELOPE_TUCO%A | Antelope Generation - Tuco Interchange 230 kV | Line | SPS.TUCO.ANTELOPE_TUCO.SPS.ANTELOPE.230.230 | 1 | TUCO_INT 6230.00 | 525830 | ANTELOPE_1 6230.00 | 525840 | 230
SPS | TOPOLOGY%SPS%SPS%WILLAR_ARCCO_1%A | Arco Willard Sub - Arco Willard Sub Tap 115 kV | Line | SPS.ARCCO23.WILLAR_ARCCO_1.SPS.WILLARD_.115.115 | 1 | ARCO TP3 115.00 | 527041 | ARCCO23 115.00 | 527046 | 115
SPS | TOPOLOGY%SPS%SPS%BENNET_ARCOTAP%A | Arco Willard Sub Tap - Bennett Sub 115 kV | Line | SPS.BENNETT3.BENNET_ARCOTAP.SPS.WILLARD_.115.115 | 1 | BENNETT3 115.00 | 527018 | ARCO TP3 115.00 | 527041 | 115
SPS | TOPOLOGY%SPS%SPS%166%1 | Arco Willard Sub Tap - Yoakum 115 kV | Line | SPS.WILLARD_.166.SPS.YOAKUM.115.115 | 1 | YOAKUM 3115.00 | 526934 | ARCO_TP 3115.00 | 527041 | 115
SPS | TOPOLOGY%SPS%SPS%OSG_SARROW11_1%1 | Arrowhead Sub - Osage Sub 115 kV | Line | SPS.ARROWHE2.OSG_SARROW11_1.SPS.OSG_SWPS.115.115 | 1 | OSAGE 3115.00 | 524345 | ARROWHEAD 3115.00 | 524397 | 115
SPS | TOPOLOGY%SPS%SPS%CC_TAARTES69_1%1 | Artesia Country Club Rd Sub - Artesia South Rural Sub 69 kV | Line | SPS.ARTESIA4.CC_TAARTES69_1.SPS.CC_TAP.69.69 | 1 | ARTESIA_CC 269.000 | 527768 | ARTESIA_SR 269.000 | 527775 | 69
SPS | TOPOLOGY%SPS%SPS%CC_TAP_CVWART%A | Artesia Country Club Rd Sub - CV REC WestArtesia Sub 69 kV | Line | LINE.NOT.IN.EMS.CANT.999.999 | 1 | CV-W_ARTSIA269.000 | 527763 | ARTESIA_CC 269.000 | 527768 | 69
SPS | TOPOLOGY%SPS%SPS%ARTESCC_TA69_1%1 | Artesia Country Club Road Sub - West Artesia Sub 69 kV | Line | SPS.ARTESIA2.ARTESCC_TA69_1.SPS.CC_TAP.69.69 | 1 | ARTESIA_W 2 69.000 | 527761 | ARTESIA_CC 269.000 | 527768 | 69
SPS | TOPOLOGY%SPS%SPS%ARTESARTES69_1%1 | Artesia Interchange - Central Valley REC Artesia 69 kV | Line | SPS.ARTESIA.ARTESARTES69_1.SPS.ARTESIA1.69.69 | 1 | ARTESIA 269.000 | 527701 | ARTESIA_TP 269.000 | 527754 | 69
SPS | TOPOLOGY%SPS%SPS%W20%A | Artesia Interchange - Eagle Creek 115 kV | Line | SPS.ARTESIA.W20.SPS.EAGLE_CK.115.115 | 1 | ARTESIA 3115.00 | 527707 | EAGLE_CREEK3115.00 | 527711 | 115
SPS | TOPOLOGY%SPS%SPS%Z75%A | Artesia Interchange - Eagle Creek Z75 69 kV | Line | SPS.EAGLE_CK.Z75.SPS.ARTESIA.69.69 |  | ARTESIA 269.000 | 527701 | EAGLE_CREEK269.000 | 527710 | 69
SPS | TOPOLOGY%SPS%SPS%SMITH_ARTES_1%1 | Artesia Interchange - Smith Sub 69 kV | Line | SPS.ARTESIA.SMITH_ARTES_1.SPS.SMITH_SU.69.69 | 1 | SMITH 269.000 | 527678 | ARTESIA 269.000 | 527701 | 69
SPS | TOPOLOGY%SPS%SPS%ARTES_TWN_SR%A | Artesia South Rural Sub - Artesia Town Sub 69kV | Line | SPS.ARTES_SR.ARTES_TWN_SR.ARTE_TWN.69.69 | 1 | ARTESIA_TWN269.000 | 527747 | ARTESIA_SR 269.000 | 527775 | 69
SPS | TOPOLOGY%SPS%SPS%ARTESATOKA69_1%1 | Artesia South Rural Sub - Atoka Interchange 69 kV | Line | SPS.ATOKA.ARTESATOKA69_1.SPS.ARTESIA4.69.69 | 1 | ARTSA_SR_TP269.000 | 527772 | ATOKA 269.000 | 527785 | 69
SPS | TOPOLOGY%SPS%SPS%ARTESIA_SR_SUB%A | Artesia South Rural Sub #2 - Artesia South Rural Sub 69kV | Line | SPS.ARTESIA4.ARTESIA_SR_SUB.SPS.ARTES_SR.69.69 | 1 | ARTSA_SR_TP269.000 | 527772 | ARTESIA_SR 269.000 | 527775 | 69
SPS | TOPOLOGY%SPS%SPS%NAVAJ1_ARTET_1%1 | Artesia Town - Navajo 1 Sub 69 kV | Line | SPS.ARTE_TWN.NAVAJ1_ARTET_1.SPS.NAVAJO_1.69.69 |  | NAVAJO_1 269.000 | 527733 | ARTESIA_TWN269.000 | 527747 | 69
SPS | TOPOLOGY%SPS%SPS%21%1 | Asarco Sub - Asarco Tap 115 kV | Line | SPS.ASARCOTP.21.SPS.ASARCO_S.115.115 | 1 | ASARCO 3115.00 | 524016 | ASARCO_TP 3115.00 | 524018 | 115
SPS | TOPOLOGY%SPS%SPS%21%1 | Asarco Sub - Nichols Sub 115 kV | Line | SPS.ASARCO_S.21.SPS.NICHSUB.115.115 | 1 | ASARCO 3115.00 | 524016 | NICHOLS 3115.00 | 524043 | 115
SPS | TOPOLOGY%SPS%SPS%ASRCTP_HIGHLTP%A | Asarco Tap - Highland Park Tap 115 kV | Line | SPS.ASARCOTP.ASRCTP_HIGHLTP.SPS.HIGHL_TP.115.115 | 1 | HIGHLAND_TP3115.00 | 523931 | ASARCO_TP 3115.00 | 524018 | 115
SPS | TOPOLOGY%SPS%SPS%HIGHLT_NICHS_1%1 | Asarco Tap - Nichols Sub 115 kV | Line | SPS.NICHSUB.HIGHLT_NICHS_1.SPS.ASARCOTP.115.115 | 1 | ASARCO_TP 3115.00 | 524018 | NICHOLS 3115.00 | 524043 | 115
SPS | TOPOLOGY%SPS%SPS%ATOKA_EAGLE_CK%A | Atoka - Eagle Creek 115 kV | Line | SPS.ATOKA.ATOKA_EAGLE_CK.SPS.EAGLE_CK.115.115 | 1 | ATOKA 3115.00 | 527786 | EAGLE_CREEK3115.00 | 527711 | 115
SPS | TOPOLOGY%SPS%SPS%ATOKADAYTO11_1%1 | Atoka Interchange - Central Valley REC Dayton Sub 115 kV | Line | SPS.ATOKA.ATOKADAYTO11_1.SPS.DAYTON2.115.115 | 1 | ATOKA 3 115.00 | 527786 | CV-DAYTON 3115.00 | 527821 | 115
SPS | TOPOLOGY%SPS%SPS%ATOKA_IRISH_1%1 | Atoka Interchange - CV REC Irish Hills Sub 115 kV | Line | SPS.IRISH_HL.ATOKA_IRISH_1.SPS.ATOKA.115.115 | 1 | ATOKA 3115.00 | 527786 | CV-IRISHHIL3115.00 | 528116 | 115
SPS | TOPOLOGY%SPS%SPS%BAILEY_MORTONW%1 | Bailey - Morton 69 kV | Line | SPS.BAILEY2.BAILEY_MORTONW.SPS.MORTON_W.69.69 | [5 empty] | 69
SPS | TOPOLOGY%SPS%SPS%BAILEY_LCWHITE%1 | Bailey - Whiteface 69 kV | Line | SPS.BAILEY2.BAILEY_LCWHITE.SPS.LC_WHITE.69.69 | [5 empty] | 69
SPS | TOPOLOGY%SPS%SPS%BAILEY_CURRY%A | Bailey Co Interchange - Curry Co Interchange SPS 115 kV | Line | SPS.BAILEY.BAILEY_CURRY.SPS.CURRY2.115.115 | 1 | BAILEYCO 3115.00 | 525028 | CURRY 3115.00 | 524822 | 115
SPS | TOPOLOGY%SPS%SPS%MULESH_BAILE_1%1 | Bailey Co Interchange - Muleshoe City Sub 69 kV | Line | SPS.MULESHOE.MULESH_BAILE_1.SPS.BAILEY.69.69 | 1 | MULESH_CTY 269.000 | 525008 | BAILEYCO 269.000 | 525027 | 69
SPS | TOPOLOGY%SPS%SPS%MULEVA_BAILE_1%1 | Bailey Co Interchange - Valley Sub 69 kV | Line | SPS.BAILEY.MULEVA_BAILE_1.SPS.MULE_VAL.69.69 | 1 | EMULESH&VLY269.000 | 525017 | BAILEYCO 269.000 | 525027 | 69
SPS | TOPOLOGY%SPS%SPS%131%1 | Bailey Co REC Earth Interchange - Plant X Sub 115 kV | Line | SPS.PLXSUB.131.SPS.BAI_CO_R.115.115 | 1 | BC-EARTH 3115.00 | 525056 | PLANT_X 3115.00 | 525480 | 115
SPS | TOPOLOGY%SPS%SPS%LARIAT_BC_LA_1%1 | Bailey Co REC Lariat Sub - Lariat Sub 69 kV | Line | SPS.LARIAT.LARIAT_BC_LA_1.SPS.BC_LARIT.69.69 | 1 | LARIAT2 69.000 | 524987 | BC-LARIAT 2 69.000 | 524994 | 69
SPS | TOPOLOGY%SPS%SPS%BAILP_LCBECK_1%1 | Bailey Co REC Pump Station - Lamb Co REC Beck Sub 69 kV | Line | SPS.BAILEY_P.BAILP_LCBECK_1.SPS.LC_BECK.69.69 | 1 | BAILYP2 69.000 | 525038 | LC-BECK2 69.000 | 525045 | 69
SPS | TOPOLOGY%SPS%SPS%MULEVA_BAILP_1%1 | Bailey Co REC Pump Station - Valley Sub 69 kV | Line | SPS.BAILEY_P.MULEVA_BAILP_1.SPS.MULE_VAL.69.69 | 1 | MULESH_VALY269.000 | 525017 | BAILYP2 69.000 | 525038 | 69
SPS | TOPOLOGY%SPS%SPS%SUNNY_B_HART2%A | Bailey Co REC Sunnyside Sub - Hart 1 & Hart 2 Subs 69 kV | Line | SPS.SUNNY_B.SUNNY_B_HART2.SPS.HART2.69.69 | 1 | BC-SUNYSIDE269.000 | 525119 | HART#1&2 2 69.000 | 525122 | 69
SPS | TOPOLOGY%SPS%SPS%BC_LAR_WMULE_1%2 | Bailey County REC Progress Sub - West Muleshoe Sub 69 kV | Line | SPS.W_MULESH.BC_LAR_WMULE_1.SPS.BC_PRGRS.69.69 | 1 | BC-PROGRESS269.000 | 524996 | WST_MULESH 269.000 | 525001 | 69
SPS | TOPOLOGY%SPS%SPS%SUNNY_B_REC12%A | Bailey County REC Sunnyside Sub - DefSmREC Sub 12 69 kV | Line | SPS.SUNNY_B.SUNNY_B_REC12.SPS.DS_REC12.69.69 | 1 | DS-#12 2 69.000 | 525116 | BC-SUNYSIDE269.000 | 525119 | 69
SPS | TOPOLOGY%SPS%SPS%CASTRBAI_C11_1%1 | BaileyCoREC Earth Interchange - CastroCo Interchange 115 kV | Line | SPS.CASTRO.CASTRBAI_C11_1.SPS.BAI_CO_R.115.115 | 1 | CASTRO_CNTY3115.00 | 524746 | BC-EARTH 3115.00 | 525056 | 115
SPS | TOPOLOGY%SPS%SPS%BC_LAR_WMULE_1%1 | BaileyCoREC Lariat Sub - BaileyCoREC Progress Sub 69 kV | Line | LINE.NOT.IN.EMS.CANT.999.999 | 1 | BC-LARIAT 269.000 | 524994 | BC-PROGRESS269.000 | 524996 | 69
SPS | TOPOLOGY%SPS%SPS%WANTON_BAINE_1%1 | Bainer - West Anton Tap 69 kV | Line | SPS.BAINER.WANTON_BAINE_1.SPS.WANTON_T.69.69 |  | W_ANTON_TP 269.000 | 525657 | BAINER 269.000 | 525671 | 69
SPS | TOPOLOGY%SPS%SPS%BAINER_WANTO_1%1 | Bainer Sub - West Anton Sub 69 kV #1 | Line | SPS.BAINER.BAINER_WANTO_1.SPS.W_ANTON.69.69 | 1 | BAINER2 69.000 | 525671 | WEST_ANTON 269.000 | 525678 | 69
SPS | TOPOLOGY%SPS%SPS%BARWIS_FLOYD_1%1 | Barwise Sub - Floyd Co Interchange 69 kV | Line | SPS.BARWISE.BARWIS_FLOYD_1.SPS.FLOYD_C1.69.69 | 1 | BARWISE 269.000 | 525769 | FLOYD_CNTY 269.000 | 525779 | 69
SPS | TOPOLOGY%SPS%SPS%IRICK_BARWIS_1%1 | Barwise Sub - Irick Sub 69 kV | Line | SPS.BARWISE.IRICK_BARWIS_1.SPS.IRICK.69.69 | 1 | IRICK2 69.000 | 525762 | BARWISE2 69.000 | 525769 | 69
SPS | TOPOLOGY%SPS%SPS%RDRUNNR_BATLAX%A | Battle Axe - Roadrunner 115 kV | Line | SPS.RDRUNNER.RDRUNNR_BATLAX.SPS.BATTLAXE.115.115 | 1 | BATTLEAXE 1115.00 | 528024 | RDRUNNER 3115.00 | 528025 | 115
SPS | TOPOLOGY%SPS%SPS%REDB_BATTL_SF%A | Battleaxe - Redbluff 115 kV | Line | SPS.REDBLUFF.REDB_BATTL_SF.SPS.BATTLAXE.115.115 | 1 | BATTLEAXE 1115.00 | 528024 | RED_BLUFF 3115.00 | 528018 | 115
SPS | TOPOLOGY%SPS%SPS%IVORY_BATTON_1%1 | Batton - Ivory 69 kV | Line | SPS.IVORY.IVORY_BATTON_1.SPS.BATTON.69.69 | 1 | IVORY 269.000 | 526205 | BATTON_S 269.000 | 526228 | 69
SPS | TOPOLOGY%SPS%SPS%SPCARL_BATTN_1%1 | Batton - South Plains REC Carlisle Sub 69 kV | Line | SPS.BATTON.SPCARL_BATTN_1.SPS.SP_CARLI.69.69 |  | SW_6878 269.000 | 526184 | BATTON_N 269.000 | 526221 | 69
SPS | TOPOLOGY%SPS%SPS%BAICO_BCKELLEY%1 | BC Earth - BC Kelley 115kV | Line | SPS.BAI_CO_R.BAICO_BCKELLEY.SPS.BCKELLEY.115.115 | 1 | BC-EARTH 3115.00 | 525056 | BC-KELLEY 3115.00 | 525050 | 115
SPS | TOPOLOGY%SPS%SPS%BCKELLEY_CASTR%A | BC Kelley - Castro Co 115kV | Line | SPS.BCKELLEY.BCKELLEY_CASTR.SPS.CASTRO.115.115 | 1 | BC-KELLEY 3115.00 | 525050 | CASTRO_CNTY3115.00 | 524746 | 115
SPS | TOPOLOGY%SPS%SPS%BENNET_ODC_1%A | Bennett Sub - ODC Sub Tap 115 kV | Line | SPS.BENNETT3.BENNET_ODC_1.SPS.ODC.115.115 | 1 | BENNETT3 115.00 | 527018 | ODC TAP3 115.00 | 527051 | 115
SPS | TOPOLOGY%SPS%SPS%BENSING_HIGGS%A | Bensing - Higgs 115 kV | Line | SPS.BENSING.A.SPS.HIGGS.115.115 | [5 empty] | 115
SPS | TOPOLOGY%SPS%SPS%HOBBS_HIGGS%1 | Bensing - Hobbs 115 kV | Line | SPS.HOBBS.1.SPS.BENSING.115.115 | [5 empty] | 115
SPS | TOPOLOGY%SPS%SPS%BG-GAR_BG-JUST%A | Big Country REC Garza - Big Country REC Justiceburg 69 kV | Line | SPS.BG-GARZ2.BG-GAR_BG-JUST.SPS.BG-JUST2.69.69 | 1 | BG-GARZA 2 69.000 | 526800 | BG-JUSTBRG 269.000 | 526807 | 69
SPS | TOPOLOGY%SPS%SPS%BG-YNT_BG-GARZ%A | Big Country REC Garza Sub - Big Country REC Yancy Tap 69 kV | Line | SPS.BG-YNT2.BG-YNT_BG-GARZ.SPS.BG-GARZ2.69.69 | 1 | BG-YANCY_TP269.000 | 526719 | BG-GARZA 2 69.000 | 526800 | 69
SPS | TOPOLOGY%SPS%SPS%BG-JUS_BG-JST2%A | Big Country REC Justiceburg - Justiceburg Corner 69 kV | Line | LINE.NOT.IN.EMS.CANT.999.999 | 1 | JST_CORNER 269.000 | 526799 | BG-JST2 69.000 | 526821 | 69
SPS | TOPOLOGY%SPS%SPS%YANCY2_BG-YNT2%A | Big Country REC Yancy Tap - Yancy Amoco Sub 69 kV | Line | SPS.YANCY2.YANCY2_BG-YNT2.SPS.BG-YNT2.69.69 | 1 | YANCY_SUB 2 69.000 | 526703 | BG-YANCY_TP269.000 | 526719 | 69
SPS | TOPOLOGY%SPS%SPS%YANCY_BG-YN_1%A | Big Country REC Yancy Tap - Yancy Tap 69 kV | Line | SPS.BG-YNT2.YANCY_BG-YN_1.SPS.YANCY.69.69 | 1 | YANCY_TP 2 69.000 | 526615 | BG-YANCY_TP269.000 | 526719 | 69
SPS | TOPOLOGY%CO%CO%LINE%LN | BigCountry REC Fluvanna - BigCountry REC Justiceburg 69 kV | Line | Big Country REC Fluvanna - Big Country (NOT IN EMS.) | 1 | BG-FLUVANNA269.000 | 526814 | BG-JST2 69.000 | 526821 | 69
SPS | TOPOLOGY%CO%CO%LINE%LN | Black Hawk S - Black Hawk N 115kV | Line | LINE.NOT.IN.EMS.CANT.999.999 | 1 | BLKHAWK_E 3115.00 | 523346 | BLKHAWK_W 3115.00 | 523344 | 115
SPS | TOPOLOGY%SPS%SPS%NORTH_COKER%A | Blackhawk Intg - Conoco Phillips Coker 115 kV North | Line | SPS.CPCOKER3.NORTH_COKER.SPS.BLACKHAW.115.115 | 1 | BLKHAWK_W 3115.00 | 523344 | CPCOKER 3115.00 | 523470 | 115
SPS | TOPOLOGY%SPS%SPS%SOUTH_COKER%A | Blackhawk Intg - Conoco Phillips Coker 115 kV South | Line | SPS.CPCOKER3.SOUTH_COKER.SPS.BLACKHAW.115.115 | 1 | BLKHAWK_S 3 115.00 | 523346 | CPCOKER 3115.00 | 523470 | 115
SPS | TOPOLOGY%SPS%SPS%BLKHAW_PHILIP1%1 | Blackhawk Intg - Phillips No.1 Sub 69 kV | Line | SPS.BLACKHAW.BLKHAW_PHILIP1.SPS.PHILLIP1.69.69 | 1 | BLACKHAWK 269.000 | 523445 | PHILLPREF1 269.000 | 523498 | 69
SPS | TOPOLOGY%SPS%SPS%BLKHAW_PHILIP2%1 | Blackhawk Intg - Phillips No.2 Sub 69 kV | Line | SPS.BLACKHAW.BLKHAW_PHILIP2.SPS.PHILLIP2.69.69 | 1 | BLACKHAWK 269.000 | 523445 | PHILLPREF2 269.000 | 523505 | 69
SPS | TOPOLOGY%SPS%SPS%BLKHAW_PRINGLE%1 | Blackhawk Intg - Quench Ryton Plant Tap 115 kV | Line | SPS.BLACKHAW.BLKHAW_PRINGLE.SPS.Q_RYTON.115.115 | 1 | BLKHAWK_E 3115.00 | 523346 | Q_RYTON_TP 3115.00 | 523478 | 115
SPS | TOPOLOGY%SPS%SPS%BLACK_OPER%1 | Blackhawk Intg - Wo Operating Tap 115 kV | Line | SPS.BLACKHAW.BLACK_OPER.SPS.WO_OPER.115.115 | 1 | BLKHAWK_W 3115.00 | 523344 | WO_OPERATNG3115.00 | 523348 | 115
SPS | TOPOLOGY%SPS%SPS%ROOSEBLACK23_1%1 | Blackwater DC Tie - Roosevelt Interchange 230 kV | Line | SPS.BLACKWA2.ROOSEBLACK23_1.SPS.ROOSEVE2.230.230 | 1 | ROSEVELT_S 6230.00 | 524911 | PNM-DC6 230.00 | 599955 | 230
SPS | TOPOLOGY%SPS%SPS%BLANCO_CROSBY2%A | Blanco - Crosby 115 kV | Line | SPS.BLANCO.BLANCO_CROSBY2.SPS.CROSBY2.115.115 | 1 | BLANCO 115.00 | 522801 | CROSBY 3115.00 | 525926 | 115
SPS | TOPOLOGY%SPS%SPS%FLOYD_C1_BLANC%A | Blanco - Floyd County 115 kV | Line | SPS.FLOYD_C1.FLOYD_C1_BLANC.SPS.BLANCO.115.115 | 1 | FLOYD_CNTY 3115.00 | 525780 | BLANCO 115.00 | 522801 | 115
SPS | TOPOLOGY%CO%CO%LINE%LN | Boardman Sub - Boardman Tap 69 kV | Line | LINE.NOT.IN.EMS.CANT.999.999 | 1 | BOARDMN_TP2 69.000 | 527349 | BOARDMAN 2 69.000 | 527355 | 69
SPS | TOPOLOGY%SPS%SPS%BOARDM_FLANN_1%A | Boardman Sub - Flannagan Sub 69 kV | Line | SPS.FLANNIG2.BOARDM_FLANN_1.SPS.BOARDMN2.69.69 | 1 | BOARDMAN 2 69.000 | 527355 | FLANNAGAN 2 69.000 | 527365 | 69
SPS | TOPOLOGY%SPS%SPS%BOOKER_WADE2_1%1 | Booker Sub - Wade Sub 69 kV | Line | SPS.WADE.BOOKER_WADE2_1.SPS.BOOKER.69.69 | 1 | BOOKER2 69.000 | 523134 | WADE2 69.000 | 523146 | 69
SPS | TOPOLOGY%SPS%SPS%ENTERPRS_BOPCO%A | Bopco - Enterprise Wolfcamp 115 kV | Line | SPS.BOPCO.ENTERPRS_BOPCO.SPS.ENTERPRS.115.115 | 1 | ENTERPRS 115.00 | 528019 | BOPCO_PKRLK3115.00 | 528020 | 115
SPS | TOPOLOGY%SPS%SPS%BOPCO_WOODDRAW%A | Bopco - Wood Draw 115 kV | Line | SPS.BOPCO.BOPCO_WOODDRAW.SPS.WOODDRAW.115.115 | 1 | BOPCO_PKRLK3115.00 | 528020 | WOOD_DRAW 3115.00 | 528228 | 115
SPS | TOPOLOGY%SPS%SPS%GRASSBORDE23_1%B | Borden - Cirrus 230 kV | Line | SPS.BORDEN.GRASSBORDE23_1.SPS.CIRRUS.230.230 | 1 | GRASSLAND 6230.00 | 526677 | CIRRUS_WND 6230.00 | 526679 | 230
SPS | TOPOLOGY%SPS%SPS%TUCO_BORDER%A | Border - Tuco 345 kV | Line | OKGE.BORDER.TUCO_BORDER.SPS.TUCO.345.345 | 1 | BORDER 7345.00 | 515458 | TUCO_INT 7345.00 | 525832 | 345
SPS | TOPOLOGY%SPS%SPS%BOWERS_HOWARD3%A | Bowers - Howard 115 kV | Line | SPS.BOWERS_S.BOWERS_HOWARD3.SPS.HOWARD3.115.115 | 1 | BOWERS 3115.00 | 523748 | HOWARD 3115.00 | 523797 | 115
SPS | TOPOLOGY%SPS%SPS%47%1 | Bowers Interchange - Bowers Tap 69 kV | Line | SPS.LYONS_SU.47.SPS.BOWERS_S.69.69 | 1 | LYONS_TP 269.000 | 523662 | BOWERS 269.000 | 523747 | 69
SPS | TOPOLOGY%SPS%SPS%GRAPVI_BOWERS%1 | Bowers Interchange - Grapevine Intg 115 kV | Line | SPS.GRAPVINE.GRAPVI_BOWERS.SPS.BOWERS_S.115.115 | 1 | BOWERS 3115.00 | 523748 | GRAPEVINE 3115.00 | 523770 | 115
SPS | TOPOLOGY%SPS%SPS%BOWERKELLE69_1%1 | Bowers Interchange - Greenbelt REC Kellerville Sub 69 kV | Line | SPS.KELLERVI.BOWERKELLE69_1.SPS.BOWERS_S.69.69 | 1 | BOWERS 269.000 | 523747 | GB-KELRVILL269.000 | 523759 | 69
SPS | TOPOLOGY%SPS%SPS%46%1 | Bowers Interchange - McCullough Sub 69 kV | Line | SPS.MCCULLOU.46.SPS.BOWERS_S.69.69 | 1 | MCCULLOUGH 269.000 | 523701 | BOWERS 269.000 | 523747 | 69
SPS | TOPOLOGY%SPS%SPS%ROBERT_BOWERS%1 | Bowers Interchange - Roberts County Tap 69 kV | Line | SPS.BOWERS_S.ROBERT_BOWERS.SPS.ROBRTT2.69.69 | 1 | ROBERTS_TP 269.000 | 523669 | BOWERS 269.000 | 523747 | 69
SPS | TOPOLOGY%SPS%SPS%47%1 | Bowers Tap - Lyon Tap 69 kV | Line | LINE.NOT.IN.EMS.CANT.999.999 | 1 | LYONS_TP 2 69.000 | 523662 | BOWERS_TP 2 69.000 | 523690 | 69
SPS | TOPOLOGY%SPS%SPS%BRASHR_SHOFLY2%1 | Brasher - Capitan 114 kV Shoo Fly | Line | SPS.BRASHER.BRASHR_SHOFLY2.SPS.CAPITAN.115.115 | 1 | BRASHER_TP 3115.00 | 527534 | CAPITAN 3115.00 | 527541 | 115
SPS | TOPOLOGY%SPS%SPS%BRASHR_SHOFLY1%1 | Brasher - Roswell 115 kV Shoo Fly | Line | SPS.BRASHER.BRASHR_SHOFLY1.SPS.ROSWELL1.115.115 | 2 | BRASHER_TP 3115.00 | 527534 | ROSWLL_INT 3115.00 | 527564 | 115
SPS | TOPOLOGY%SPS%SPS%ROSWEBRASH11_1%1 | Brasher Sub - Brasher Sub Tap 115 kV | Line | SPS.ROSWELL1.ROSWEBRASH11_1.SPS.BRASHER.115.115 | 1 | BRASHER_TP 3115.00 | 527534 | BRASHER 3 115.00 | 527536 | 115
SPS | TOPOLOGY%SPS%SPS%ROSWEL_ROSWE_1%1 | Brasher Sub Tap - Roswell City Sub 115 kV | Line | SPS.ROSWELL1.ROSWEL_ROSWE_1.SPS.ROSWELL2.115.115 | 1 | ROSWELL_CTY3115.00 | 527522 | BRASHER_TP 3115.00 | 527534 | 115
SPS | TOPOLOGY%SPS%SPS%ROSWEBRASH11_1%1 | Brasher Sub Tap - Roswell Interchange 115 kV | Line | SPS.ROSWELL1.ROSWEROSWE11_1.SPS.ROSWELL1.115.115 | 1 | BRASHER_TP 3115.00 | 527534 | ROSWLL_INT 3115.00 | 527564 | 115
SPS | TOPOLOGY%SPS%SPS%BRISCO_LHSLV_1%1 | Briscoe Sub - Lighthouse REC Silverton 69 kV | Line | SPS.LH_SILVR.BRISCO_LHSLV_1.SPS.BRISCOE.69.69 | 1 | BRISCOE2 69.000 | 525233 | LH-SLVR2 69.000 | 525240 | 69
SPS | TOPOLOGY%SPS%SPS%BRWNFBRWNF69_2%1 | Brownfield City - Brownfield Intg 69 kV | Line | SPS.BRWNFLD2.BRWNFBRWNF69_2.SPS.BRWNFLD1.69.69 | 1 | BROWNFIELD2 69.000 | 526754 | BRNFIT2 69.000 | 526761 | 69
SPS | TOPOLOGY%SPS%SPS%MU-BRN_BRWNF_1%A | Brownfield City - Brownfield Intg 69 kV MU | Line | SPS.BRWNFLD1.MU-BRN_BRWNF_1.SPS.MU-BRNF2.69.69 | 1 | MU-BRNF2 69.000 | 522892 | BRNFIT2 69.000 | 526761 | 69
SPS | TOPOLOGY%SPS%SPS%BRWNFBRWNF69_1%1 | Brownfield City - Lyntegar REC Brownfield 69 kV | Line | SPS.BRWNFLD3.BRWNFBRWNF69_1.SPS.BRWNFLD2.69.69 | 1 | LG-BROWNFLD269.000 | 526747 | BROWNFIELD2 69.000 | 526754 | 69
SPS | TOPOLOGY%SPS%SPS%LG-DIX_BRWNFLD%A | Brownfield City - Lyntegar REC Dixon Sub 69 kV | Line | SPS.BRWNFLD2.LG-DIX_BRWNFLD.SPS.LG-DIXN2.69.69 | 1 | LG-DIXON 269.000 | 526711 | BROWNFIELD 269.000 | 526754 | 69
SPS | TOPOLOGY%SPS%SPS%BRWNFGOODP69_1%1 | Brownfield Intg - Goodpasture Sub 69 kV | Line | SPS.BRWNFLD1.BRWNFGOODP69_1.SPS.GOODPAST.69.69 | 1 | BRNFIT2 69.000 | 526761 | GOODPASTURE269.000 | 526777 | 69
SPS | TOPOLOGY%SPS%SPS%BUCKEYE_TEXTAP%A | Buckeye - Texaco Tap 115 kV | Line | SPS.BUCKEYE2.BUCKEYE_TEXTAP.SPS.LE_TXCTP.115.115 | 1 | BUCKEYE_TP 3115.00 | 528348 | LE-TXACO_TP3115.00 | 528627 | 115
SPS | TOPOLOGY%CO%CO%LINE%LN | Buckeye Sub - Buckeye Tap 115 kV | Line | LINE.NOT.IN.EMS.CANT.999.999 | 1 | BUCKEYT3 115.00 | 528348 | BUCKEYE3 115.00 | 528385 | 115
SPS | TOPOLOGY%SPS%SPS%CUNNSSAN_A11_1%1 | Buckeye Tap - Cunningham Plant 115 kV | Line | SPS.CUNNSUB.CUNNSSAN_A11_1.SPS.BUCKEYE2.115.115 | 1 | CUNNINHAM 3115.00 | 527864 | BUCKEYE_TP 3115.00 | 528348 | 115
SPS | TOPOLOGY%SPS%SPS%BUCK_LE-TEX%A | Buckeye Tap - Lea Co REC Texico Sub 115 kV | Line | SPS.BUCKEYE2.BUCK_LE-TEX.SPS.LE_TEXCO.115.115 | 1 | BUCKEYT3 115.00 | 528348 | LE-TXCO3 115.00 | 528792 | 115
SPS | TOPOLOGY%SPS%SPS%NPBRIS_BUFFALO%A | Buffalo Sub - North Plains REC Briscoe Sub 69 kV | Line | SPS.BUFFALO1.NPBRIS_BUFFALO.SPS.NP-BRIS2.69.69 | 1 | NP-BRISCOE 269.000 | 523586 | BUFFALO 2 69.000 | 523593 | 69
SPS | TOPOLOGY%SPS%SPS%BURNETT_CRMWA%A | Burnett Sub - CRMWA 22 Sub 69 kV | Line | SPS.CRMW222.BURNETT_CRMWA.SPS.BURNETT2.69.69 | 1 | BURNETT 269.000 | 523602 | CRMWA#22 269.000 | 523623 | 69
SPS | TOPOLOGY%SPS%SPS%BURNET_ROXANA%A | Burnett Sub - Roxana Sub 69 kV | Line | SPS.BURNETT2.BURNET_ROXANA.SPS.ROXANA2.69.69 | 1 | BURNETT 269.000 | 523602 | ROXANA 269.000 | 523609 | 69
SPS | TOPOLOGY%SPS%SPS%110%1 | Bush Sub - Northwest Interchange 115 kV | Line | SPS.BUSH.110.SPS.NORTHWE2.115.115 | 1 | NORTHWEST 3115.00 | 524106 | BUSH 3115.00 | 524124 | 115
SPS | TOPOLOGY%SPS%SPS%V52%A | Bushland - Hillside 115 kV | Line | SPS.BUSHLAND.V52.SPS.HILLSIDE.115.115 | 1 | BUSHLAND 3115.00 | 524266 | HILLSIDE 3115.00 | 524300 | 115
SPS | TOPOLOGY%SPS%SPS%OUTPOST_BUSHL%1 | Bushland - Outpost 115 kV | Line | SPS.OUTPOST.OUTPOST_BUSHL.SPS.BUSHLAND.115.115 | 1 | BUSHLAND 3115.00 | 524266 | OUTPOST 115.00 | 524243 | 115
SPS | TOPOLOGY%SPS%SPS%BUSHL_DEAFSM%1 | Bushland Interchange - Deaf Smith Intg 230 kV | Line | SPS.BUSHLAND.BUSHL_DEAFSM.SPS.DEAFSMIT.230.230 | 1 | BUSHLAND 6230.00 | 524267 | DEAFSMITH 6230.00 | 524623 | 230
SPS | TOPOLOGY%SPS%SPS%POTTER_BUSH%1 | Bushland Interchange - Potter Co Interchange 230 kV | Line | SPS.BUSHLAND.POTTER_BUSH.SPS.POTTER_S.230.230 | 1 | POTTER_CO 6230.00 | 523959 | BUSHLAND 6230.00 | 524267 | 230
SPS | TOPOLOGY%SPS%SPS%BUSHLD_WIL%A | Bushland Interchange - Wildarado Wind 230 kV | Line | SPS.BUSHLAND.BUSHLD_WIL.SPS.GSPWR.230.230 | 1 | BUSHLAND 6230.00 | 524267 | WILDOR2_JUS6230.00 | 524290 | 230
SPS | TOPOLOGY%SPS%SPS%BYRD_COOPER%A | Byrd Sub - Cooper Ranch Sub 115 kV | Line | SPS.COOPER_R.BYRD_COOPER.SPS.BYRD_SUB.115.115 | 1 | COOPER_RNCH3115.00 | 528554 | BYRD 3115.00 | 528582 | 115
SPS | TOPOLOGY%SPS%SPS%BYRD_MONUMENT%A | Byrd Sub - Monument Tap 115 kV | Line | SPS.MOMUMT3.BYRD_MONUMENT.SPS.BYRD_SUB.115.115 | 1 | MONUMNT_TP 3115.00 | 528568 | BYRD 3 115.00 | 528582 | 115
SPS | TOPOLOGY%SPS%SPS%CAMEX_SU_BORGT%A | Camex/AGR Sub - Borger Tap 115kV | Line | SPS.CAMEX_SU.CAMEX_SU_BORGT.SPS.BORGER_T.115.115 | 1 | CAMX/AGR TP3115.00 | 523485 | W_BORGER_TP3115.00 | 523516 | 115
SPS | TOPOLOGY%SPS%SPS%HUTCHBORGE11_1%1 | Camex/AGR Sub - Hutchinson Co Int 115kV | Line | SPS.CAMEX_SU.HUTCHBORGE11_1.SPS.HUTCH.115.115 | 1 | CAMX/AGR TP3115.00 | 523485 | HUTCH_N 3115.00 | 523544 | 115
SPS | TOPOLOGY%SPS%SPS%HUTCHCAMEX69_1%1 | Camex/Transpetco Sub - Hutchinson Interchange 69 kV | Line | SPS.CAMEX_SU.HUTCHCAMEX69_1.SPS.HUTCH.69.69 | 1 | CAMEX/TRNSP269.000 | 523484 | HUTCHISON 269.000 | 523543 | 69
SPS | TOPOLOGY%SPS%SPS%INDUSCAMEX69_1%1 | Camex/Transpetco Sub - Industrial Sub 69 kV | Line | SPS.INDUSTR2.INDUSCAMEX69_1.SPS.CAMEX_SU.69.69 | 1 | INDUSTRIAL 269.000 | 523413 | CAMEX/TRNSP269.000 | 523484 | 69
SPS | TOPOLOGY%SPS%SPS%NP_MIAMI_CANAD%A | Canadian Sub - North Plains REC Miami Sw Sta 69 kV | Line | SPS.CANADIA2.NP_MIAMI_CANAD.SPS.NP-MIAM2.69.69 | 1 | NP-MIAMI 269.000 | 523572 | CANADIAN 269.000 | 523579 | 69
SPS | TOPOLOGY%SPS%SPS%NP_BRIS2_ZBR%A | Canadian Sub-NP Brisco 69kV | Line | SPS.NP-BRIS2.NP_BRIS1_ZBR.SPS.CANADIA2.69.69 | Z1 | CANADIAN 269.000 | 523579 | NP-BRSCO_TP269.000 | 523586 | 69
SPS | TOPOLOGY%SPS%SPS%PERIMETER_CANN%A | Cannon A.F.B. Sub - Perimeter Sub 115 kV | Line | SPS.CANNON.PERIMETER_CANN.SPS.PERIMETR.115.115 | 1 | CANNON_TP 3115.00 | 524790 | PERIMETER 3115.00 | 524797 | 115
SPS | TOPOLOGY%SPS%SPS%W_CLOCANNO11_1%1 | Cannon A.F.B. Sub - West Clovis Sub 115 kV | Line | SPS.W_CLOVIS.W_CLOCANNO11_1.SPS.CANNON.115.115 | 1 | WST_CLOVIS3 115.00 | 524784 | CANNONAFB 3 115.00 | 524794 | 115
SPS | TOPOLOGY%SPS%SPS%CANYNE_RANDAL2%A | Canyon East - Randall #1 115 kV | Line | SPS.CANYON_E.CANYNE_RANDAL2.SPS.RANDALL1.115.115 | 1 | CANYON_EAST3115.00 | 524523 | RANDALL 3115.00 | 524364 | 115
SPS | TOPOLOGY%SPS%SPS%196%1 | Canyon East Sub - Canyon West Sub 115 kV | Line | SPS.CANYON_W.196.SPS.CANYON_E.115.115 | 1 | CANYON_WEST3115.00 | 524516 | CANYON_EAST3115.00 | 524523 | 115
SPS | TOPOLOGY%SPS%SPS%9%1 | Canyon East Sub - Osage Sub 115 kV | Line | SPS.CANYON_E.9.SPS.OSG_SWPS.115.115 | 1 | OSAGE 3115.00 | 524345 | CANYON_EAST3115.00 | 524523 | 115
SPS | TOPOLOGY%SPS%SPS%DAWN_CANYONW_1%1 | Canyon West Sub - Dawn Sub 115 kV | Line | SPS.CANYON_W.DAWN_CANYONW_1.SPS.DAWN.115.115 | 1 | CANYON_WEST3115.00 | 524516 | DAWN 3115.00 | 524590 | 115
SPS | TOPOLOGY%SPS%SPS%PINE_LDG_TEMP%1 | Capitan - Central Valley REC-Pine Lodge 69 kV Shoo Fly | Line | SPS.PINE_LDG.PINE_LDG_TEMP.SPS.CAPITAN.69.69 | 1 | CV-PINE 269.000 | 527514 | RIAC_TP 269.000 | 527528 | 69
SPS | TOPOLOGY%SPS%SPS%CAPITAN_PRICE%A | Capitan - Price 115 kV | Line | SPS.CAPITAN.A.SPS.PRICE_S.115.115 | [5 empty] | 115
SPS | TOPOLOGY%CO%CO%LINE%LN | Capitan Sub - Central Valley REC Pine Lodge Sub 69 kV | Line | SPS.CAPITAN.CAPITA_PINE_1.SPS.PINE_LDG.69.69 | 1 | CV-PINE 269.000 | 527514 | CAPITAN2 69.000 | 527540 | 69
SPS | TOPOLOGY%SPS%SPS%CAPITA_RIAC_1%1 | Capitan Sub - RIAC Tap 69 kV | Line | SPS.CAPITAN.CAPITA_CAPIT_1.SPS.CAPITAN_.69.69 | 1 | RIAC TP2 69.000 | 527528 | CAPITAN2 69.000 | 527540 | 69
SPS | TOPOLOGY%SPS%SPS%CAPROCK_NORT%1 | Caprock Wind - Norton Switching Station 115 kV | Line | LINE.NOT.IN.EMS.CANT.999.999 | 1 | CAPROCK 3115.00 | 524486 | NORTON 3115.00 | 524502 | 115
SPS | TOPOLOGY%SPS%SPS%CARDINAL_EUNIC%A | Cardinal - Eunice 115kV | Line | SPS.CARDINAL.CARDINAL_EUNIC.SPS.EUNICE.115.115 | 1 | CARDINAL 3115.00 | 528596 | EUNICE 3115.00 | 528512 | 115
SPS | TOPOLOGY%SPS%SPS%CARD_SAGEBRUSH%A | Cardinal - Sage Brush 115kV | Line | SPS.CARDINAL.CARD_SAGEBRUSH.SPS.SAGEBRSH.115.115 | 1 | CARDINAL 3115.00 | 528596 | SAGEBRUSH 115.00 | 528597 | 115
SPS | TOPOLOGY%SPS%SPS%CARDINAL_TARGA%A | Cardinal - Targa 115kV | Line | SPS.CARDINAL.CARDINAL_EUNIC.SPS.TARGA.115.115 | 1 | CARDINAL 3115.00 | 528596 | TARGA 3115.00 | 528605 | 115
SPS | TOPOLOGY%SPS%SPS%CARDINAL_TEAGU%A | Cardinal - Teague 115kV | Line | SPS.CARDINAL.CARDINAL_TEAGU.SPS.EUNICE.115.115 | 1 | CARDINAL 3115.00 | 528596 | TEAGUE 3115.00 | 528526 | 115
SPS | TOPOLOGY%SPS%SPS%FRIONCARGIL1_1%1 | Cargill Sub - Friona Sub 115 kV | Line | SPS.FRIONA_R.FRIONCARGIL1_1.SPS.CARGILL.115.115 | 1 | CARGILL 3115.00 | 524648 | FRIONA 3115.00 | 524655 | 115
SPS | TOPOLOGY%SPS%SPS%PARMRCARGIL1_1%1 | Cargill Sub - Parmer Co Sub 115 kV | Line | SPS.PARMER_C.PARMRCARGIL1_1.SPS.CARGILL.115.115 | 1 | CARGILL 3115.00 | 524648 | DS-#24 3115.00 | 524664 | 115
SPS | TOPOLOGY%SPS%SPS%SPCARL_CARLI_2%1 | Carlisle - Batton 69kV | Line | SPS.CARLISLE.SPCARL_CARLI_2.SPS.SP_CARLI.69.69 | 1 | CARLISLE 269.000 | 526159 | SW_6878 269.000 | 526184 | 69
SPS | TOPOLOGY%SPS%SPS%DOUDTP_CARLISL%A | Carlisle - Doud Tap 115 kV | Line | SPS.DOUDTAP.DOUDTP_CARLISL.SPS.CARLISLE.115.115 | 1 | CARLISLE 3115.00 | 526160 | LP-DOUD_TP 3115.00 | 526162 | 115
SPS | TOPOLOGY%SPS%SPS%149%A | Carlisle - LPL Milwaukee 230 kV | Line | SPS.CARLISLE.149.SPS.LP-MLWK6.230.230 | 1 | LP-MILWAKEE6230.00 | 522823 | CARLISLE 6230.00 | 526161 | 230
SPS | TOPOLOGY%SPS%SPS%CARLIMURPH11_1%1 | Carlisle - Murphy 115 kV | Line | SPS.MURPHY.CARLIMURPH11_1.SPS.CARLISLE.115.115 | 1 | CARLISLE 3115.00 | 526160 | MURPHY 3115.00 | 526192 | 115
SPS | TOPOLOGY%SPS%SPS%SPCARL_CARLI_1%1 | Carlisle - South Plains REC Carlisle Sub 69 kV | Line | SPS.CARLISLE.SPCARL_CARLI_1.SPS.SP_CARLI.69.69 | 1 | SP-CRLS2 69.000 | 526130 | CARLISLE 2 69.000 | 526159 | 69
SPS | TOPOLOGY%SPS%SPS%INDIACARLI11_1%B | Carlisle - South Plains REC Erskine Sub 115 kV | Line | SPS.CARLISLE.INDIACARLI11_1.SPS.SP-ERSK3.115.115 | 1 | SP-ERSKINE 3115.00 | 526109 | CARLISLE 3115.00 | 526160 | 115
SPS | TOPOLOGY%SPS%SPS%135%1 | Carlisle - Tuco Interchange 230 kV | Line | SPS.CARLISLE.135.SPS.TUCO.230.230 | 1 | TUCO_INT 6230.00 | 525830 | CARLISLE 6230.00 | 526161 | 230
SPS | TOPOLOGY%SPS%SPS%WOLFFORT_CARL%A | Carlisle - Wollfforth 230 kV | Line | SPS.WOLFFORT.WOLFFORT_CARL.SPS.CARLISLE.230.230 | 1 | CARLISLE 6230.00 | 526161 | WOLFFORTH 6230.00 | 526525 | 230
SPS | TOPOLOGY%SPS%SPS%FIESTA_CARLS_1%1 | Carlsbad Interchange - Fiesta Sub 115 kV | Line | SPS.CARLSBAD.FIESTA_CARLS_1.SPS.FIESTA_S.115.115 | 1 | FIESTA 3115.00 | 528151 | CARLSBAD 3115.00 | 528160 | 115
SPS | TOPOLOGY%SPS%SPS%403%1 | Carlsbad Interchange - Ocotillo Sub 69 kV | Line | SPS.CARLSBAD.403.SPS.OCOTILL2.69.69 | 1 | OCOTILLO 2 69.000 | 528131 | CARLSBAD 2 69.000 | 528159 | 69
SPS | TOPOLOGY%SPS%SPS%CARLSPCA11_1%1 | Carlsbad Interchange - PCA Interchange 115 kV | Line | SPS.CARLSBAD.CARLSPCA11_1.SPS.PCA.115.115 | 1 | PCA 3115.00 | 527930 | CARLSBAD 3115.00 | 528160 | 115
SPS | TOPOLOGY%SPS%SPS%CARLSN_PECOS_1%1 | Carlsbad Interchange - Pecos Interchange 115 kV | Line | SPS.CARLSBAD.CARLSN_PECOS_1.SPS.PECOS_IN.115.115 | 1 | CARLSBAD 3115.00 | 528160 | PECOS 3115.00 | 528178 | 115
SPS | TOPOLOGY%SPS%SPS%N_RENPOTAS11_1%1 | Carlsbad Interchange - Potash J Interchange 115 kV | Line | SPS.CARLSBAD.N_RENPOTAS11_1.SPS.POTASH_J.115.115 | 1 | POTASH_JCT 3115.00 | 527962 | CARLSBAD 3115.00 | 528160 | 115
SPS | TOPOLOGY%SPS%SPS%CARLSB_HOPIS_1%1 | Carlsbad Interchange - South Loving Tap 69 kV | Line | SPS.LOVING_T.CARLSB_HOPIS_1.SPS.CARLSBAD.69.69 | 1 | CARLSBAD 269.000 | 528159 | S_LOVING_TP269.000 | 528190 | 69
SPS | TOPOLOGY%SPS%SPS%WTRFLD_WATER_1%1 | Carlsbad Waterfield Sub - Carlsbad Waterfield Tap 69 kV | Line | SPS.WATERFLD.WTRFLD_WATER_1.SPS.WATERF_T.69.69 | 1 | CBWFLDT2 69.000 | 528197 | CBWFLD 2 69.000 | 528204 | 69
SPS | TOPOLOGY%SPS%SPS%LOVNGT_WATER_1%1 | Carlsbad Waterfield Tap - South Loving Tap 69 kV | Line | SPS.LOVING_T.LOVNGT_WATER_1.SPS.WATERF_T.69.69 | 1 | LOVNGT2 69.000 | 528190 | CBWFLDT2 69.000 | 528197 | 69
SPS | TOPOLOGY%SPS%SPS%WATERF_WHITE_1%1 | Carlsbad Waterfield Tap - Whites City Sub 69 kV | Line | SPS.WATERF_T.WATERF_WHITE_1.SPS.WHITES_C.69.69 | 1 | CBWFLDT2 69.000 | 528197 | WHITES_CTY 269.000 | 528211 | 69
SPS | TOPOLOGY%SPS%SPS%CARPNTR_HITCH%A | CARPENTER - HITCH 345 KV | Line | SPS.HITCH.CARPNTR_HITCH.SPS.CARPENTR.345.345 | 1 | CARPENTER 7345.00 | 523823 | HITCHLAND 7345.00 | 523097 | 345
SPS | TOPOLOGY%SPS%SPS%MART_CARS%A | Carson Co Sub - Martin Switching Station 115 kV | Line | LINE.NOT.IN.EMS.CANT.999.999 | 1 | CARSON_SUB 3115.00 | 523924 | MARTIN 3115.00 | 523928 | 115
SPS | TOPOLOGY%SPS%SPS%NEWHART_CASTRO%A | Castro County - Newhart 115 kV | Line | SPS.CASTRO.W51.SPS.NEWHART.115.115 | 1 | NEWHART 3115.00 | 525460 | CASTRO_CNTY3115.00 | 524746 | 115
SPS | TOPOLOGY%SPS%SPS%DFSR3_CASTR_1%A | Castro County Interchange - Castro Tap 69 kV | Line | SPS.GOODPAS_.FSR3_CASTR_1.SPS.CASTRO.69.69 | 1 | CASTRO_CNTY269.000 | 524745 | CASTRO_TP 269.000 | 524714 | 69
SPS | TOPOLOGY%SPS%SPS%DFSCAS_CASTR_1%1 | Castro County Interchange - DefSmREC 69 kV | Line | SPS.DFS_CAST.DFSCAS_CASTR_1.SPS.CASTRO.69.69 | 1 | DS-CASTRO 269.000 | 524728 | CASTRO_CNTY269.000 | 524745 | 69
SPS | TOPOLOGY%SPS%SPS%DS1519_CASTR_1%1 | Castro County Interchange - DefSmREC Sub 15 and 19 69 kV | Line | SPS.DS_R1519.DS1519_CASTR_1.SPS.CASTRO.69.69 | 1 | DS-#15&#19 269.000 | 524721 | CASTRO_CNTY269.000 | 524745 | 69
SPS | TOPOLOGY%SPS%SPS%CASTRDFS_R11_1%1 | Castro County Interchange - DefSmREC Sub 21 115 kV | Line | SPS.DFS_REC1.CASTRDFS_R11_1.SPS.CASTRO.115.115 | 1 | DS-#21 3115.00 | 524734 | CASTRO_CNTY3115.00 | 524746 | 115
SPS | TOPOLOGY%CO%CO%LINE%LN | Castro County Interchange - DefSmREC Sub 22 115 kV | Line | LINE.IS.CURRENTLY.NOT.MODELED.IN.EMS | 1 | DS-#22 3115.00 | 524694 | CASTRO_CNTY3115.00 | 524746 | 115
SPS | TOPOLOGY%SPS%SPS%DFSR3_CASTR_2%A | Castro Tap - DefSmREC Sub 3 69 kV | Line | SPS.GOODPAS_.DFSR3_CASTR_2.SPS.DFS_REC3.69.69 | 1 | DS-#3 269.000 | 524688 | CASTRO_TP 269.000 | 524714 | 69
SPS | TOPOLOGY%SPS%SPS%44%1 | Celeanse Sw Sta - Kingsmill Interchange 69 kV | Line | SPS.KINGSMIL.44.SPS.CELANES2.69.69 | 1 | KINGSMILL 2 69.000 | 523711 | CZ2SW2 69.000 | 523738 | 69
SPS | TOPOLOGY%SPS%SPS%ARTESARTES69_2%1 | Central Valley REC Artesia Sub - West Artesia Sub 69 kV | Line | SPS.ARTESIA1.ARTESARTES69_2.SPS.ARTESIA2.69.69 | 1 | CV-ARTESIA 269.000 | 527754 | ARTESIA_W 2 69.000 | 527761 | 69
SPS | TOPOLOGY%SPS%SPS%AZMS_T_PECOS_1%1 | Central Valley Rec Azmesa - Pecos 115 kV | Line | SPS.PECOS_IN.AZMS_T_PECOS_1.SPS.AZMS_TAP.115.115 | 1 | CV-AZMESA 3115.00 | 528070 | PECOS 3115.00 | 528178 | 115
SPS | TOPOLOGY%SPS%SPS%AZMS_T_SEVEN_1%1 | Central Valley Rec Azmesa - Seven Rivers 115 kV | Line | SPS.SEVEN_RV.AZMS_T_SEVEN_1.SPS.AZMS_TAP.999.999 | 1 | CV-AZMESA 3115.00 | 528070 | 7-RIVERS 3115.00 | 528094 | 115
SPS | TOPOLOGY%SPS%SPS%COTTNW_COTTO_1%1 | Central Valley REC Cottonwood Sub - Cottonwood Sub 69 kV | Line | SPS.COTTONW2.COTTNW_COTTO_1.SPS.COTTONWD.69.69 | 1 | CV-CTTNWOOD269.000 | 527664 | COTTON2 69.000 | 527671 | 69
SPS | TOPOLOGY%SPS%SPS%COTTON_SMITH_1%1 | Central Valley REC Cottonwood Sub - Smith Sub 69 kV | Line | LINE.NOT.IN.EMS.CANT.999.999 | 1 | CV-CTTNWOOD269.000 | 527664 | SMITH2 69.000 | 527678 | 69
SPS | TOPOLOGY%SPS%SPS%EDDY_DAYTO11_1%1 | Central Valley REC Dayton Sub - Eddy Co Interchange 115 kV | Line | SPS.EDDY_CO.EDDY_DAYTO11_1.SPS.DAYTON2.115.115 | 1 | EDDY_STH 3115.00 | 527793 | CV-DAYTON 3115.00 | 527821 | 115
SPS | TOPOLOGY%SPS%SPS%DEXTR_DEXTRI_1%1 | Central Valley REC Dexter Sub - Dexter Sub 69 kV | Line | LINE.NOT.IN.EMS.CANT.999.999 | 1 | CV-DEXTER 269.000 | 527626 | DEXTER 269.000 | 527633 | 69
SPS | TOPOLOGY%SPS%SPS%DEXTR_DEXTRT_1%1 | Central Valley REC Dexter Sub - Dexter Tap 69 kV | Line | LINE.NOT.IN.EMS.CANT.999.999 | 1 | DEXTER_TP 269.000 | 527619 | CV-DEXTER 269.000 | 527626 | 69
SPS | TOPOLOGY%SPS%SPS%AMAX12_LUSKS_1%1 | Central Valley REC Lusk Sub - AMAX12 Sub 69 kV | Line | SPS.LUSK_SW.AMAX12_LUSKS_1.SPS.AMAX_12.69.69 |  | PCA 269.000 | 527929 | CV-LUSK 269.000 | 527943 | 69
SPS | TOPOLOGY%SPS%SPS%PCA_AMAX12_1%1 | Central Valley REC Lusk Sub (AMAX12)- PCA Interchange 69 kV | Line | SPS.PCA_AMAX12_1.SPS.AMAX12_LUSKS_1 | 1 | PCA 269.000 | 527929 | CV-LUSK 269.000 | 527943 | 69
SPS | TOPOLOGY%SPS%SPS%RIACJ_ORCHA_1%1 | Central Valley REC Orchard - RIAC Junction 69 kV | Line | SPS.RIAC_JCT.RIACJ_ORCHA_1.SPS.ORCHARD_.69.69 |  | SW_4702 269.000 | 527575 | CV-ORCHARD 269.000 | 527589 | 69
SPS | TOPOLOGY%SPS%SPS%ORCHADEXTO69_1%1 | Central Valley REC Orchard Sub - Dexter Tap 69 kV | Line | SPS.ORCHARD_.ORCHADEXTO69_1.SPS.DEXTOR_T.69.69 | 1 | CV-ORCHARD 269.000 | 527589 | DEXTRT2 69.000 | 527619 | 69
SPS | TOPOLOGY%SPS%SPS%PRICE_PINE_L_1%1 | Central Valley REC Pine Lodge Sub - Price Sub 69 kV | Line | SPS.PRICE_S.PRICE_PINE_L_1.SPS.PINE_LDG.69.69 | 1 | PRICE2 69.000 | 527507 | CV-PINE 269.000 | 527514 | 69
SPS | TOPOLOGY%SPS%SPS%YOCRS_YOCRST_1%1 | Central Valley REC YO Sub - Central Valley REC YO Tp 69 kV | Line | SPS.YO_CROST.YOCRS_YOCRST_1.SPS.YO_CROSS.69.69 | 1 | CV-YO_TAP 269.000 | 527685 | CV-YO 269.000 | 527692 | 69
SPS | TOPOLOGY%SPS%SPS%DEXTOR_YOCRS_1%1 | Central Valley REC YO Tp - Dexter Tap 69 kV | Line | SPS.YO_CROST.DEXTOR_YOCRS_1.SPS.DEXTOR_T.69.69 | 1 | DEXTRT2 69.000 | 527619 | CV-YO_TAP 269.000 | 527685 | 69
SPS | TOPOLOGY%SPS%SPS%HERFCS_DS511_1%1 | Centre Street Sub - DefSmREC Subs 5 and 11 69 kV | Line | SPS.HERFD_CS.HERFCS_DS511_1.SPS.DS_R0511.69.69 | 1 | DS-#5&11 2 69.000 | 524536 | CENTRE_ST 2 69.000 | 524554 | 69
SPS | TOPOLOGY%SPS%SPS%HERFCS_NEHFD_1%1 | Centre Street Sub - Northeast Hereford Interchange 69 kV | Line | SPS.NE_HERFD.HERFCS_NEHFD_1.SPS.HERFD_CS.69.69 | 1 | CENTRE_ST 269.000 | 524554 | NE_HEREFORD269.000 | 524573 | 69
SPS | TOPOLOGY%SPS%SPS%LNW04%1 | Channing - Dallam Interchange 115 kV | Line | SPS.CHANNING.LNW04.SPS.DALLAM.115.115 | 1 | DALLAM 3115.00 | 523228 | CHANNING 115 |  | 115
SPS | TOPOLOGY%SPS%SPS%POTTER_S_CHANN%A | Channing - Potter Co 230kV | Line | SPS.CHANNING.POTTER_S_CHANN.SPS.POTTER_S.230.230 | 1 | CHAN/TASCOS6230.00 | 523868 | POTTER_CO 6230.00 | 523959 | 230
SPS | TOPOLOGY%SPS%SPS%CHANNING_XIT%A | Channing - XIT Interchange 230 kV | Line | SPS.CHANNING.CHANNING_XIT.SPS.XIT_INTG.115.115 | 1 | XIT_INTG 6230.00 | 523221 | CHAN/TASCOS6230.00 | 523869 | 230
SPS | TOPOLOGY%CO%CO%LINE%LN | Channing Sub - Tascosa Sub 69 kV | Line | LINE.NOT.IN.EMS.CANT.999.999 | 1 | CHANING 269.000 | 523867 | TASCOSA2 69.000 | 523874 | 69
SPS | TOPOLOGY%SPS%SPS%CHAVES_PRICE%A | Chaves - Price 115 kV | Line | SPS.CHAVES.A.SPS.PRICE_S.115.115 | 1 | CHAVES_CNTY3115.00 | 527482 | PRICE_1 115.00 | 527508 | 115
SPS | TOPOLOGY%SPS%SPS%EDDY_CHAVE23_1%1 | Chaves Co Interchange - Eddy Co Interchange 230 kV | Line | SPS.EDDY_CO.EDDY_CHAVE23_1.SPS.CHAVES.230.230 | 1 | CHAVES_CNTY6230.00 | 527483 | EDDY_NORTH 6230.00 | 527799 | 230
SPS | TOPOLOGY%SPS%SPS%CHAVES_PRICE%A | Chaves Co Interchange - Price Sub 69 kV | Line | SPS.PRICE_S.CHAVES_PRICE.SPS.CHAVES.69.69 | 1 | CHAVES_CNTY3115.00 | 527482 | PRICE_1 115.00 | 527508 | 69
SPS | TOPOLOGY%SPS%SPS%CHAVESAMSO11_1%1 | Chaves Co Interchange - Samson Sub 115 kV | Line | SPS.SAMSON_S.CHAVESAMSO11_1.SPS.CHAVES.115.115 | 1 | CHAVES_CNTY3115.00 | 527482 | SAMSON 3115.00 | 527546 | 115
SPS | TOPOLOGY%SPS%SPS%OASISCHAVE23_1%A | Chaves Co Interchange - San Juan Wind Farm 230 kV | Line | SPS.CHAVES.OASISCHAVE23_1.SPS.SAN_JUAN.230.230 | 1 | SN_JUAN_TAP6230.00 | 524885 | CHAVES_CNTY6230.00 | 527483 | 230
SPS | TOPOLOGY%SPS%SPS%URTONCHAVE11_1%1 | Chaves Co Interchange - Urton Sub 115 kV | Line | SPS.CHAVES.URTONCHAVE11_1.SPS.URTON.115.115 | 1 | CHAVES_CNTY3115.00 | 527482 | URTON 3115.00 | 527501 | 115
SPS | TOPOLOGY%SPS%SPS%ROLLHILS_CHRRY%A | Cherry Street Sub - Rolling Hills 115 kV | Line |  | 1 | CHERRY 3115.00 | 524009 | ROLLHILLS 3115.00 | 524007 | 115
SPS | TOPOLOGY%SPS%SPS%NLOVING_CHINAD%1 | China Draw - North Loving 345 kV | Line | SPS.N_LOVING.NLOVING_CHINAD.SPS.CHINADRW.345.345 | 1 | CHINA_DRAW 7345.00 | 528223 | N_LOVING 7345.00 | 528185 | 345
SPS | TOPOLOGY%SPS%SPS%CHINA_WOOD%A | China Draw - Wood Draw 115 kV | Line | SPS.CHINADRW.CHINA_WOOD.SPS.WOODDRAW.115.115 | 1 | CHINA_DRAW 3115.00 | 528222 | WOOD_DRAW 3115.00 | 528228 | 115
SPS | TOPOLOGY%SPS%SPS%GRASSBORDE23_1%A | Cirrus - Grassland 230 kV | Line | SPS.CIRRUS.GRASSBORDE23_1.SPS.GRASSLAN.230.230 | 1 | CIRRUS_WND 6230.00 | 526679 | GRASSLAND 6230.00 | 526677 | 230
SPS | TOPOLOGY%SPS%SPS%FLOYDFLOYD69_1%X1 | City of Floydada Sub - Floyd Co Interchange 69 kV | Line | SPS.FLOYDAD1.FLOYDFLOYD69_1.SPS.FLOYDAD1.69.69 | 1 | FLOYD_CNTY2 69.000 | 525779 | FLYDAT2 69.000 | 525790 | 69
SPS | TOPOLOGY%SPS%SPS%MUFLYD_FLOYD_1%1 | City of Floydada Sub - Floydada City 69 kV | Line | SPS.FLOYDAD1.MUFLYD_FLOYD_1.SPS.MU_FLOYD.69.69 | 1 | MU-FLDY2 69.000 | 522805 | FLYDAT2 69.000 | 525790 | 69
SPS | TOPOLOGY%SPS%SPS%316%1 | City of Floydada Sub - South Floydada Sub 69 kV | Line | SPS.FLOYDAD1.316.SPS.FLOYDAD2.69.69 | 1 | FLYDAT2 69.000 | 525790 | SFLOYD2 69.000 | 525797 | 69
SPS | TOPOLOGY%SPS%SPS%CLIFF_SW2749_1%1 | Cliffside Helium Sub - Cliffsside Tap 69 kV | Line | SPS.SW_2749.CLIFF_SW2749_1.SPS.CLIFFSID.69.69 | 1 | CLIFFSIDE 2 69.000 | 523860 | CLIFFST2 69.000 | 523881 | 69
SPS | TOPOLOGY%SPS%SPS%CLIFF_SW2749_1%1 | Cliffside Helium Sub - Frying Pan Ranch Tap 69 kV | Line | LINE.NOT.IN.EMS.CANT.999.999 | 1 | CLIFFSIDE 2 69.000 | 523860 | SW_2749 2 69.000 | 523902 | 69
SPS | TOPOLOGY%SPS%SPS%CLIFFS_N_AMA_1%1 | Cliffsside Tap - North Amarillo Switching Station 69 kV | Line | SPS.N_AMARIL.CLIFFS_N_AMA_1.SPS.CLIFFSID.69.69 | 1 | CLIFFSDE_TP269.000 | 523881 | N_AMARLLSW 269.000 | 524117 | 69
SPS | TOPOLOGY%SPS%SPS%TASCOS_CLIFF_1%1 | Cliffsside Tap - Tascosa Sub 69 kV | Line | SPS.CLIFFSID.TASCOS_CLIFF_1.SPS.TASCOSA.69.69 | 1 | TASCOSA2 69.000 | 523874 | CLIFFST2 69.000 | 523881 | 69
SPS | TOPOLOGY%SPS%SPS%LUBBOC_CLUTT_1%1 | Clutter - Lubbock East 69 kV | Line | SPS.LUBBOCKE.LUBBOC_CLUTT_1.SPS.CLUTTER.69.69 | 1 | LUBBCK_EST 269.000 | 526297 | CLUTTER 269.000 | 526310 | 69
SPS | TOPOLOGY%SPS%SPS%HOCKLE_COBLE_1%1 | Coble Sub - Hockley Co Intg 69 kV | Line | SPS.COBLE.HOCKLE_COBLE_1.SPS.HOCKLEY.69.69 | 1 | HOCKLEY 269.000 | 526019 | COBLE 269.000 | 526042 | 69
SPS | TOPOLOGY%SPS%SPS%LCPETT_COBLE_1%1 | Coble Sub - Lamb County REC Pettit Sub 69 kV | Line | SPS.COBLE.LCPETT_COBLE_1.SPS.LC_PETTI.69.69 | 1 | LC-PETT2 69.000 | 526030 | COBLE2 69.000 | 526042 | 69
SPS | TOPOLOGY%SPS%SPS%144%1 | Cochran - Lehman 115 kV | Line | SPS.COCHRAN.144.SPS.LEHMAN.115.115 | 1 | LEHMAN 3115.00 | 526352 | COCHRAN 3115.00 | 526361 | 115
SPS | TOPOLOGY%SPS%SPS%LOSTDRAW_COCHR%A | Cochran - Lost Draw 115 kV | Line | SPS.LOSTDRAW.LOSTDRAW_COCHR.SPS.COCHRAN.115.115 | 1 | COCHRAN 3115.00 | 526361 | LOST DRAW 115.00 | 526012 | 115
SPS | TOPOLOGY%SPS%SPS%COCHRA_LRSUN_1%1 | Cochran - Lyntegar REC Sundown Sub 69 kV | Line | SPS.COCHRAN.COCHRA_LRSUN_1.SPS.LR_SUNDN.69.69 | 1 | COCHRAN 269.000 | 526360 | LG-SUNDOWN 269.000 | 526372 | 69
SPS | TOPOLOGY%SPS%SPS%COCHRA_MIDDL_1%1 | Cochran - Middleton Sub 69 kV | Line | SPS.COCHRAN.COCHRA_MIDDL_1.SPS.MIDDLETN.69.69 | 1 | COCHRAN 2 69.000 | 526360 | MIDDLETON 2 69.000 | 526379 | 69
SPS | TOPOLOGY%SPS%SPS%143%1 | Cochran - Pacific Sub 115 kV | Line | SPS.COCHRAN.143.SPS.PACIFIC.115.115 | 1 | COCHRAN 3115.00 | 526361 | PACIFIC 3115.00 | 526424 | 115
SPS | TOPOLOGY%SPS%SPS%WHITEF_COCHR_1%1 | Cochran - Whiteface Sub 69 kV | Line | SPS.COCHRAN.WHITEF_COCHR_1.SPS.WHITEFAC.69.69 | 1 | WHITEFACE 269.000 | 525972 | COCHRAN 269.000 | 526360 | 69
SPS | TOPOLOGY%SPS%SPS%BEAVECOLE211_1%1 | Cole Interchange - Beaver Tap 115 kV | Line | SPS.BEAVER_T.BEAVECOLE211_1.SPS.COLE2.115.115 | 1 | TC-BEAVER_T3115.00 | 523142 | COLE 3115.00 | 523120 | 115
SPS | TOPOLOGY%SPS%SPS%OCHTREE_COLE%A | Cole Interchange - Ochiltree 115 kV | Line |  |  | COLE | 523120 | OCHILTREE | 523154 | 115
SPS | TOPOLOGY%SPS%SPS%BEAVER3_COLE2%A | Cole Interchange - Tri County REC Anthony 115 kV | Line | LINE.NOT.IN.EMS.CANT.999.999 | 1 | TC-ANTHY_TP3115.00 | 523012 | COLE 3115.00 | 523120 | 115
SPS | TOPOLOGY%SPS%SPS%CONWAKIRBY11_1%1 | Conway Sub - Kirby Switching Station 115 kV | Line | SPS.CONWAY.CONWAKIRBY11_1.SPS.KIRBY_SU.115.115 | 1 | CONWAY 3115.00 | 524079 | KIRBY 3115.00 | 524088 | 115
SPS | TOPOLOGY%SPS%SPS%YARNACONWA11_1%1 | Conway Sub - Yarnell Sub 115 kV | Line | SPS.CONWAY.YARNACONWA11_1.SPS.YARNALL_.115.115 | 1 | NICHOLS 3115.00 | 524043 | CONWAY 3115.00 | 524079 | 115
SPS | TOPOLOGY%SPS%SPS%COOPER_OILCNTR%A | Cooper Ranch Sub - Oil Center Sub 115 kV | Line | SPS.OIL_CNTR.COOPER_OILCNTR.SPS.COOPER_R.115.115 | 1 | OIL_CENTER 3115.00 | 528552 | COOPER_RNCH3115.00 | 528554 | 115
SPS | TOPOLOGY%SPS%SPS%V52-1%A | Coulter - Hillside 115 kV | Line | SPS.COULTER.V52-1.SPS.HILLSIDE.115.115 | 1 | COULTER 3115.00 | 524306 | HILLSIDE 3115.00 | 524300 | 115
SPS | TOPOLOGY%SPS%SPS%99%1 | Coulter Sub - Estacado Sub 115 kV | Line | SPS.ESTACADO.99.SPS.COULTER.115.115 | 1 | COULTER 3115.00 | 524306 | ESTACADO_TP3115.00 | 524425 | 115
SPS | TOPOLOGY%SPS%SPS%100%1 | Coulter Sub - Puckett Sub 115 kV | Line | SPS.PUCKETT_.100.SPS.COULTER.115.115 | 1 | PUCKETT 3115.00 | 524256 | COULTER 3115.00 | 524306 | 115
SPS | TOPOLOGY%SPS%SPS%280%1 | Coulter Sub - Waterfield Tap 69 kV | Line | SPS.WTRFLD_T.280.SPS.COULTER.69.69 | 1 | WATERFL_TP 269.000 | 524234 | COULTER 269.000 | 524305 | 69
SPS | TOPOLOGY%SPS%SPS%COUNTL_ABERN_1%1 | County Sub - Lamb Co REC Spade and Hart Camp Subs 69 kV | Line | SPS.COUNTY_L.COUNTL_ABERN_1.SPS.ABERNATY.69.69 | 1 | LC-SP&H2 69.000 | 525664 | COUNTYLINE2 69.000 | 525724 | 69
SPS | TOPOLOGY%SPS%SPS%SPADHA_COUNT_1%1 | County Sub - South Plains REC Abernathy Sub 69 kV | Line | SPS.SPAD_HRT.SPADHA_COUNT_1.SPS.COUNTY_L.69.69 | 1 | COUNTYLINE2 69.000 | 525724 | SP-ABRN2 69.000 | 525731 | 69
SPS | TOPOLOGY%SPS%SPS%EPLAINV_COX_1%1 | Cox Interchange - East Plainview Sub 69 kV | Line | SPS.E_PLAINV.EPLAINV_COX_1.SPS.COX.69.69 | 1 | E_PLAINVEW 269.000 | 525307 | COX 269.000 | 525325 | 69
SPS | TOPOLOGY%SPS%SPS%COX_FLOYD%A | Cox Interchange - Floyd Co Interchange 115 kV | Line | SPS.COX.COX_FLOYD.SPS.FLOYD_C1.115.115 | 1 | COX 3115.00 | 525326 | FLOYD_CNTY 3115.00 | 525780 | 115
SPS | TOPOLOGY%SPS%SPS%COX_KISER%A | Cox Interchange - Kiser 115 kV | Line | SPS.COX.COX_KISER.SPS.KISER.115.115 | 1 | KISER 3115.00 | 525272 | COX 3115.00 | 525326 | 115
SPS | TOPOLOGY%SPS%SPS%COXLT_HO11_1%1 | Cox Interchange - Lighthouse 115 kV | Line | SPS.COX.COXLT_HO11_1.SPS.LT_HOUS2.115.115 | 1 | COX 3115.00 | 525326 | HALE_CNTY 3115.00 | 525454 | 115
SPS | TOPOLOGY%SPS%SPS%LH-PROV_COX%A | Cox Interchange - Lightshouse REC Providence 69 kV | Line | SPS.COX.LH-PROV_COX.SPS.LH-PROV2.69.69 | Z1 | LH-PROVDNCE269.000 | 525316 | COX 269.000 | 525325 | 69
SPS | TOPOLOGY%CO%CO%LINE%LN | CRMWA 21 Sub - CRMWA 23 Tap 69 kV | Line | LINE.NOT.IN.EMS.CANT.999.999 | 1 | CRMWA#21 269.000 | 523646 | CRMWA#23TP 269.000 | 523647 | 69
SPS | TOPOLOGY%SPS%SPS%HUTCH_CRMWA%A | CRMWA 22 Sub - Hutchison Interchange 69 kV | Line | SPS.CRMW222.HUTCH_CRMWA.SPS.HUTCH.69.69 | 1 | HUTCHISON 269.000 | 523543 | CRMWA#22 269.000 | 523623 | 69
SPS | TOPOLOGY%CO%CO%LINE%LN | CRMWA 23 Sub - CRMWA 23 Tap 69 kV | Line | LINE.NOT.IN.EMS.CANT.999.999 | 1 | CRMWA#23TP 269.000 | 523647 | CRMWA#23 269.000 | 523649 | 69
SPS | TOPOLOGY%SPS%SPS%GRAYCO_ADOBE%A | CRMWA 23 Tap - Gray Co Interchange 69 kV | Line | SPS.GRAY_CO.GRAYCO_ADOBE.SPS.CRMW212.69.69 | 1 | GRAY_CNTY 2 69.000 | 523635 | CRMWA#23TP 269.000 | 523647 | 69
SPS | TOPOLOGY%SPS%SPS%CRMWA2_CRMWA%A | CRMWA Sub 1 - CRMWA Sub 2 115 kV | Line | SPS.CRMWA_2.CRMWA2_CRMWA.SPS.CRMWA.115.115 | 1 | CRMWA_#1TP 3115.00 | 523404 | CRMWA_#2 3115.00 | 523405 | 115
SPS | TOPOLOGY%SPS%SPS%RIVERCRMWA11_1%1 | CRMWA Sub 1 - Riverview Interchange 115 kV | Line | SPS.RIVERVIE.RIVERCRMWA11_1.SPS.CRMWA.115.115 | 1 | RIVERVIEW 3115.00 | 523377 | CRMWA_#1TP 3115.00 | 523404 | 115
SPS | TOPOLOGY%SPS%SPS%FRITCH_CRMWA2%A | CRMWA Sub 2 - Fritch Rural Sub 115 kV | Line | SPS.FRITCH.FRITCH_CRMWA2.SPS.CRMWA_2.115.115 | 1 | CRMWA_#2 3115.00 | 523405 | FRITCH 3115.00 | 523492 | 115
SPS | TOPOLOGY%SPS%SPS%CRMWA3_FRITCH%A | CRMWA Sub 3 - Fritch Rural Sub 115 kV | Line | SPS.CRMWA_3.CRMWA3_FRITCH.SPS.FRITCH.115.115 | 1 | CRMWA_#3 3115.00 | 523407 | FRITCH 3115.00 | 523492 | 115
SPS | TOPOLOGY%SPS%SPS%LAKEM_CRMWA3%A | CRMWA Sub 3 - Lake Meredith Sub 115 kV | Line | SPS.LAKEM.LAKEM_CRMWA3.SPS.CRMWA_3.115.115 | 1 | CRMWA_#3 3115.00 | 523407 | MEREDITH 3115.00 | 523494 | 115
SPS | TOPOLOGY%SPS%SPS%V38-2%A | CRMWA Sub 4 - Lake Meredith Sub 115 kV | Line | SPS.CRMWA_4.V38-2.SPS.LAKEM.115.115 | 1 | CRMWA_#4 3115.00 | 523410 | MEREDITH 3115.00 | 523494 | 115
SPS | TOPOLOGY%SPS%SPS%24%1 | CRMWA Sub 4 - Nichols Sub 115 kV | Line | SPS.CRMWA_4.24.SPS.NICHSUB.115.115 | 1 | CRMWA_#4 3115.00 | 523410 | NICHOLS 3115.00 | 524043 | 115
SPS | TOPOLOGY%SPS%SPS%CROSBY_LHCROS%A | Crosby Interchange - LighthouseREC Crosbyton Sub 69 kV | Line | SPS.CROSBY2.CROSBY_LHCROS.SPS.LH-CROS2.69.69 | 1 | CROSBY 269.000 | 525925 | LH-CROSBY 269.000 | 525936 | 69
SPS | TOPOLOGY%SPS%SPS%CROSBY_LUBBOCK%A | Crosby Interchange - Lubbock East 115 kV | Line | SPS.LUBBOCKE.CROSBY_LUBBOCK.SPS.CROSBY2.115.115 | 1 | CROSBY 3115.00 | 525926 | LUBBCK_EST 3115.00 | 526298 | 115
SPS | TOPOLOGY%SPS%SPS%SPACUF_CROSBY2%A | Crosby Interchange - Southplains REC Acuff Sub 69 kV | Line | SPS.CROSBY2.SPACUF_CROSBY2.SPS.SP-ACUF2.69.69 | 1 | SP-ACUFF 269.000 | 525906 | CROSBY 269.000 | 525925 | 69
SPS | LINE%CURRENTLY%NOT%MODELED%IN%EMS | Crosby-Pleasant Hill WF 69kV | Line | SPS.CROSBY2.WINDFARM_TIE.PLEASHIL.SPS.69.69 | 1 |  |  |  |  | 69
SPS | TOPOLOGY%SPS%SPS%EDDY_CROSSRDS%A | Crossroads - Eddy Co Interchange 345 kV | Line | SPS.CROSSRDS.EDDY_CROSSRDS.SPS.EDDY_CO.345.345 |  | CROSSROADS 7345.00 | 527656 | EDDY_CNTY 7345.00 | 527802 | 345
SPS | TOPOLOGY%SPS%SPS%105%1 | Crouse Hinds Sub - Farmers Sub 115 kV | Line | SPS.CROUSE_H.105.SPS.FARMERS.115.115 | 1 | FARMERS3 115.00 | 524377 | CROUSE_HIND3115.00 | 524388 | 115
SPS | TOPOLOGY%SPS%SPS%106%1 | Crouse Hinds Sub - S. Georgia Street Interchange 115 kV | Line | SPS.CROUSE_H.106.SPS.S_GEORGI.115.115 | 1 | GEORGIA 3115.00 | 524322 | CROUSE_HIND3115.00 | 524388 | 115
SPS | TOPOLOGY%SPS%SPS%CUNNSUB_HOBBS%A | Cunningham - Hobbs Plant 230 kV | Line | SPS.CUNNSUB.CUNNSUB_HOBBS.SPS.HOBBS.230.230 | 1 | CUNNINHAM 6230.00 | 527865 | HOBBS_INT 6230.00 | 527894 | 230
SPS | TOPOLOGY%SPS%SPS%EDDY_CUNNS23_1%1 | Cunningham Plant - Eddy Co Interchange 230 kV | Line | SPS.EDDY_CO.EDDY_CUNNS23_1.SPS.CUNNSUB.230.230 | 1 | EDDY_SOUTH 6230.00 | 527800 | CUNNINHAM 6230.00 | 527865 | 230
SPS | TOPOLOGY%SPS%SPS%CUNNSUB_HOBBS1%1 | Cunningham Plant - Hobbs Plant 115 kV #1 | Line | SPS.HOBBS.CUNNSUB_HOBBS1.SPS.CUNNSUB.115.115 | 1 | CUNNINHAM 3115.00 | 527864 | HOBBS_INT 3115.00 | 527891 | 115
SPS | TOPOLOGY%SPS%SPS%CUNNSUB_HOBBS2%1 | Cunningham Plant - Hobbs Plant 115 kV #2 | Line | SPS.CUNNSUB.CUNNSUB_HOBBS2.SPS.HOBBS.115.115 | 2 | CUNNINHAM 3115.00 | 527864 | HOBBS_INT 3115.00 | 527891 | 115
SPS | TOPOLOGY%SPS%SPS%CUNNSMADDO11_1%1 | Cunningham Plant - Maddox Plant 115 kV | Line | SPS.CUNNSUB.CUNNSMADDO11_1.SPS.MADDOXSU.115.115 | 1 | CUNNINHAM 3115.00 | 527864 | MADDOX 3115.00 | 528355 | 115
SPS | TOPOLOGY%SPS%SPS%MONUMCUNN11_1%1 | Cunningham Plant - Monument Tap 115 kV | Line | SPS.CUNNSUB.MONUMCUNN11_1.SPS.MOMUMT3.115.115 | 1 | CUNNINHAM 3115.00 | 527864 | MONUMNT_TP 3115.00 | 528568 | 115
SPS | TOPOLOGY%SPS%SPS%POTASCUNNS23_1%1 | Cunningham Plant - Potash J Interchange 230 kV | Line | SPS.POTASH_J.POTASCUNNS23_1.SPS.CUNNSUB.230.230 | 1 | CUNNINHAM 6230.00 | 527865 | POTASH_JCT 6230.00 | 527963 | 230
SPS | TOPOLOGY%SPS%SPS%CURRYDFS_R11_1%1 | Curry Co Interchange - DefSmREC Sub 20 115 kV | Line | SPS.DFS_REC2.CURRYDFS_R11_1.SPS.CURRY2.115.115 | 1 | DS-#20 3115.00 | 524669 | CURRY 3115.00 | 524822 | 115
SPS | TOPOLOGY%SPS%SPS%CURRY_CLOVIS%A | Curry Co Interchange - FarmersREC Clovis (Clovis 2) 115 kV | Line | SPS.FEC_CLOV.CURRY_CLOVIS.SPS.CURRY2.115.115 | 1 | CURRY 3115.00 | 524822 | FE-CLOVIS2 3115.00 | 524838 | 115
SPS | TOPOLOGY%SPS%SPS%CURRY2_FARWE_1%1 | Curry Co Interchange - Farwell Sub 69 kV | Line | SPS.FARWELL.CURRY2_FARWE_1.SPS.CURRY2.69.69 | 1 | CURRY 269.000 | 524821 | FARWELL 269.000 | 524846 | 69
SPS | TOPOLOGY%SPS%SPS%348%X1 | Curry Co Interchange - Norris Street Tap 115 kV | Line | SPS.CURRY2.348.SPS.NORRIS_T.115.115 | 1 | NORRIS_TP 3115.00 | 524764 | CURRY 3115.00 | 524822 | 115
SPS | TOPOLOGY%SPS%SPS%CURRYROOSE11_1%1 | Curry Co Interchange - Roosevelt Interchange 115 kV #2 | Line | SPS.ROOSEVE2.CURRYROOSE11_1.SPS.CURRY2.115.115 | 2 | CURRY 3115.00 | 524822 | ROOSEVELT 3115.00 | 524908 | 115
SPS | TOPOLOGY%SPS%SPS%WCLOVI_CURRY_1%1 | Curry Co Interchange - West Clovis Sub 69 kV | Line | SPS.W_CLOVIS.WCLOVI_CURRY_1.SPS.CURRY2.69.69 | 1 | W_CLOVIS 269.000 | 524783 | CURRY 269.000 | 524821 | 69
SPS | TOPOLOGY%SPS%SPS%CUSTER_RDRUNER%A | Custer Mountain - Road Runner 115 kV | Line | SPS.CUSTERM.CUSTER_RDRUNER.SPS.RDRUNNER.115.115 | 1 | CUSTERM 115.00 | 528001 | RDRUNNER 3115.00 | 528025 | 115
SPS | TOPOLOGY%SPS%SPS%CUSTER_WHITTEN%A | Custer Mountain - Whitten 115 kV | Line | SPS.CUSTERM.CUSTER_WHITTEN.SPS.WHITTEN.115.115 | 1 | CUSTERM 115.00 | 528001 | WHITTEN 3115.00 | 528540 | 115
SPS | TOPOLOGY%SPS%SPS%EDDYCO_CV-12_1%A | CV REC 12 Mile Hill Sub - Eddy Co Interchange 115 kV | Line | SPS.CV-12MH3.EDDYCO_CV-12_1.SPS.EDDY_CO.115.115 | 1 | EDDY_NTH 3115.00 | 527798 | CV-8_MILE 3115.00 | 527809 | 115
SPS | TOPOLOGY%CO%CO%LINE%LN | CV Rec Azmesa - CV Rec Walt Canyon Sub 115kV | Line | Central.Valley.Rec.Azmesa.-.Central.Valley.Rec.Walt.Canyon.Sub.115kV | 1 | CV-AZMESA 3115.00 | 528070 | CV-WALTCYN 3115.00 | 528076 | 115
SPS | LINE%CURRENTLY%NOT%MODELED%IN%EMS | CV REC Cone Butte Sub - CV REC Walt Canyon Sub 115 kV | Line | LINE.NOT.IN.EMS.CANT.999.999 | 1 | CV-WALTCYN 3115.00 | 528076 | CV-CONEBUTE3115.00 | 528079 | 115
SPS | TOPOLOGY%SPS%SPS%LAKEA_COTTON_1%1 | CV REC Cottonwood Sub - CV REC Lake Arthur Sub 69 kV | Line | LINE.NOT.IN.EMS.CANT.999.999 | 1 | CV-LAKARTHR269.000 | 527657 | CV-CTTNWOOD269.000 | 527664 | 69
SPS | TOPOLOGY%SPS%SPS%SEVENDAGGE69_1%1 | CV REC DaggerDraw&IndianHill - Seven Rv Interchange 69 kV | Line | SPS.DAGGER_D.SEVENDAGGE69_1.SPS.SEVEN_RV.69.69 | 1 | CV-DAGGR&IH269.000 | 528003 | 7-RIVERS 2 69.000 | 528093 | 69
SPS | TOPOLOGY%SPS%SPS%HAGERM_LAKEA_1%1 | CV REC Hagerman Sub - CV REC Lake Arthur Sub 69 kV | Line | SPS.LAKE_ART.HAGERM_LAKEA_1.SPS.HAGERMAN.69.69 | 1 | CV-HAGERMAN269.000 | 527650 | CV-LAKARTHR269.000 | 527657 | 69
SPS | TOPOLOGY%SPS%SPS%HAGER_YOCRST_1%1 | CV REC Hagerman Sub - CV REC YO Tp 69 kV | Line | SPS.YO_CROST.HAGER_YOCRST_1.SPS.HAGERMAN.69.69 | 1 | CV-HAGERMAN269.000 | 527650 | CV-YO_TAP 269.000 | 527685 | 69
SPS | TOPOLOGY%SPS%SPS%LAKEWD_IRISH_1%1 | CV REC Irish Hills Sub - CV REC Lakewood Sub 115 kV | Line | SPS.LAKEWOOD.LAKEWD_IRISH_1.SPS.IRISH_HL.115.115 | 1 | CV-LAKEWOOD3115.00 | 528109 | CV-IRISHHIL3115.00 | 528116 | 115
SPS | TOPOLOGY%SPS%SPS%SEVEN_LAKEWD_1%1 | CV REC Lakewood Sub - Seven Rv Interchange 115 kV | Line | SPS.SEVEN_RV.SEVEN_LAKEWD_1.SPS.LAKEWOOD.115.115 | 1 | 7-RIVERS 3115.00 | 528094 | CV-LAKEWOOD3115.00 | 528109 | 115
SPS | TOPOLOGY%SPS%SPS%DALLAM_DALHA_1%1 | Dalhart Interchange - Dallam Interchange 115 kV | Line | SPS.DALLAM.DALLAM_DALHA_1.SPS.DALHART.115.115 | 1 | DALLAM 3115.00 | 523228 | DALHART 3115.00 | 523246 | 115
SPS | TOPOLOGY%SPS%SPS%HOGUE_DALHA_1%1 | Dalhart Interchange - Rita Blaca REC Hogue 115 kV | Line | SPS.DALHART.HOGUE_DALHA_1.SPS.HOGUE_SU.115.115 | 1 | RB-HOGUE 3115.00 | 523216 | DALHART 3115.00 | 523246 | 115
SPS | TOPOLOGY%SPS%SPS%DALHADALLA69_1%1 | Dalhart Interchange - Rita Blanca REC Dallam 69 kV | Line | SPS.DALHART.DALLAM_DALHA_1.SPS.DALLAM.69.69 | 1 | RB-DALLAM 269.000 | 523227 | DALHART 269.000 | 523245 | 69
SPS | TOPOLOGY%SPS%SPS%XIT_INTG_DALLA%A | Dallam - XIT Interchange 115 kV | Line | SPS.XIT_INTG.XIT_INTG_DALLA.SPS.DALLAM.115.115 | 1 | XIT_INTG 3115.00 | 523220 | DALLAM 3115.00 | 523228 | 115
SPS | TOPOLOGY%SPS%SPS%W05_B%A | Dallam Co - Sherman Co 115 kV | Line | SPS.DALLAM.W05_B.SPS.SHERMAN.115.115 | 1 | SHERMAN 3115.00 | 523168 | DALLAM 3115.00 | 523228 | 115
SPS | TOPOLOGY%SPS%SPS%ETTERDALLA11_1%2 | Dallam Interchange - Hilmar Cheese Tap 115 kV | Line | SPS.DALLAM.ETTERDALLA11_1.SPS.HILMAR.115.115 | 1 | DALLAM 3115.00 | 523228 | HILMARCHZ 3115.00 | 523237 | 115
SPS | TOPOLOGY%SPS%SPS%DAMRON_GRAYCO%A | Damron Sub - Gray Co Interchange 69 kV | Line | SPS.DAMRON2.DAMRON_GRAYCO.SPS.GRAY_CO.69.69 | 1 | DAMRON 269.000 | 523616 | GRAY_CNTY 269.000 | 523635 | 69
SPS | TOPOLOGY%SPS%SPS%ROXANA_DAMRON2%A | Damron Sub - Roxana Sub 69 kV | Line | SPS.ROXANA2.ROXANA_DAMRON2.SPS.DAMRON2.69.69 | 1 | ROXANA 2 69.000 | 523609 | DAMRON 2 69.000 | 523616 | 69
SPS | TOPOLOGY%SPS%SPS%HEREFD_DAWN%1 | Dawn Sub - Green Plains Hereford Tap 115 kV | Line | SPS.DAWN.HEREFD_DAWN.SPS.PANDASUB.115.115 | 1 | DAWN 3115.00 | 524590 | PANDAHFD 3115.00 | 524597 | 115
SPS | TOPOLOGY%SPS%SPS%DEAF_PANDA%A | Deaf Smith - Green Plains Hereford Tap 115 kV | Line |  | 1 | DEAFSMITH 3115.00 | 524622 | PANDAHFD 3115.00 | 524597 | 115
SPS | TOPOLOGY%SPS%SPS%HERFORD_DSEC25%1 | Deaf Smith #25 - Hereford 115 kV | Line | SPS.HEREFORD.HERFORD_DSEC25.SPS.DSEC_25.115.115 | 1 | DS-25 115.00 | 524575 | HEREFORD 3115.00 | 524606 | 115
SPS | TOPOLOGY%SPS%SPS%NE_HERF_DSEC25%1 | Deaf Smith #25 - N.E. Hereford 115 kV | Line | SPS.NE_HERFD.NE_HERF_DSEC25.SPS.DSEC_25.115.115 | 1 | DS-25 115.00 | 524575 | NE_HEREFORD3115.00 | 524567 | 115
SPS | TOPOLOGY%SPS%SPS%T59%A | Deaf Smith Sub 24 - Parmer Co 115 kV | Line | SPS.DSR24.T59.SPS.PARMER_C.115.115 |  | PARMER_CO 3115.00 | 524662 | DS-#24 3115.00 | 524664 | 115
SPS | TOPOLOGY%SPS%SPS%DEAFSDFS_R11_1%1 | DefSmREC - DefSmREC Sub 21 115 kV | Line | SPS.DFS_REC1.DEAFSDFS_R11_1.SPS.DEAFSMIT.115.115 | 1 | DEAFSMITH 3115.00 | 524622 | DS-#21 3115.00 | 524734 | 115
SPS | TOPOLOGY%SPS%SPS%NEHRFD_DEAFS_1%1 | DefSmREC - Northeast Hereford Interchange 115 kV | Line | SPS.DEAFSMIT.NEHRFD_DEAFS_1.SPS.NE_HERFD.115.115 | 1 | NE_HEREFORD3115.00 | 524567 | DEAFSMITH 3115.00 | 524622 | 115
SPS | TOPOLOGY%SPS%SPS%7%1 | DefSmREC - Plant X Sub 230 kV | Line | SPS.DEAFSMIT.7.SPS.PLXSUB.230.230 | 1 | DEAFSMITH 6230.00 | 524623 | PLANT_X 6230.00 | 525481 | 230
SPS | TOPOLOGY%SPS%SPS%HEREFFRION11_1%1 | DefSmREC (2928) - Hereford Interchange 115 kV | Line | SPS.HEREFORD.HEREFD_PANDA.SPS.DEAFSMIT.115.115 | 1 | HEREFORD 3115.00 | 524606 | DEAFSMITH 3115.00 | 524622 | 115
SPS | TOPOLOGY%SPS%SPS%HEREFDEAFS11_1%1 | DefSmREC (2936) - Hereford Interchange 115 kV | Line | SPS.DEAFSMIT.HEREFDEAFS11_1.SPS.HEREFORD.115.115 | 1 | HEREFORD 3115.00 | 524606 | DEAFSMITH 3115.00 | 524622 | 115
SPS | TOPOLOGY%SPS%SPS%DSMTR_NE_HERFD%A | DefSmREC Metering Station - NE Hereford Interchange 69 kV | Line | SPS.DS-MTR2.DSMTR_NE_HERFD.SPS.NE_HERFD.69.69 | 1 | DS-MTR 2 69.000 | 524561 | NE_HEREFORD269.000 | 524573 | 69
SPS | TOPOLOGY%SPS%SPS%FARWEL_DSR10_1%1 | DefSmREC Sub 10 - Farwell Sub 69 kV | Line | SPS.FARWELL.FARWEL_DSR10_1.SPS.DS_REC10.69.69 | 1 | FARWELL 2 69.000 | 524846 | DS-#10 2 69.000 | 524853 | 69
SPS | TOPOLOGY%SPS%SPS%DFSR10_LARIA_1%1 | DefSmREC Sub 10 - Lariat Sub 69 kV | Line | SPS.DS_REC10.DFSR10_LARIA_1.SPS.LARIAT.69.69 | 1 | DS-#10 2 69.000 | 524853 | LARIAT2 69.000 | 524987 | 69
SPS | TOPOLOGY%SPS%SPS%DS1519_DSR12_1%1 | DefSmREC Sub 12 - DefSmREC Sub 15 and 19 69 kV | Line | SPS.DS_R1519.DS1519_DSR12_1.SPS.DS_REC12.69.69 | 1 | DS-#15&19 2 69.000 | 524721 | DS-#12 2 69.000 | 525116 | 69
SPS | TOPOLOGY%SPS%SPS%PARMEDFS_R11_1%1 | DefSmREC Sub 20 - Parmer Co Sub 115 kV | Line | LINE.NOT.IN.EMS.CANT.999.999 | 1 | PARMER_CO 3115.00 | 524662 | DS-#20 3115.00 | 524669 | 115
SPS | TOPOLOGY%SPS%SPS%DIMMIT_DFSR3_1%1 | DefSmREC Sub 3 - Dimmit East & South Subs 69 kV | Line | SPS.DFS_REC3.DIMMIT_DFSR3_1.SPS.DIMMITT.69.69 | 1 | DIMMIT_E&S 269.000 | 524681 | DS-#3 2 69.000 | 524688 | 69
SPS | TOPOLOGY%SPS%SPS%DFSR4_DFSR8_1%1 | DefSmREC Sub 4 - DefSmREC Sub 8 69 kV | Line | SPS.DFS_REC8.DFSR4_DFSR8_1.SPS.DFS_REC4.69.69 | 1 | DS-#4 2 69.000 | 524633 | DS-#8 2 69.000 | 524640 | 69
SPS | TOPOLOGY%SPS%SPS%HERFIS_DFSR4_1%1 | DefSmREC Sub 4 - Hereford Interchange 69 kV | Line | SPS.DFS_REC4.HERFIS_DFSR4_1.SPS.HERFD_IS.69.69 | 1 | HERFRD_STH 269.000 | 524608 | DS-#4 269.000 | 524633 | 69
SPS | TOPOLOGY%SPS%SPS%DFSR8_DIMMIT_1%1 | DefSmREC Sub 8 - Dimmit East & South Subs 69 kV | Line | SPS.DFS_REC8.DFSR8_DIMMIT_1.SPS.DIMMITT.69.69 | 1 | DS-#8 2 69.000 | 524640 | DIMMIT_E&S 269.000 | 524681 | 69
SPS | TOPOLOGY%SPS%SPS%DS511_DSFR9_1%1 | DefSmREC Sub 9 - DefSmREC Subs 5 and 11 69 kV | Line | SPS.DFS_REC9.DS511_DSFR9_1.SPS.DS_R0511.69.69 | 1 | DS-#5&11 2 69.000 | 524536 | DS-#9 2 69.000 | 524580 | 69
SPS | TOPOLOGY%SPS%SPS%DFSR9_HERFIS_1%1 | DefSmREC Sub 9 - Hereford Interchange 69 kV | Line | SPS.DFS_REC9.DFSR9_HERFIS_1.SPS.HERFD_IS.69.69 | 1 | DS-#9 269.000 | 524580 | HERFRD_STH 269.000 | 524608 | 69
SPS | TOPOLOGY%CSWS%CSWS%363_MAGIC_CI%1 | Demarc Bus - Magic City Tap 69 kV | Line | SPS.MAGIC_CI.363_MAGIC_CI.CSWS.SHAM.69.69 | 1 | MAGIC_CITY 269.000 | 523782 | DEMARC1 269.000 | 523800 | 69
SPS | TOPOLOGY%SPS%SPS%DCEAST_DENVER%A | Denver City Interchange - East Denver City 2 69 kV | Line | SPS.DCEAST2.DCEAST_DENVER.SPS.DENVER_C.69.69 | 1 | DC_EAST 269.000 | 527099 | DENVER_CTY 269.000 | 527125 | 69
SPS | TOPOLOGY%SPS%SPS%184%5 | Denver City Interchange - Higg East 115 kV | Line | SPS.DENVER_C.184.SPS.HIGGS.115.115 | 1 | DENVER_N 3115.00 | 527130 | HIGG_E 115.00 | 527364 | 115
SPS | TOPOLOGY%SPS%SPS%DENVER_JAYBEE2%A | Denver City Interchange - Jaybee Sub 69 kV | Line | SPS.DENVER_C.DENVER_JAYBEE2.SPS.JAYBEE2.69.69 | 1 | DENVER_CTY 269.000 | 527125 | JAYBEE 269.000 | 527183 | 69
SPS | TOPOLOGY%SPS%SPS%DENVER_MIDAT2%A | Denver City Interchange - Mid American Tap 69 kV CB 720 | Line | SPS.MIDAT2.DENVER_MIDAT2.SPS.DENVER_C.69.69 | 1 | DENVER_CTY 269.000 | 527125 | MIDAMERI_TP269.000 | 527313 | 69
SPS | TOPOLOGY%SPS%SPS%MSTNG_DENVER_1%A | Denver City Interchange - Mustang Interchange 115 kV North | Line | SPS.DENVER_C.MSTNG_DENVER_1.SPS.MSTNG.115.115 | 1 | DENVER_N 3115.00 | 527130 | MUSTANG 3115.00 | 527146 | 115
SPS | TOPOLOGY%SPS%SPS%MSTNG_DENVER_2%A | Denver City Interchange - Mustang Interchange 115 kV South | Line | SPS.DENVER_C.MSTNG_DENVER_2.SPS.MSTNG.115.115 | 2 | DENVER_S 3115.00 | 527136 | MUSTANG 3115.00 | 527146 | 115
SPS | TOPOLOGY%SPS%SPS%W11%A | Denver City Interchange - San Andress Sub 115 kV | Line | SPS.SAN_AND1.W11.SPS.DENVER_C.115.115 | 1 | DENVER_S 3115.00 | 527136 | SAN_ANDS_TP3115.00 | 527105 | 115
SPS | TOPOLOGY%SPS%SPS%DENVESHELL11_2%1 | Denver City Interchange - Shell C2 Sub 115 kV (V80) | Line | SPS.SHELL_C2.DENVESHELL11_2.SPS.DENVER_C.115.115 | 1 | SHELL_C2 3115.00 | 527036 | DENVER_S 3115.00 | 527136 | 115
SPS | TOPOLOGY%SPS%SPS%163%1 | Denver City Interchange - Terry Co 115 kV | Line | SPS.TERRY_CO.163.SPS.DENVER_C.115.115 | 1 | TERRY_CNTY 3115.00 | 526736 | DENVER_N 3115.00 | 527130 | 115
SPS | TOPOLOGY%SPS%SPS%WASSON_DENVER%A | Denver City Interchange - Wasson Sub 69 kV | Line | SPS.WASSON2.WASSON_DENVER.SPS.DENVER_C.69.69 | 1 | WASSON 269.000 | 527111 | DENVER_CTY 269.000 | 527125 | 69
SPS | TOPOLOGY%SPS%SPS%ADAIRT2_DIAMON%A | Diamondback - Adair Tap 69kV | Line | SPS.DIAMONDB.ADAIRT2_DIAMON.SPS.ADAIRT2.69.69 | 1 | DIAMONDBACK269.000 | 527211 | OZRK_MAH02 269.000 | 527229 | 69
SPS | TOPOLOGY%SPS%SPS%CEDARLK2_DIAMO%A | Diamondback - Cedar Lake 69kV | Line | SPS.DIAMONDB.CEDARLK2_DIAMO.SPS.CEDARLK2.69.69 | 1 | DIAMONDBACK269.000 | 527211 | CEDARLAKE 269.000 | 527247 | 69
SPS | TOPOLOGY%SPS%SPS%LG-ASHM2_DIAMO%A | Diamondback - LG-Ashmore 69kV | Line | SPS.DIAMONDB.LG-ASHM2_DIAMO.SPS.LG-ASHM2.69.69 | 1 | DIAMONDBACK269.000 | 527211 | LG-ASHMORE 269.000 | 527235 | 69
SPS | TOPOLOGY%SPS%SPS%ADAIRT_OZMAH_1%A | Diamondback - Ozark Mahoning Sub 69 kV | Line | [6 empty] | 69
SPS | TOPOLOGY%SPS%SPS%DIEKEM_GRAHAM%A | Diekemper Sub - Graham 69 kV | Line | SPS.DIEKEMP2.DIEKEM_GRAHAM.SPS.GRAHAM.69.69 | 1 | DIEKEMPER 269.000 | 526592 | GRAHAM 269.000 | 526693 | 69
SPS | TOPOLOGY%SPS%SPS%LG-HCK_DIEKEM2%A | Diekemper Sub - Lyntegar REC Hackberry Sub 69 kV | Line | SPS.DIEKEMP2.LG-HCK_DIEKEM2.SPS.LG-HCKB2.69.69 | 1 | LG-HCKB2 69.000 | 526583 | DIEKEMPER 2 69.000 | 526592 | 69
SPS | TOPOLOGY%SPS%SPS%LG-TWD_DIEKEMP%A | Diekemper Sub - Lyntegar REC Two Draw 69 kV | Line | SPS.LG-TWD2.LG-TWD_DIEKEMP.SPS.DIEKEMP2.69.69 | 1 | LG-TWO_DRAW269.000 | 526513 | DIEKEMPER 2 69.000 | 526592 | 69
SPS | TOPOLOGY%SPS%SPS%S_JALDOLLA11_1%1 | Dollarhide Sub - Jal Sub 115 kV | Line | SPS.DOLLARHI.S_JALDOLLA11_1.SPS.S_JAL.115.115 | 1 | JAL3 115.00 | 528547 | DOLLARHIDE 3115.00 | 528561 | 115
SPS | TOPOLOGY%SPS%SPS%W19%A | Doss - Legacy 115kV | Line | SPS.DOSS2.W19.SPS.LEGACY.115.115 | 1 | DOSS 3115.00 | 527340 | LEGACY 3115.00 | 527346 | 115
SPS | TOPOLOGY%SPS%SPS%DOSS2_BDMANT2%A | Doss Interchange - Legacy 69 kV | Line | SPS.DOSS2.DOSS2_BDMANT2.SPS.LEGACY.69.69 | 1 | DOSS 2 69.000 | 527339 | BOARDMN_TP2 69.000 | 527349 | 69
SPS | TOPOLOGY%CO%CO%LINE%LN | Doss Interchange - Riley Sub 69 kV | Line | LINE.NOT.IN.EMS.CANT.999.999 | 1 | RILEY2 69.000 | 527331 | DOSS 2 69.000 | 527339 | 69
SPS | TOPOLOGY%SPS%SPS%W12%A | Doss Interchange - Seminole Interchange 115 kV | Line | SPS.DOSS2.W12.SPS.SEMIN.115.115 | 1 | SEMINOLE 3115.00 | 527275 | DOSS 3115.00 | 527340 | 115
SPS | TOPOLOGY%SPS%SPS%DOUD_TAP%A | Doud Sub - Doud Tap 115 kV | Line | SPS.DOUDTAP.DOUD_TAP.SPS.DOUD.115.115 | 1 | LP-DOUD_TP 3115.00 | 526162 | LP-DOUD 3115.00 | 526176 | 115
SPS | TOPOLOGY%SPS%SPS%DRINKARD_DRTP%1 | Drinkard Sub - Drinkard Tap 115 kV | Line | SPS.DRTP.DRINKARD_DRTP.SPS.DRINKARD.115.115 | 1 | DRINKARD_TP3115.00 | 528533 | DRINKARD 3 115.00 | 528589 | 115
SPS | TOPOLOGY%SPS%SPS%EUNICE_DRTP%1 | Drinkard Tap - Eunice Sub 115 kV | Line | SPS.DRTP.EUNICE_DRTP.SPS.EUNICE.115.115 | 1 | EUNICE 3 115.00 | 528512 | DRINKARD_TP3115.00 | 528533 | 115
SPS | TOPOLOGY%SPS%SPS%W_HOBBS_DRTP%1 | Drinkard Tap - West Hobbs Sub 115 kV | Line | SPS.DRTP.W_HOBBS_DRTP.SPS.W_HOBBS.115.115 | 1 | W_HOBBS 3115.00 | 528498 | DRINKARD_TP3115.00 | 528533 | 115
SPS | TOPOLOGY%SPS%SPS%DRINKARD_NEF_S%1 | Drinkard Tap- National Enrichment Plant (NEF) Sub 115 kV | Line | SPS.NEF_S.DRINKARD_NEF_S.SPS.DRINKARD.115.115 | 1 | DRINKARD 3 115.00 | 528589 | NA_ENRICH 3115.00 | 528603 | 115
SPS | TOPOLOGY%SPS%SPS%POTASH_DUVAL_1%1 | Ducall 1 Sub - Potash J Interchange 69 kV | Line | SPS.DUVAL_S1.POTASH_DUVAL_1.SPS.POTASH_J.69.69 | 1 | POTASH_JCT2 69.000 | 527961 | DUVAL12 69.000 | 527980 | 69
SPS | TOPOLOGY%SPS%SPS%INT25-1%A | Dumas 19th - Rita Blanca REC Dallam 115kV | Line | SPS.DUMAS_SU.INT25-1.SPS.RITA_BL.115.115 | 1 | RB-S&S 3115.00 | 523315 | DUMAS_19ST 3115.00 | 523318 | 115
SPS | TOPOLOGY%SPS%SPS%EXELLT_DUMAS_1%1 | Dumas 19th Sub - Exell tap 115 kV | Line | SPS.DUMAS_SU.EXELLT_DUMAS_1.SPS.EXELL_TP.115.115 | 1 | DUMAS_19ST 3115.00 | 523318 | EXELL_TP 3115.00 | 523332 | 115
SPS | TOPOLOGY%SPS%SPS%INT25-1%A | Dumas 19th Sub - Rita Blanca Sheldon Sub 115 kV | Line | SPS.DUMAS_SU.INT25-1.SPS.RITA_BL.115.115 | 1 | DUMAS_19ST 3115.00 | 523318 | RB-S&S 3115.00 | 523315 | 115
SPS | TOPOLOGY%SPS%SPS%DUVAL3_IMC3_1%1 | Duvall 3 Sub - IMC 3 Sub (no IMC 32) 69 kV | Line | SPS.DUVAL_3.DUVAL3_IMC3_1.SPS.IMC3.69.69 | 1 | DUVAL32 69.000 | 528050 | IMC#32 69.000 | 528062 | 69
SPS | TOPOLOGY%SPS%SPS%DUVAL3_IMC4_1%1 | Duvall 3 Sub - IMC 4 Sub (no IMC 42) 69 kV | Line | SPS.DUVAL_3.DUVAL3_IMC4_1.SPS.IMC4.69.69 | 1 | DUVAL32 69.000 | 528050 | IMC#42 69.000 | 528056 | 69
SPS | TOPOLOGY%SPS%SPS%LNW08%B | Dws-Frisco Wind Farm Tap - Hitchland 115kV | Line | SPS.DWSFRSCO.LNW08.SPS.HITCH.115.115 | 1 | FRISCO_WND 3115.00 | 523160 | HITCHLAND 3115.00 | 523093 | 115
SPS | TOPOLOGY%SPS%SPS%LNW08%A | Dws-Frisco Wind Farm Tap - Lasley 115kV | Line | SPS.HITCH.LNW08.SPS.DWSFRSCO.115.115 | 1 | FRISCO_WND 3115.00 | 523160 | LASLEY 3115.00 | 523175 | 115
SPS | TOPOLOGY%SPS%SPS%W23%A | Eagle Creek - Navajo Tap 115 Kv | Line | SPS.EAGLE_CK.W23.SPS.NAVAJOTP.115.115 | 1 | EAGLE_CREEK3115.00 | 527711 | NAVAJO_2TP 3115.00 | 527715 | 115
SPS | TOPOLOGY%SPS%SPS%Z76%A | Eagle Creek - Navajo 1 69 kV | Line | SPS.EAGLE_CK.Z76.SPS.NAVAJO_1.69.69 | 1 | NAVAJO_1 269.000 | 527733 | ARTESIA_TWN269.000 | 527747 | 69
SPS | TOPOLOGY%SPS%SPS%W17%A | Eagle Creek - Seven Rivers 115 kV | Line | SPS.EAGLE_CK.W17.SPS.SEVEN_RV.115.115 | 1 | EAGLE_CREEK3115.00 | 527711 | 7-RIVERS 3115.00 | 528094 | 115
SPS | TOPOLOGY%SPS%SPS%ECLOVS_CURRY%A | East Clovis - Curry Co Interchange 115kV | Line | SPS.CURRY2.ECLOVS_CURRY.SPS.E_CLOVIS.115.115 | 1 | E_CLOVIS 3115.00 | 524773 | CURRY 3115.00 | 524822 | 115
SPS | TOPOLOGY%SPS%SPS%SHELL__DCEAST%A | East Denver City 2 - Switch 7848 Circuit Y99 69 kV | Line | SPS.SHELL_52.SHELL__DCEAST.SPS.DCEAST2.69.69 | 1 | SW_7848 2 69.000 | 527093 | DC_EAST 2 69.000 | 527099 | 69
SPS | TOPOLOGY%SPS%SPS%ELEVEL_FULTN_1%1 | East Levelland Sub - Fulton South 69 kV | Line | SPS.E_LEVELL.ELEVEL_FULTN_1.SPS.FULTON_S.69.69 | 1 | E_LEVELLAND269.000 | 526056 | SLAUGTER_TP269.000 | 526416 | 69
SPS | TOPOLOGY%SPS%SPS%LEVELL_ELEVL_1%1 | East Levelland Sub - Levelland Sub 69 kV | Line | SPS.E_LEVELL.LEVELL_ELEVL_1.SPS.LEVELLND.69.69 | 1 | LEVELLAND 269.000 | 526049 | E_LEVELLAND269.000 | 526056 | 69
SPS | TOPOLOGY%SPS%SPS%EMUVLYTP_BAILE%A | East Mule Valley Tap-Bailey 115 kV | Line | SPS.EMUVLYTP.EMUVLYTP_BAILE.SPS.BAILEY.115.115 | 1 | BAILEYCO 3115.00 | 525028 | EMUVLYTP 115.00 | 525482 | 115
SPS | TOPOLOGY%SPS%SPS%EMUVLYTP_EMULE%A | East Mule Valley Tap-East Muleshoe Valley 115 kV | Line | SPS.EMUVLYTP.EMUVLYTP_EMULE.SPS.EMULESH.115.115 | 1 | EMUVLYTP 115.00 | 525482 | EMULESH 115.00 | 525483 | 115
SPS | TOPOLOGY%SPS%SPS%93%1 | East Plant Interchange - Harrington Sub 230 kV | Line | SPS.EAST_PLA.93.SPS.HARRSUB.230.230 | 1 | HARRNG_WST 6230.00 | 523977 | EAST_PLANT 6230.00 | 524163 | 230
SPS | TOPOLOGY%SPS%SPS%174%A | East Plant Interchange - Hastings 69 kV | Line | SPS.EAST_PLA.174.SPS.HASTINGS.69.69 |  | HASTINGS 269.000 | 524135 | EAST_PLANT 269.000 | 524161 | 69
SPS | TOPOLOGY%SPS%SPS%EASTPLT_HASTNG%A | East Plant Interchange - Hastings Sub 115 kV | Line | SPS.EAST_PLA.EASTPLT_HASTNG.SPS.HASTINGS.115.115 |  | HASTINGS 269.000 | 524135 | EAST_PLANT 269.000 | 524161 | 115
SPS | TOPOLOGY%SPS%SPS%16%1 | East Plant Interchange - Manhattan Sub 115 kV | Line | SPS.MANHATTA.16.SPS.EAST_PLA.115.115 | 1 | EAST_PLANT 3115.00 | 524162 | MANHATTAN 3115.00 | 524224 | 115
SPS | TOPOLOGY%SPS%SPS%EAST_PIERC11_1%1 | East Plant Interchange - Pierce Street Sub 115 kV | Line | SPS.PIERCE_T.EAST_PIERC11_1.SPS.EAST_PLA.115.115 | 1 | EAST_PLANT 3115.00 | 524162 | PIERCE_TP 3115.00 | 524185 | 115
SPS | TOPOLOGY%SPS%SPS%EAST_VAN_B69_2%A | East Plant Interchange - Van Buren Sub 1 Tap 69 kV | Line | SPS.EAST_PLA.174.SPS.VANB_TAP.69.69 | 1 | EAST_PLANT 269.000 | 524161 | VANBUREN#1 269.000 | 524142 | 69
SPS | TOPOLOGY%SPS%SPS%EAST_VAN_B69_1%1 | East Plant Interchange - Van Buren Sub 69 kV | Line | SPS.EAST_PLA.EAST_VAN_B69_1.SPS.VAN_BURE.69.69 | 1 | VANBUREN#2 269.000 | 524149 | EAST_PLANT 269.000 | 524161 | 69
SPS | TOPOLOGY%SPS%SPS%32%1 | East Plant Interchange - Whitaker Sub 115 kV | Line | SPS.WHITAKER.32.SPS.EAST_PLA.115.115 | 1 | WHITAKER 3115.00 | 524058 | EAST_PLANT 3115.00 | 524162 | 115
SPS | TOPOLOGY%SPS%SPS%383%1 | East Sanger Sub - South Hobbs Sub 115 kV | Line | SPS.S_HOBBS.383.SPS.EAST_SAN.115.115 | 1 | E_SANGER 3115.00 | 528470 | S_HOBBS 3115.00 | 528477 | 115
SPS | TOPOLOGY%SPS%SPS%TAYLOEAST_11_1%1 | East Sanger Sub - Taylor Switching Station 115 kV | Line | SPS.TAYLOR_S.TAYLOEAST_11_1.SPS.EAST_SAN.115.115 | 1 | TAYLOR 3115.00 | 528413 | E_SANGER 3115.00 | 528470 | 115
SPS | TOPOLOGY%SPS%SPS%W21%A | Eddy Co - Eagle Creek 115kV | Line | SPS.EDDY_CO.W21.SPS.EAGLE_CK.115.115 | 1 | EAGLE_CREEK3115.00 | 527711 | EDDY_NTH 3115.00 | 527798 | 115
SPS | TOPOLOGY%SPS%SPS%EDDY_EDDY_23_1%1 | Eddy Co Interchange - Eddy DC Tie 230 kV | Line | SPS.EDDY_CO.EDDY_EDDY_23_1.EDDY.EDDY_HVD.230.230 | 1 | EDDY_NORTH 6230.00 | 527799 | EPTNP-D6 230.00 | 599960 | 230
SPS | TOPOLOGY%SPS%SPS%W23%A | Eddy Co Interchange - Navajo 4 Sub 115 kV | Line | SPS.NAVAJO3.EDDY_NAVAJ11_1.SPS.EDDY_CO.115.115 | 1 | NAVAJO4 3 115.00 | 527739 | EDDY_CNTY 3 115.00 | 527798 | 115
SPS | TOPOLOGY%SPS%SPS%PECOS_EDDY%A | Eddy Co Interchange - Pecos Interchange 115 kV | Line | SPS.EDDY_CO.PECOS_EDDY.SPS.PECOS_IN.115.115 | 1 | EDDY_STH 3115.00 | 527793 | PECOS 3115.00 | 528178 | 115
SPS | TOPOLOGY%SPS%SPS%EDDYCO_7RIVERS%A | Eddy Co Interchange - Seven Rv Interchange 230 kV | Line | SPS.EDDY_CO.EDDYCO_7RIVERS.SPS.SEVEN_RV.230.230 | 1 | EDDY_SOUTH 6230.00 | 527800 | 7-RIVERS 6230.00 | 528095 | 230
SPS | TOPOLOGY%SPS%SPS%626%1 | Eddy Co Interchange - Tweedy Sub 115 kV | Line | SPS.TWEEDY.626.SPS.EDDY_CO.115.115 | 1 | TWEEDY 3115.00 | 527597 | EDDY_NTH 3115.00 | 527798 | 115
SPS | TOPOLOGY%SPS%SPS%EL_PASHELL11_1%1 | El Paso Sub - Shell CO2 Sub 115 kV | Line | SPS.EL_PASO.EL_PASHELL11_1.SPS.SHELL_CO.115.115 | 1 | EL_PASO 3115.00 | 527080 | SHELL_CO2 3115.00 | 527062 | 115
SPS | TOPOLOGY%SPS%SPS%LNW24_A%A | Elks - Lasley 115 kV | Line | SPS.RB-ELKS.LNW24_A.SPS.LASLEY.115.115 |  | LASLEY 3115.00 | 523175 | RB-ELKS 3115.00 | 523176 | 115
SPS | TOPOLOGY%SPS%SPS%RBELKS_SPRLK%A | Elks - Spurlock 115 kV | Line | SPS.RB-ELKS.RBELKS_SPRLK.SPS.RB_SPRLK.115.115 |  | RB-ELKS 3115.00 | 523176 | RB-SPURLOCK3115.00 | 523177 | 115
SPS | TOPOLOGY%SPS%SPS%LCHODG_ELLWO_1%1 | Ellwood Sub - Lamb County REC Hodge Sub 69 kV | Line | SPS.ELLWOOD.LCHODG_ELLWO_1.SPS.LC_HODGE.69.69 | 1 | LC-HODG2 69.000 | 525979 | ELLWOOD 2 69.000 | 525986 | 69
SPS | TOPOLOGY%SPS%SPS%ENRONT_ENRON_1%1 | Enron Sub - Enron Tap 115 kV | Line | SPS.ENRON_TP.ENRONT_ENRON_1.SPS.ENRON.115.115 | 1 | ENRONT3 115.00 | 528317 | ENRON3 115.00 | 528318 | 115
SPS | TOPOLOGY%SPS%SPS%ENRONT_NATIO_1%1 | Enron Tap - Lea National Sub 115 kV | Line | SPS.ENRON_TP.ENRONT_NATIO_1.SPS.NATIONAL.115.115 | 1 | ENRONT3 115.00 | 528317 | LEA_NATIONL3115.00 | 528399 | 115
SPS | TOPOLOGY%SPS%SPS%ENRONT_PEARL_1%1 | Enron Tap - Pearle Sub 115 kV | Line | SPS.PEARL_SU.ENRONT_PEARL_1.SPS.ENRON_TP.115.115 | 1 | ENRON_TP 3115.00 | 528317 | PEARLE 3115.00 | 528392 | 115
SPS | TOPOLOGY%SPS%SPS%REDBLUFF_BOPCO%A | Enterprise Wolfcamp - Red Bluff 115kV | Line | SPS.ENTERPRS.REDBLUFF_BOPCO.SPS.REDBLUFF.115.115 | 1 | RED_BLUFF 3115.00 | 528018 | ENTERPRS 115.00 | 528019 | 115
SPS | TOPOLOGY%SPS%SPS%103%1 | Estacado Sub - Owens Corning Sub 115 kV | Line | SPS.ESTACADO.103.SPS.OWEN_COR.115.115 | 1 | OWENSCORN 3115.00 | 524404 | ESTACADO_TP3115.00 | 524425 | 115
SPS | TOPOLOGY%SPS%SPS%RBEX_ETTER%1 | Etter Rural Sub - Hilmar Cheese Tap 115 kV | Line | SPS.ETTER.RBEX_ETTER.SPS.RB_EXUM3.115.115 | 1 | RB-EXUM 3115.00 | 523240 | ETTER 3115.00 | 523256 | 115
SPS | TOPOLOGY%SPS%SPS%EUNICE_NEFTP%1 | Eunice Sub - National Enrichment Plant Tap 115 kV | Line | SPS.NEFTP.EUNICE_NEFTP.SPS.EUNICE.115.115 | 1 | EUNICE 3 115.00 | 528512 | NA_ENRICHTP3115.00 | 528597 | 115
SPS | TOPOLOGY%SPS%SPS%EXELLT_EXELL_1%1 | Exell Sub - Exell tap 115 kV | Line | SPS.EXELL_TP.EXELLT_EXELL_1.SPS.EXELL_SU.115.115 | 1 | EXELL 3 115.00 | 523325 | EXELL_TP 3 115.00 | 523332 | 115
SPS | TOPOLOGY%SPS%SPS%EXELLTP_FAIN%A | Exell tap - Fain Sub 115 kV | Line | SPS.FAIN.EXELLTP_FAIN.SPS.EXELL_TP.115.115 | 1 | EXELL_TP 3115.00 | 523332 | FAIN 3115.00 | 523339 | 115
SPS | TOPOLOGY%SPS%SPS%23%B | Fain Sub - Nichols Sub 115 kV | Line | SPS.NICHSUB.23.SPS.FAIN.115.115 | 1 | FAIN 3115.00 | 523339 | NICHOLS 3115.00 | 524043 | 115
SPS | TOPOLOGY%SPS%SPS%OASISNORRI11_1%A | Farmers Electric REC Cheese Plant Tap - Oasis Intg 115 kV | Line | SPS.OASIS.OASISNORRI11_1.SPS.CHEESEPL.115.115 | 1 | FE-CHZPLT 3115.00 | 524863 | OASIS 3115.00 | 524874 | 115
SPS | TOPOLOGY%SPS%SPS%V75-3%A | Farmers Electric REC Interchange - North Clovis Sub 115 kV | Line | SPS.FEC.V75-3.SPS.N_CLOVIS.115.115 | 1 | N_CLOVIS 3115.00 | 524777 | N_CLOVIS_TP3115.00 | 524776 | 115
SPS | TOPOLOGY%SPS%SPS%FECW_CLO11_1%1 | Farmers Electric REC Interchange - West Clovis Sub 115 kV | Line | SPS.FEC.FECW_CLO11_1.SPS.W_CLOVIS.115.115 | 1 | W_CLOVIS 3115.00 | 524784 | FE-CLVS_INT3115.00 | 524808 | 115
SPS | TOPOLOGY%SPS%SPS%W59%A | Farmers Electric REC Tucumcari - Lopez Sub 115 kV | Line |  |  | LOPEZ 3115.00 | 524472 | CAMPBELL_ST3115.00 | 524477 | 115
SPS | TOPOLOGY%SPS%SPS%OASISNORRI11_2%A | FarmersREC Cheese Plant Tap - Norris St Tap 115 kV | Line | SPS.NORRIS_T.OASISNORRI11_2.SPS.CHEESEPL.115.115 | 1 | NORRIS_TP 3 115.00 | 524764 | FE-CHZPLT 3 115.00 | 524863 | 115
SPS | TOPOLOGY%SPS%SPS%HOLLAND_CLOVIS%A | FarmersREC Clovis(2) - FarmersREC Holl&(NEClovis) 115 kV | Line | SPS.FE-HOLLN.HOLLAND_CLOVIS.SPS.FEC_CLOV.115.115 | 1 | FE-HOLLAND3 115.00 | 524831 | FE-CLOVIS2 3115.00 | 524838 | 115
SPS | TOPOLOGY%SPS%SPS%199B%A | FarmersREC Tucumcari - Norton Switching Station 115 kV | Line | SPS.NORTONC.199B.SPS.FEC_TAP.115.115 | 1 | NORTON 3 115.00 | 524502 | FE-TUCMCARI3115.00 | 524509 | 115
SPS | TOPOLOGY%SPS%SPS%FINNEY_CARPNTR%A | FINNEY - CARPENTER 345 KV | Line | SPS.CARPENTR.FINNEY_CARPNTR.SPS.FINNEY1.345.345 | 1 | FINNEY 7345.00 | 523853 | CARPENTER 7345.00 | 523823 | 345
SPS | TOPOLOGY%SPS%SPS%LAMAR_FINNEY1%1 | Finney - Lamar 345 kV | Line | SPS.FINNEY1.LAMAR_FINNEY1.LAM345.LAMAR_DC.345.345 | 1 | FINNEY 7345.00 | 523853 | LAMAR7 345.00 | 599950 | 345
SPS | TOPOLOGY%SPS%SPS%FINNEY_HITCH%A | Finney Sub - Hitchland Interchange 345 kV | Line | SPS.HITCH.FINNEY_HITCH.SPS.FINNEY1.345.345 | 1 | HITCHLAND 7345.00 | 523097 | FINNEY 7345.00 | 523853 | 345
SPS | TOPOLOGY%SPS%SPS%FLANNI_LG-FLOR%A | Flannagan Sub - Lyntegar REC Florey Sub 69 kV | Line | Flannagan Sub - Lyntegar E.C. - Florey Sub 69 kV | 1 | FLANNAGAN 2 69.000 | 527365 | LG-FLOREY 2 69.000 | 527377 | 69
SPS | TOPOLOGY%SPS%SPS%FLOYD_LHHARM_1%1 | Floyd Co Interchange - LighthouseREC Harmony Sub 69 kV | Line | SPS.LH_HARM.FLOYD_LHHARM_1.SPS.FLOYD_C1.69.69 | 1 | FLOYD_CNTY 269.000 | 525779 | LH-HARMONY 269.000 | 525811 | 69
SPS | TOPOLOGY%SPS%SPS%139%1 | Floyd Co Interchange - Tuco Interchange 115 kV | Line | SPS.FLOYD_C2.139.SPS.TUCO.115.115 | 1 | FLOYD_CNTY 3115.00 | 525780 | TUCO_INT 3115.00 | 525828 | 115
SPS | TOPOLOGY%SPS%SPS%102%A | Frankford - Murphy 115 kV | Line | SPS.MURPHY.102.SPS.SP-FRNK3.115.115 | 1 | MURPHY 3115.00 | 526192 | SP-FRANKFRD3115.00 | 526199 | 115
SPS | TOPOLOGY%SPS%SPS%102B%A | Frankford - Quaker Sub 115 kV | Line | SPS.QUAKER.102B.SPS.SP-FRNK3.115.115 | 1 | SP-FRANKFRD3115.00 | 526199 | SP-QUAKER 3115.00 | 526243 | 115
SPS | TOPOLOGY%SPS%SPS%SW2749_SWPRT_1%1 | Frying Pan Ranch Tap - Southwest Portland Cement Tap 69 kV | Line | SPS.SW_PRT.SW2749_SWPRT_1.SPS.SW_2749.69.69 | 1 | SW_2749 2 69.000 | 523902 | SWPRTT2 69.000 | 523916 | 69
SPS | TOPOLOGY%SPS%SPS%WILDOR_SW274_1%1 | Frying Pan Ranch Tap - Wildarado Sub 69 kV | Line | SPS.SW_2749.WILDOR_SW274_1.SPS.WILDORA2.69.69 | 1 | WILDORADO 2 69.000 | 523895 | SW_2749 2 69.000 | 523902 | 69
SPS | TOPOLOGY%SPS%SPS%GAINES_TENNECO%A | Gaines - Tenneco Sub 69 kV | Line | SPS.GAINES_C.GAINES_TENNECO.SPS.TENNECO2.69.69 | 1 | GAINES 269.000 | 527321 | TENNECO 269.000 | 527371 | 69
SPS | TOPOLOGY%SPS%SPS%GAINES_OXYWST%A | Gaines Co Interchange - OXY West | Line | SPS.GAINES_C.GAINES_OXYWST.SPS.OXY_WST.115.115 | 1 | GAINES 3115.00 | 527322 | OXY_WSEM_TP3115.00 | 527325 | 115
SPS | TOPOLOGY%SPS%SPS%GAINES_RILEY_1%A | Gaines Co Interchange - Riley Sub 69 kV | Line | SPS.RILEY2.GAINES_RILEY_1.SPS.GAINES_C.69.69 | 1 | GAINES 269.000 | 527321 | RILEY_TP 269.000 | 527228 | 69
SPS | TOPOLOGY%SPS%SPS%W14%A | Gaines Co Interchange - Seminole Interchange 115 kV | Line | SPS.SEMIN.W14.SPS.GAINES_C.115.115 | 1 | SEMINOLE 3115.00 | 527275 | GAINES 3115.00 | 527322 | 115
SPS | TOPOLOGY%SPS%SPS%GAINES_TENNECO%A | Gaines Co Interchange - Tenneco Sub 69 kV | Line | SPS.TENNECO2.GAINES_TENNECO.SPS.GAINES_C.69.69 | 1 | GAINES2 69.000 | 527321 | TENNECO2 69.000 | 527371 | 69
SPS | TOPOLOGY%SPS%SPS%W18%A | Gaines Co. Interchange - Legacy 115 kV | Line | SPS.GAINES_C.W18.SPS.LEGACY.115.115 | 1 | GAINES 3115.00 | 527322 | LEGACY 3115.00 | 527346 | 115
SPS | TOPOLOGY%SPS%SPS%GARZAGRAHA69_1%1 | Garza - Graham 69 kV | Line | SPS.GRAHAM.GARZAGRAHA69_1.SPS.GARZA.69.69 | 1 | GARZA 2 69.000 | 526622 | GRAHAM2 69.000 | 526693 | 69
SPS | TOPOLOGY%SPS%SPS%YANCYGARZA69_1%1 | Garza - Yancy Tap 69 kV | Line | SPS.YANCY.YANCYGARZA69_1.SPS.GARZA.69.69 | 1 | YANCY_TP 269.000 | 526615 | GARZA 269.000 | 526622 | 69
SPS | TOPOLOGY%SPS%SPS%152%1 | Georgia Street Interchange - Lawrence Park Sub 69 kV | Line | SPS.S_GEORGI.152.SPS.LAWRENC2.69.69 | 1 | LAWRENPRK1 269.000 | 524209 | GEORGIA 269.000 | 524321 | 69
SPS | TOPOLOGY%SPS%SPS%JESS-SMITH%A | Goodpasture Sub - Lyntegar REC Jess Smith Sub 69 kV | Line | SPS.GOODPAST.JESS-SMITH.SPS.LG-JSM2.69.69 | 1 | GOODPASTURE269.000 | 526777 | LG-JSM2 69.000 | 526979 | 69
SPS | TOPOLOGY%SPS%SPS%GRASSGRAHA11_1%1 | Graham - Grassland 115 kV | Line | SPS.GRAHAM.GRASSGRAHA11_1.SPS.GRASSLAN.115.115 | 1 | GRASSLAND 3115.00 | 526676 | GRAHAM 3115.00 | 526694 | 115
SPS | TOPOLOGY%SPS%SPS%GRAHAM_BG-JST2%A | Graham - Justiceburg Corner 69 kV | Line | LINE.NOT.IN.EMS.CANT.999.999 | 1 | GRAHAM2 69.000 | 526693 | JST_CORNER 269.000 | 526799 | 69
SPS | TOPOLOGY%SPS%SPS%GRAPVI_KIRBY%1 | Grapevine Intg - Kirby Switching Station 115 kV | Line | SPS.GRAPVINE.GRAPVI_KIRBY.SPS.KIRBY_SU.115.115 | 1 | GRAPEVINE 3115.00 | 523770 | KIRBY 3115.00 | 524088 | 115
SPS | TOPOLOGY%SPS%SPS%NICHSGRAPV23_1%1 | Grapevine Intg - Nichols Sub 230 kV | Line | SPS.GRAPVINE.NICHSGRAPV23_1.SPS.NICHSUB.230.230 | 1 | GRAPEVINE 6230.00 | 523771 | NICHOLS 6230.00 | 524044 | 230
SPS | TOPOLOGY%SPS%SPS%GRAPE_WHEEL%A | Grapevine Intg - Wheeler County Interchange 230 kV | Line | SPS.GRAPVINE.GRAPE_WHEEL.SPS.WHEELER.230.230 | 1 | GRAPEVINE 6230.00 | 523771 | WHEELER 6230.00 | 523777 | 230
SPS | TOPOLOGY%SPS%SPS%GRASSJONES23_1%1 | Grassland - Jones Station Bus#2 23 Kv 230 kV | Line | SPS.JONESSUB.GRASSJONES23_1.SPS.GRASSLAN.230.230 | 1 | JONES_BUS2 6230.00 | 526338 | GRASSLAND 6230.00 | 526677 | 230
SPS | TOPOLOGY%SPS%SPS%GRASSLYNN11_1%1 | Grassland - Lynn Co 115 kV | Line | SPS.LYNN.GRASSLYNN11_1.SPS.GRASSLAN.115.115 | 1 | LYNN_CNTY 3115.00 | 526656 | GRASSLAND 3115.00 | 526676 | 115
SPS | TOPOLOGY%SPS%SPS%GBWHEEL_GRAVES%A | Graves - Greenbelt Wheeler Sub 69 kV | Line | SPS.GRAVES2.GBWHEEL_GRAVES.SPS.GB-WHEE2.69.69 |  | GB-WHEELER 269.000 | 523789 | HOWARD 269.000 | 523796 | 69
SPS | TOPOLOGY%SPS%SPS%43%1 | Gray Co Interchange - Kingsmill Interchange 69 kV | Line | SPS.GRAY_CO.43.SPS.CABOT_SU.69.69 | 1 | GRAY_CNTY 269.000 | 523635 | KINGSMILL 269.000 | 523711 | 69
SPS | TOPOLOGY%SPS%SPS%GRAY_KITE69_1%1 | Gray Co Interchange - Kite Sub 69 kV | Line | SPS.GRAY_CO.GRAY_KITE69_1.SPS.KITE.69.69 | 1 | GRAY_CNTY 269.000 | 523635 | KITE 269.000 | 523653 | 69
SPS | TOPOLOGY%SPS%SPS%KELLEMAGIC69_1%1 | Greenbelt REC Kellerville Sub - Magic City Tap 69 kV | Line | SPS.MAGIC_CI.KELLEMAGIC69_1.SPS.KELLERVI.69.69 | 1 | GB-KELRVILL269.000 | 523759 | MAGIC_CITY 269.000 | 523782 | 69
SPS | TOPOLOGY%SPS%SPS%MAGIC_GBWHEEL%A | Greenbelt REC Wheeler Sub - Howard 69 kV | Line | WHEE2.MAGIC_GBWHEEL.SPS.HOWARD3.69.69 | 1 | GB-WHEELER 269.000 | 523789 | HOWARD 269.000 | 523796 | 69
SPS | TOPOLOGY%SPS%SPS%GREYH_PORT%A | Grey Hound - Portales Int. 115 kV | Line | SPS.GREYHOUN.GREYH_PORT.SPS.PORTALES.115.115 | 1 | PORTALES 3115.00 | 524924 | GREYHOUN 115.00 | 524925 | 115
SPS | TOPOLOGY%SPS%SPS%GREYH_SPORT%A | Grey Hound - South Portales 115 kV | Line | SPS.GREYHOUN.GREYH_SPORT.SPS.S_PORTAL.115.115 | 1 | GREYHOUN 115.00 | 524925 | S_PORTAL 115.00 | 524926 | 115
SPS | TOPOLOGY%SPS%SPS%HALECN_LH_HC_1%1 | Hale Center Sub - LighthouseREC Hale Center Sub 69 kV | Line | SPS.LH_HALEC.HALECN_LH_HC_1.SPS.HALE_CTR.69.69 | 1 | HALECENTER 269.000 | 525738 | LH-HALECTR 269.000 | 525745 | 69
SPS | TOPOLOGY%SPS%SPS%HALECN_TUCO_1%1 | Hale Center Sub - Tuco Interchange 69 kV | Line | SPS.HALE_CTR.HALECN_TUCO_1.SPS.TUCO.69.69 | 1 | HALECENTER 269.000 | 525738 | TUCO_INT 269.000 | 525826 | 69
SPS | TOPOLOGY%SPS%SPS%116%1 | Hale County Interchange - Kress Interchange 115 kV | Line | SPS.KRESS.116.SPS.HALE_CO.115.115 | 1 | KRESS_INT 3115.00 | 525192 | HALE_CNTY 3115.00 | 525454 | 115
SPS | TOPOLOGY%SPS%SPS%LAMTOHALE_11_1%1 | Hale County Interchange - Lamton Interchange 115 kV | Line | SPS.LAMTON.LAMTOHALE_11_1.SPS.HALE_CO.115.115 | 1 | LAMTON 3115.00 | 525414 | HALE_CNTY 3115.00 | 525454 | 115
SPS | TOPOLOGY%SPS%SPS%119%1 | Hale County Interchange - Lighthouse 115 kV | Line | SPS.HALE_CO.119.SPS.LT_HOUS2.115.115 |  | COX 3115.00 | 525326 | HALE_CNTY 3115.00 | 525454 | 115
SPS | TOPOLOGY%SPS%SPS%PLNVWT_HALE_1%1 | Hale County Interchange - Plainview Tap 69 kV | Line | SPS.PLAINVWT.PLNVWT_HALE_1.SPS.HALE_CO.69.69 | 1 | PLAINVW_TP 269.000 | 525291 | HALE_CNTY 2 69.000 | 525453 | 69
SPS | TOPOLOGY%SPS%SPS%129%1 | Hale County Interchange - Plant X Sub 115 kV | Line | SPS.PLXSUB.129.SPS.HALE_CO.115.115 | 1 | HALE_CNTY 3115.00 | 525454 | PLANT_X 3115.00 | 525480 | 115
SPS | TOPOLOGY%SPS%SPS%SPLAINV_HALE_1%1 | Hale County Interchange - South Plainview Sub 69 kV | Line | SPS.S_PLAINV.SPLAINV_HALE_1.SPS.HALE_CO.69.69 | 1 | STH_PLNVW 2 69.000 | 525298 | HALE_CNTY 2 69.000 | 525453 | 69
SPS | TOPOLOGY%SPS%SPS%SPHALF_HALE__1%1 | Hale County Interchange - SouthPlainsREC Halfway Sub 69 kV | Line | SPS.HALE_CO.SPHALF_HALE__1.SPS.SP_HALF.69.69 | 1 | SP-HALFWAY 269.000 | 525432 | HALE_CNTY 2 69.000 | 525453 | 69
SPS | TOPOLOGY%SPS%SPS%TUCOHALE_11_1%1 | Hale County Interchange - Tuco Interchange 115 kV | Line | SPS.TUCO.TUCOHALE_11_1.SPS.HALE_CO.115.115 | 1 | HALE_CNTY 3115.00 | 525454 | TUCO_INT 3115.00 | 525828 | 115
SPS | TOPOLOGY%SPS%SPS%V-68_SPEAR%B | Hansford Sw Sta - Spearman Interchange 115 kV | Line | SPS.HANSFORD.V-68_SPEAR.SPS.SPEARMA1.115.115 | 1 | SPEARMAN 3115.00 | 523186 | HANSFORD 3115.00 | 523195 | 115
SPS | LINE%CURRENTLY%NOT%MODELED%IN%EMS | Hansford Sw Sta - TX Co Interchange 115 kV | Line | LINE.NOT.IN.EMS.CANT.999.999 | 1 | TEXAS_CNTY3 115.00 | 523090 | HANSFORD 3 115.00 | 523195 | 115
SPS | TOPOLOGY%SPS%SPS%HAPPYT_HAPYC_1%1 | Happy City Sub - Happy City Tap 69 kV | Line | SPS.HAPPY_C.HAPPYT_HAPYC_1.SPS.HAPPY_TP.69.69 | 1 | HAPPY_CTY 269.000 | 525136 | HAPPY_CTYTP269.000 | 525143 | 69
SPS | TOPOLOGY%SPS%SPS%HAPPYT_HAPYI_1%1 | Happy City Tap - Happy Interchange 69 kV | Line | SPS.HAPPY_TP.HAPPYT_HAPYI_1.SPS.HAPPY_IN.69.69 | 1 | HAPPY_CTYTP269.000 | 525143 | HAPPY_INT 269.000 | 525153 | 69
SPS | TOPOLOGY%SPS%SPS%HAPPYT_SHAMR_1%1 | Happy City Tap - Shamrock Pump Sub 69 kV | Line | SPS.SHAMR_P.HAPPYT_SHAMR_1.SPS.HAPPY_TP.69.69 | 1 | HAPPY_CTYTP269.000 | 525143 | SHAMRCK_PMP269.000 | 525164 | 69
SPS | TOPOLOGY%SPS%SPS%RANDAHAPPY11_1%B | Happy Interchange - Palo Duro Sub 115 kV | Line | SPS.HAPPY_IN.RANDAHAPPY11_1.SPS.PALO_DUR.115.115 | 1 | PALO_DURO 3115.00 | 524530 | HAPPY_INT 3115.00 | 525154 | 115
SPS | TOPOLOGY%SPS%SPS%HAPPYT_SHAMR_1%1 | Happy Interchange - Shamrock Pump Tap 69 kV | Line | LINE.NOT.IN.EMS.CANT.999.999 | 1 | HAPPY_INT 269.000 | 525153 | HAPPY_CTYTP269.000 | 525143 | 69
SPS | TOPOLOGY%SPS%SPS%177%1 | Happy Interchange - Tulia Tap 115 kV | Line | SPS.TULIA_TA.177.SPS.HAPPY_IN.115.115 | 1 | HAPPY_INT 3115.00 | 525154 | TULIA_TP 3115.00 | 525179 | 115
SPS | TOPOLOGY%SPS%SPS%HARR_NICHS_2%1 | Harrington Sub - Nichols Sub 230 kV #1 | Line | SPS.HARRSUB.HARR_NICHS_1.SPS.NICHSUB.230.230 | 1 | HARRNG_WST 6230.00 | 523977 | NICHOLS 6230.00 | 524044 | 230
SPS | TOPOLOGY%SPS%SPS%HARR_NICHS_1%1 | Harrington Sub - Nichols Sub 230 kV #2 | Line | SPS.HARRSUB.HARR_NICHS_2.SPS.NICHSUB.230.230 | 2 | HARRNG_MID 6230.00 | 523978 | NICHOLS 6230.00 | 524044 | 230
SPS | TOPOLOGY%SPS%SPS%HARRSPOTTE23_1%1 | Harrington Sub - Potter Co Interchange 230 kV #1 | Line | SPS.POTTER_S.HARRSPOTTE23_1.SPS.HARRSUB.230.230 | 1 | POTTER_CO 6230.00 | 523959 | HARRNG_EST 6230.00 | 523979 | 230
SPS | TOPOLOGY%SPS%SPS%PRINGHARRS23_1%1 | Harrington Sub - Pringle Interchange 230 kV | Line | SPS.PRINGLE.PRINGHARRS23_1.SPS.HARRSUB.230.230 | 1 | PRINGLE 6230.00 | 523267 | HARRNG_EST 6230.00 | 523979 | 230
SPS | TOPOLOGY%SPS%SPS%HARRSRANDA23_1%1 | Harrington Sub - Randall Co Interchange 230 kV | Line | SPS.RANDALL1.HARRSRANDA23_1.SPS.HARRSUB.230.230 | 1 | HARRNG_MID 6230.00 | 523978 | RANDALL 6230.00 | 524365 | 230
SPS | TOPOLOGY%SPS%SPS%POTTER_HARRIS%1 | Harrington Sub - Rolling Hills 230 kV | Line | SPS.HARRSUB.POTTER_HARRIS.SPS.RLNGHILS.230.230 | 1 | HARRNG_WST 6230.00 | 523977 | ROLLHILLS 6230.00 | 524010 | 230
SPS | TOPOLOGY%SPS%SPS%HART2_LCHART_1%1 | Hart 1 and Hart 2 Subs - Lamb Co REC Hart 69 kV | Line | SPS.LC_HART.HART2_LCHART_1.SPS.HART2.69.69 | 1 | HART#1&2 2 69.000 | 525122 | LC-HART2 69.000 | 525129 | 69
SPS | TOPOLOGY%SPS%SPS%NEWHART_HARTIN%A | Hart Industrial-Newhart 115kV | Line | SPS.HART_IND.NEWHART_HARTIN.SPS.NEWHART.115.115 | 1 | HART_INDUST3115.00 | 525124 | NEWHART 3115.00 | 525460 | 115
SPS | TOPOLOGY%SPS%SPS%ROLNGHILS_HAST%A | Hastings (W42) - Rolling Hills 115kV | Line | SPS.HASTINGS.ROLNGHILS_HAST.SPS.RLNGHILS.115.115 | 1 | HASTINGS 3115.00 | 524136 | ROLLHILLS 3115.00 | 524007 | 115
SPS | TOPOLOGY%SPS%SPS%182%1 | Hastings Sub - North Amarillo Switching Station 69 kV | Line | SPS.N_AMARIL.182.SPS.HASTINGS.69.69 | 1 | N_AMARLLSW2 69.000 | 524117 | HASTINGS 2 69.000 | 524135 | 69
SPS | TOPOLOGY%SPS%SPS%LH-CRO_HENDRIC%A | Hendricks Sub - Lighthouse Electric REC Crosbyton Sub 69 kV | Line | SPS.LH-CROS2.LH-CRO_HENDRIC.SPS.HENDRIC2.69.69 | 1 | LH-CROS2 69.000 | 525936 | HENDRIC2 69.000 | 525943 | 69
SPS | TOPOLOGY%SPS%SPS%W57%A | Hereford Interchange - Northeast Hereford Interchange 115 kV W57 | Line | SPS.HEREFORD.W57.SPS.NE_HERFD.115.115 | 1 | NE_HEREFORD3115.00 | 524567 | HEREFORD 3115.00 | 524606 | 115
SPS | TOPOLOGY%SPS%SPS%HEREFFRION11_1%1 | Hereford Interchange (2924) - Friona Sub 115 kV | Line | SPS.HEREFORD.HEREFFRION11_1.SPS.FRIONA_R.115.115 | 1 | HEREFORD 3115.00 | 524606 | FRIONA 3115.00 | 524655 | 115
SPS | TOPOLOGY%CO%CO%LINE%LN | Herring Sub - Herring Tap 115 kV | Line | LINE.NOT.IN.EMS.CANT.999.999 | 1 | HERRING_TP 3115.00 | 523352 | HERRING 3 115.00 | 523359 | 115
SPS | TOPOLOGY%SPS%SPS%HERRISNEED11_1%1 | Herring Tap - Rita Blanca REC Sneed 115 kV | Line | SPS.SNEED_RB.HERRISNEED11_1.SPS.HERRING.115.115 | 1 | HERRING_TP 3115.00 | 523352 | RB-SNEED 3 115.00 | 523366 | 115
SPS | TOPOLOGY%SPS%SPS%RIVERHERRI11_1%1 | Herring Tap - Riverview Interchange 115 kV | Line | SPS.HERRING.RIVERHERRI11_1.SPS.RIVERVIE.115.115 | 1 | HERRING_TP 3115.00 | 523352 | RIVERVIEW 3115.00 | 523377 | 115
SPS | TOPOLOGY%SPS%SPS%HIGGS_EAST%1 | Higg East - Higg 115kV | Line | SPS.HIGGEAST.HIGGS_EAST.SPS.HIGGS.115.115 | 1 | HIGG 3115.00 | 527363 | HIGG_E 115.00 | 527364 | 115
SPS | TOPOLOGY%SPS%SPS%HOBBS_HIGGS%1 | Higg Switching Station - Hobbs Plant 115 kV | Line | SPS.HOBBS.HOBBS_HIGGS.SPS.HIGGS.115.115 | 1 | HIGG 3115.00 | 527363 | HOBBS_INT 3115.00 | 527891 | 115
SPS | TOPOLOGY%SPS%SPS%W33%A | Higg Switching Station - Johnson Draw 115kV | Line | SPS.HIGGS.W33.SPS.JOHNDRAW.115.115 | 1 | JOHNSON_DRW3115.00 | 527362 | HIGG 3 115.00 | 527363 | 115
SPS | TOPOLOGY%SPS%SPS%RUSSELL_HIGGS%A | Higg Switching Station - Russell Sub 115 kV | Line | LINE.NOT.IN.EMS.CANT.999.999 | 1 | RUSSELL 3 115.00 | 527284 | HIGG 3 115.00 | 527363 | 115
SPS | TOPOLOGY%SPS%SPS%HIGHL_HIGHLT_1%1 | Highland Park Sub - Highland Park Tap 115 kV | Line | SPS.HIGHL_TP.HIGHL_HIGHLT_1.SPS.HIGHLAN2.115.115 | 1 | HIGHLANDTP3 115.00 | 523931 | HIGHLAND 3 115.00 | 524065 | 115
SPS | TOPOLOGY%SPS%SPS%HIGHLT_PANTS_1%1 | Highland Park Tap - Pantex South Sub 115 kV | Line | SPS.HIGHL_TP.HIGHL_HIGHLT_1.SPS.PANTEX_S.115.115 | 1 | HIGHLAND_TP3115.00 | 523931 | PANTEX_S 3115.00 | 523945 | 115
SPS | TOPOLOGY%SPS%SPS%HIGHLT_NICHS_1%1 | Highland Tap - Nichols Sub 115 kV | Line | SPS.NICHSUB.HIGHLT_NICHS_1.SPS.HIGHL_TP.115.115 |  | ASARCO_TP 3115.00 | 524018 | NICHOLS 3115.00 | 524043 | 115
SPS | TOPOLOGY%SPS%SPS%OUTPOST_HILLSD%1 | Hillside - Outpost 115 kV | Line | SPS.OUTPOST.OUTPOST_HILLSD.SPS.HILLSIDE.115.115 | 1 | HILLSIDE 3115.00 | 524300 | OUTPOST 115.00 | 524243 | 115
SPS | TOPOLOGY%SPS%SPS%RBEX_HILMAR%3 | Hilmar Cheese Tap - Rita Blanca REC Exum Sub 115 kV | Line |  |  | RB-EXUM 3115.00 | 523240 | HILMARCHZ 3115.00 | 523237 | 115
SPS | TOPOLOGY%SPS%SPS%HITCH_NOBLE%A | Hitchland - Great Plain 345kV | Line | SPS.HITCH.HITCH_NOBLE.SPS.GRTPLAIN.345.345 | 1 | hitchland |  | Great |  | 345
SPS | TOPOLOGY%SPS%SPS%LNK75%A | Hitchland - Moore 230kV | Line | SPS.HITCH.LNK75.SPS.MOORE_CO.230.230 | 1 | HITCHLAND 6230.00 | 523095 | MOORE_CNTY 6230.00 | 523309 | 230
SPS | TOPOLOGY%SPS%SPS%LNW09%A | Hitchland - Texas Co Interchange 115kV #1 | Line | SPS.HITCH.LNW09.SPS.TEXAS_CO.115.115 | 1 | HITCHLAND 3115.00 | 523093 | TEXAS_CNTY 3115.00 | 523090 | 115
SPS | TOPOLOGY%SPS%SPS%LNW07%A | Hitchland - Texas Co Interchange 115kV #2 | Line | SPS.HITCH.LNW07.SPS.TEXAS_CO.115.115 | 2 | HITCHLAND 3115.00 | 523093 | TEXAS_CNTY 3115.00 | 523090 | 115
SPS | TOPOLOGY%SPS%SPS%LNW10%A | Hitchland Interchange - Hansford Sw Sta 115 kV | Line | SPS.HITCH.LNW10.SPS.HANSFORD.115.115 | 1 | HANSFORD 3115.00 | 523195 | HITCHLAND 3115.00 | 523093 | 115
SPS | TOPOLOGY%SPS%SPS%HITCH_POTTER%A | Hitchland Interchange - Potter Co Interchange 345 kV | Line | SPS.HITCH.HITCH_POTTER.SPS.POTTER_S.345.345 | 1 | HITCHLAND 7345.00 | 523097 | POTTER_CO 7345.00 | 523961 | 345
SPS | TOPOLOGY%SPS%SPS%KIOWAS_HOBBS%1 | Hobbs - Kiowa 345 kV | Line | SPS.KIOWASPS.KIOWAS_HOBBS.SPS.HOBBS.345.345 | 1 | HOBBS_INT 7345.00 | 527896 | KIOWA 7345.00 | 527965 | 345
SPS | TOPOLOGY%SPS%SPS%ANDREWS_HOBBS%A | Hobbs Plant - Andrews 230kV | Line | SPS.HOBBS.ANDREWS_HOBBS.SPS.ANDREWS6.230.230 | 1 | HOBBS_INT 6230.00 | 527894 | ANDREWS 6230.00 | 528604 | 230
SPS | TOPOLOGY%SPS%SPS%LOVINGTO_HOBBS%A | Hobbs Plant - Lovington 115 kV | Line | SPS.LOVINGTO.LOVINGTO_HOBBS.SPS.HOBBS.115.115 | 1 | HOBBS_INT 3115.00 | 527891 | LE-LOVINTON3115.00 | 528334 | 115
SPS | TOPOLOGY%SPS%SPS%HOBBS_MADDOXSU%1 | Hobbs Plant - Maddox Plant 115 kV | Line | SPS.HOBBS.HOBBS_MADDOXSU.SPS.MADDOXSU.115.115 | 1 | HOBBS_INT 3115.00 | 527891 | MADDOX 3115.00 | 528355 | 115
SPS | TOPOLOGY%SPS%SPS%HOBBS_MILLEN%1 | Hobbs Plant - Millen Sub 115 kV | Line | SPS.HOBBS.HOBBS_MILLEN.SPS.MILLEN.115.115 | 1 | HOBBS_INT 3115.00 | 527891 | MILLEN 3115.00 | 528435 | 115
SPS | TOPOLOGY%SPS%SPS%HOBBS_YOAKM230%A | Hobbs Plant - Yoakum Interchange 230 kV | Line | SPS.YOAKUM.HOBBS_YOAKM230.SPS.HOBBS.230.230 | 1 | YOAKUM 6230.00 | 526935 | HOBBS_INT 6230.00 | 527894 | 230
SPS | TOPOLOGY%SPS%SPS%LCLUMS_HOBGO_1%1 | Hobgood Sub - Lamb Co REC Lums Chapel Sub 69 kV | Line | SPS.HOBGOOD.LCLUMS_HOBGO_1.SPS.LC_LUMSC.69.69 | 1 | LC-LUMS2 69.000 | 525687 | HOBGOOD2 69.000 | 525694 | 69
SPS | TOPOLOGY%SPS%SPS%HOBGOO_PHILY_1%1 | Hobgood Sub - Phillips Pump #2 Sub & Yellowshouse Sub 69 kV | Line | SPS.HOBGOOD.HOBGOO_PHILY_1.SPS.PHIL_YEL.69.69 | 1 | HOBGOOD2 69.000 | 525694 | PUMP/YH2 69.000 | 525701 | 69
SPS | TOPOLOGY%SPS%SPS%132%1 | Hockley Co Intg - Lamb Co Intg 115 kV | Line | SPS.LAMB.132.SPS.HOCKLEY.115.115 | 1 | LAMB_CNTY 3115.00 | 525636 | HOCKLEY 3115.00 | 526020 | 115
SPS | TOPOLOGY%SPS%SPS%LCLEVL_HOCKL_1%1 | Hockley Co Intg - Lamb County REC Levelland Sub 69 kV | Line | SPS.HOCKLEY.LCLEVL_HOCKL_1.SPS.LC_LEVEL.69.69 | 1 | LC-LEVLND#2269.000 | 526009 | HOCKLEY 269.000 | 526019 | 69
SPS | TOPOLOGY%SPS%SPS%HOCKLEY_OPDYKE%1 | Hockley Co Intg - Lamb County REC Opdyke Sub 115 kV | Line | SPS.HOCKLEY.HOCKLEY_OPDYKE.SPS.OPDYKE.115.115 | 1 | HOCKLEY 3115.00 | 526020 | LC-OPDYKE 3115.00 | 526036 | 115
SPS | TOPOLOGY%SPS%SPS%HOCKLE_LEVEL_1%1 | Hockley Co Intg - Levelland Sub 69 kV | Line | SPS.HOCKLEY.HOCKLE_LEVEL_1.SPS.LEVELLND.69.69 | 1 | HOCKLEY 269.000 | 526019 | LEVELLAND 269.000 | 526049 | 69
SPS | TOPOLOGY%SPS%SPS%HOWRD_MAGIC%A | Howard - Magic City Tap 69 kV | Line | SPS.HOWARD3.HOWRD_MAGIC.SPS.MAGIC_CI.69.69 | 1 | MAGIC_CITY 269.000 | 523782 | HOWARD 269.000 | 523796 | 69
SPS | TOPOLOGY%SPS%SPS%WHEEL_HOWRD%A | Howard - Wheeler County 115 kV | Line | SPS.HOWARD3.WHEEL_HOWRD.SPS.WHEELER.115.115 | 1 | WHEELER 3115.00 | 523776 | HOWARD 3115.00 | 523797 | 115
SPS | TOPOLOGY%SPS%SPS%300%1 | Huber Generation - Industrial Sub 69 kV | Line | SPS.INDUSTR2.300.SPS.INDUSTR2.69.69 | 1 | INDUSTRIAL 269.000 | 523413 | HUBER_GEN 269.000 | 523421 | 69
SPS | TOPOLOGY%SPS%SPS%HUTCHRIVER11_1%1 | Hutchinson - Riverview Interchange 115 kV | Line | SPS.HUTCHISON_S_XFR.SPS.RIVERVIE.115.115 | 1 | RIVERVIEW 3115.00 | 523377 | HUTCH_S 3115.00 | 523546 | 115
SPS | TOPOLOGY%SPS%SPS%HUTCHBORGE11_1%1 | Hutchinson - Camex Sub 115 kV | Line | SPS.BORGER_T.HUTCHBORGE11_1.SPS.HUTCH.115.115 | 1 | HUTCHISON 6230.00 | 523551 | CAMX/AGR TP3115.00 | 523485 | 115
SPS | TOPOLOGY%SPS%SPS%GRAY_HUTCH11_1%1 | Hutchinson - Gray Co Int 115 kV | Line | SPS.HUTCH.GRAY_HUTCH11_1.SPS.GRAY_CO.115.115 | 1 | HUTCH_S 3115.00 | 523546 | GRAY_CNTY 3115.00 | 523636 | 115
SPS | TOPOLOGY%SPS%SPS%POM_HUTCH%A | Hutchinson - Martin Switching Station T93 115 kV | Line | SPS.MARTIN.POM_HUTCH.SPS.HUTCH.115.115 | 1 | HUTCH_S 3115.00 | 523546 | MARTIN 3115.00 | 523928 | 115
SPS | TOPOLOGY%SPS%SPS%NICHSHUTCH23_1%1 | Hutchinson Interchange - Nichols Sub 230 kV | Line | SPS.HUTCH.NICHSHUTCH23_1.SPS.NICHSUB.230.230 | 1 | HUTCHISON 6230.00 | 523551 | NICHOLS 6230.00 | 524044 | 230
SPS | TOPOLOGY%SPS%SPS%HUTCHWEATH69_1%1 | Hutchinson Interchange - Weatherly Sub 69 kV | Line | SPS.HUTCHISON_2.SPS.WEATHERL.69.69 | 1 | WEATHERLY 269.000 | 523526 | HUTCHISON 269.000 | 523543 | 69
SPS | TOPOLOGY%SPS%SPS%HUTCHBLACK11_1%1 | Hutchison - Wo Operating Tap 115 kV | Line | SPS.HUTCH.HUTCHBLACK11_1.SPS.WO_OPER.115.115 | 1 | WO_OPERATNG3115.00 | 523348 | HUTCH_N 3115.00 | 523544 | 115
SPS | TOPOLOGY%SPS%SPS%437%X1 | IMC #1 - IMC 1 Tap 115 kV | Line | LINE.NOT.IN.EMS.CANT.999.999 | 1 | IMC1_TP 3115.00 | 528035 | IMC#13 115.00 | 528037 | 115
SPS | TOPOLOGY%SPS%SPS%LIVSTRD_IMC1%A | IMC #1 - Livingston Ridge 115 kV | Line | SPS.LIVST_RD.LIVSTRD_IMC1.SPS.IMC1.115.115 | 1 | IMC_#1_TP 3115.00 | 528035 | LIVSTNRIDGE3115.00 | 527953 | 115
SPS | TOPOLOGY%SPS%SPS%WIPP_IMC1_1%1 | IMC 1 Tap - WIPP Sub 115 kV | Line | SPS.IMC1.WIPP_IMC1_1.SPS.WIPP_SUB.115.115 | 1 | WIPP 3115.00 | 528009 | IMC_#1_TP 3115.00 | 528035 | 115
SPS | TOPOLOGY%SPS%SPS%MISSIW2_IMC2_1%1 | IMC 22 Sub - Mississippi Chemical Sub 69 kV | Line | SPS.IMC2.MISSIW2_IMC2_1.SPS.MISSI_W2.69.69 | 1 | MISSCHEM2 2 69.000 | 528022 | IMC#22 69.000 | 528029 | 69
SPS | TOPOLOGY%SPS%SPS%IMC2_UNITDSA_1%1 | IMC 22 Sub - United Salt Sub 69 kV | Line | SPS.UNITD_SA.IMC2_UNITDSA_1.SPS.IMC2.69.69 | 1 | IMC#22 69.000 | 528029 | UNITEDSALT 269.000 | 528043 | 69
SPS | TOPOLOGY%SPS%SPS%UNITDSA_IMC3_1%1 | IMC 3 Sub (no IMC 32) - United Salt Sub 69 kV | Line | SPS.IMC3.UNITDSA_IMC3_1.SPS.UNITD_SA.69.69 | 1 | UNITEDSALT 269.000 | 528043 | IMC#32 69.000 | 528062 | 69
SPS | TOPOLOGY%SPS%SPS%INDIACARLI11_1%1 | Indiana Sub - South Plains REC Erskine Sub 115 kV | Line | SPS.INDIANA.INDIACARLI11_1.SPS.SP-ERSK3.115.115 | 1 | SP-ERSK3 115.00 | 526109 | INDIANA3 115.00 | 526146 | 115
SPS | TOPOLOGY%SPS%SPS%147%1 | Indiana Sub - Stanton Sub 115 kV | Line | SPS.INDIANA.147.SPS.STANTON.115.115 | 1 | STANTON 3 115.00 | 526076 | INDIANA3 115.00 | 526146 | 115
SPS | TOPOLOGY%SPS%SPS%RIVERINDUS69_1%1 | Industrial Sub - Riverview Interchange 69 kV | Line | SPS.RIVERVIE.RIVERINDUS69_1.SPS.INDUSTR2.69.69 | 1 | RIVERVIEW 269.000 | 523376 | INDUSTRIAL 269.000 | 523413 | 69
SPS | TOPOLOGY%SPS%SPS%INDUSINDUS69_1%1 | Industrial Sub - Sid Richardson Generation 69 kV | Line | SPS.INDUSTR2.INDUSINDUS69_1.SPS.INDUSTR2.69.69 | 1 | INDUSTRIAL 269.000 | 523413 | SIDRICHARD 269.000 | 523431 | 69
SPS | TOPOLOGY%SPS%SPS%INT38-2%A | Intrepid West Sub - Intrepid West Tap 115 kV | Line | SPS.INTRW.INT38-2.SPS.IMC1.115.115 |  | INTREPDW_TP3115.00 | 527999 | IMC_#1_TP 3115.00 | 528035 | 115
SPS | TOPOLOGY%SPS%SPS%INT38-4%A | Intrepid West Sub Tap - Potash J Interchange 115 kV | Line | SPS.INTRW.INT38-4.SPS.POTASH_J.115.115 | 1 | POTASH_JCT 3115.00 | 527962 | INTREPDW_TP3115.00 | 527999 | 115
SPS | TOPOLOGY%SPS%SPS%LHAIKN_IRICK_1%1 | Irick Sub - Lighthouse REC Aiken Sub 69 kV | Line | SPS.LH_AIKEN.LHAIKN_IRICK_1.SPS.IRICK.69.69 | 1 | LH-AIKN2 69.000 | 525351 | IRICK2 69.000 | 525762 | 69
SPS | TOPOLOGY%CO%CO%LINE%LN | Ivory - Ivory Tap 69 kV | Line | LINE.NOT.IN.EMS.CANT.999.999 | 1 | IVORY 2 69.000 | 526205 | IVORYT 2 69.000 | 526256 | 69
SPS | TOPOLOGY%SPS%SPS%IVORY_LUBBO_1%1 | Ivory - Lubbock South 69 kV | Line | SPS.LUBBOCKS.IVORY_LUBBO_1.SPS.IVORY.69.69 | 1 | IVORY 269.000 | 526205 | LUBBCK_STH 269.000 | 526267 | 69
SPS | TOPOLOGY%SPS%SPS%IVORY_LUBBO_2%1 | Ivory Tap - Lubbock South 69 kV | Line | SPS.LUBBOCKS.IVORY_LUBBO_2.SPS.IVORY.69.69 | 1 | IVORY_TP 269.000 | 526256 | LUBBCK_STH 269.000 | 526267 | 69
SPS | TOPOLOGY%SPS%SPS%TEAGUS_JAL11_1%1 | Jal Sub - Teague Sub 115 kV | Line | SPS.S_JAL.TEAGUS_JAL11_1.SPS.TEAGUE.115.115 | 1 | TEAGUE 3115.00 | 528526 | S_JAL 3115.00 | 528547 | 115
SPS | TOPOLOGY%SPS%SPS%S_JALWHITT11_1%1 | Jal Sub - Whitten Sub 115 kV | Line | SPS.S_JAL.S_JALWHITT11_1.SPS.WHITTEN.115.115 | 1 | WHITTEN 3115.00 | 528540 | S_JAL 3115.00 | 528547 | 115
SPS | TOPOLOGY%SPS%SPS%JAYBEE_LG-SEAG%A | Jaybee Sub - Lyntegar Electric REC Seagraves Sub 69 kV | Line | SPS.LG-SEAG2.JAYBEE_LG-SEAG.SPS.JAYBEE2.69.69 | 1 | JAYBEE2 69.000 | 527183 | LG-SEAG2 69.000 | 527189 | 69
SPS | TOPOLOGY%SPS%SPS%W34%A | Johnson Draw - Mapco Sub 115 kV | Line | SPS.JOHNDRAW.W34.SPS.MAPCO3.115.115 |  | MAPCO 3115.00 | 527360 | JOHNSON_DRW3115.00 | 527362 | 115
SPS | TOPOLOGY%SPS%SPS%W35%A | Johnson Draw - Oxy West 115 kV | Line | SPS.JOHNDRAW.W35.SPS.OXY_WST.115.115 | 1 | JOHNSON_DRW3115.00 | 527362 | OXY_WSTSEM 3115.00 | 527323 | 115
SPS | TOPOLOGY%SPS%SPS%W36%A | Johnson Draw - Taylor Switching Station 115 kV | Line | SPS.JOHNDRAW.W36.SPS.TAYLOR_S.115.115 | 1 | JOHNSON_DRW3115.00 | 527362 | TAYLOR 3115.00 | 528413 | 115
SPS | TOPOLOGY%SPS%SPS%145%1 | Jones Station - Lubbock East 230 kV | Line | SPS.LUBBOCKE.145.SPS.JONESSUB.230.230 | 1 | LUBBCK_EST 6230.00 | 526299 | JONES 6230.00 | 526337 | 230
SPS | TOPOLOGY%SPS%SPS%LP-HOL_JONES_1%A | Jones Station - LPL Holly (Ty Cooke) 230 kV | Line | SPS.LP-HOLL2.LP-HOL_JONES_1.SPS.JONESSUB.230.230 | 1 | LP-HOLLY 6230.00 | 522870 | JONES 6230.00 | 526337 | 230
SPS | TOPOLOGY%SPS%SPS%170%1 | Jones Station - Lub South Intg 230 kV #1 | Line | SPS.LUBBOCKS.170.SPS.JONESSUB.230.230 | 1 | LUBBCK_STH 6230.00 | 526269 | JONES 6230.00 | 526337 | 230
SPS | TOPOLOGY%SPS%SPS%171%1 | Jones Station - Lub South Intg 230 kV #2 | Line | SPS.LUBBOCKS.171.SPS.JONESSUB.230.230 | 2 | LUBBCK_STH 6230.00 | 526269 | JONES 6230.00 | 526338 | 230
SPS | TOPOLOGY%SPS%SPS%137%1 | Jones Station - Tuco Interchange 230 kV | Line | SPS.TUCO.137.SPS.JONESSUB.230.230 | 1 | TUCO_INT 6230.00 | 525830 | JONES 6230.00 | 526337 | 230
SPS | LINE%CURRENTLY%NOT%MODELED%IN%EMS | Jones Station Bus#1 230 kV - Jones Station Bus#2 230 kV | Line | LINE.NOT.IN.EMS.CANT.999.999 | 1 | JONES_BUS1 6230.00 | 526337 | JONES_BUS2 6230.00 | 526338 | 230
SPS | TOPOLOGY%SPS%SPS%NMPOTA_KERMA_1%1 | Kermac 2 Sub - New Mexico Potash Sub 69 kV | Line | SPS.NM_POTAS.NMPOTA_KERMA_1.SPS.KERMAC.69.69 | 1 | NMPOTASH 2 69.000 | 527989 | KERMAC2 69.000 | 527996 | 69
SPS | TOPOLOGY%SPS%SPS%POTASH_KERMA_1%1 | Kermac 2 Sub - Potash J Interchange 69 kV | Line | SPS.KERMAC.POTASH_KERMA_1.SPS.POTASH_J.69.69 | 1 | POTASH_JCT 269.000 | 527961 | KERMAC 269.000 | 527996 | 69
SPS | TOPOLOGY%SPS%SPS%KILG_SPORT%A | Kilgore - South Portales 115 kV | Line | SPS.KILG_SPS.KILG_SPORT.SPS.S_PORTAL.115.115 | 1 | KILGORE 3115.00 | 524935 | S_PORTAL 115.00 | 524926 | 115
SPS | TOPOLOGY%SPS%SPS%KINGSCABOT69_1%1 | Kingsmill Interchange - Cabot Substation 69 kV | Line | SPS.KINGSMIL.KINGSCABOT69_1.SPS.CABOT_SU.69.69 | 1 | KINGSMILL 269.000 | 523711 | CABOT_SUB 69.000 | 523713 | 69
SPS | TOPOLOGY%SPS%SPS%KNGSML_LLANO%1 | Kingsmill Interchange - Llano Estacado Wind 115 kV | Line | SPS.KINGSMIL.KNGSML_LLANO.SPS.LLANO.115.115 | 1 | KINGSMILL 3115.00 | 523712 | LLANO_WND 3115.00 | 523815 | 115
SPS | TOPOLOGY%SPS%SPS%45%1 | Kingsmill Interchange - McCullough Sub 69 kV | Line | SPS.MCCULLOU.45.SPS.KINGSMIL.69.69 | 1 | MCCULLOUGH 269.000 | 523701 | KINGSMILL 269.000 | 523711 | 69
SPS | TOPOLOGY%SPS%SPS%SPRNCR_KINGSML%A | Kingsmill Interchange - Spring Creek Sub 69 kV | Line | SPS.KINGSMIL.SPRNCR_KINGSML.SPS.SPRNCR2.69.69 | 1 | SPRINGCREEK269.000 | 523512 | KINGSMILL 269.000 | 523711 | 69
SPS | TOPOLOGY%SPS%SPS%LG-TOK_KINNEY2%A | Kinney Tap - Tokio Tap 69 kV | Line | SPS.LG-TOKI2.LG-TOK_KINNEY2.SPS.KINNEY2.69.69 | 1 | TOKIO2 69.000 | 526953 | KINNEY2 69.000 | 526965 | 69
SPS | TOPOLOGY%SPS%SPS%KINNEY_TOKIOTP%A | Kinney Tap - Tokio Tap 69 kV T | Line | SPS.KINNEY2.KINNEY_TOKIOTP.SPS.TOKIOT2.69.69 | 1 | KINNEY2 69.000 | 526965 | TOKIOT2 69.000 | 526971 | 69
SPS | TOPOLOGY%SPS%SPS%KIOWAS_NLOVING%1 | Kiowa - North Loving 345 kV | Line | SPS.KIOWASPS.KIOWAS_NLOVING.SPS.N_LOVING.345.345 | 1 | KIOWA 7345.00 | 527965 | N_LOVING 7345.00 | 528185 | 345
SPS | TOPOLOGY%SPS%SPS%KIOWAS_RDRUNER%1 | Kiowa - Road Runner 345 kV | Line | SPS.KIOWASPS.KIOWAS_RDRUNER.SPS.RDRUNNER.345.345 | 1 | KIOWA 7345.00 | 527965 | RDRUNNER 7345.00 | 528027 | 345
SPS | TOPOLOGY%SPS%SPS%48%B | Kirby Switching Station - McClellan Sub 115 kV | Line | SPS.KIRBY_SU.48.SPS.MCLELLN.115.115 | 1 | MCCLELLAN 3115.00 | 523804 | KIRBY 3115.00 | 524088 | 115
SPS | TOPOLOGY%SPS%SPS%KISER_NPLAINVW%A | Kiser - North Plainview Sub 115 kV | Line | SPS.KISER.KISER_NPLAINVW.SPS.NPLAINV.115.115 | 1 | N_PLAINVEW 3115.00 | 525257 | KISER 3115.00 | 525272 | 115
SPS | TOPOLOGY%SPS%SPS%KISER_PLAINVCT%A | Kiser - Plainview City 69 kV | Line | SPS.KISER.KISER_PLAINVCT.SPS.PLAINVW.69.69 | 1 | PLAINVW_CTY269.000 | 525270 | KISER 269.000 | 525271 | 69
SPS | TOPOLOGY%SPS%SPS%KISER_EPLAINV%A | Kiser-East Plainview 69kV | Line | SPS.KISER.KISER_EPLAINV.SPS.E_PLAINV.69.69 | 1 | KISER 269.000 | 525271 | E_PLAINVEW 269.000 | 525307 | 69
SPS | TOPOLOGY%SPS%SPS%KISER_NPLAINV%A | Kiser-North Plainview 69kV | Line | SPS.KISER.KISER_NPLAINV.SPS.N_PLAINV.69.69 | 1 | SW_9848 269.000 | 525256 | KISER 269.000 | 525271 | 69
SPS | TOPOLOGY%SPS%SPS%KISER_WPLAINV%A | Kiser-West Plainview 69kV | Line | SPS.KISER.KISER_WPLAINV.SPS.W_PLAINV.69.69 | 1 | W_PLAINVEW 269.000 | 525263 | KISER 269.000 | 525271 | 69
SPS | TOPOLOGY%SPS%SPS%KITELYONS69_1%1 | Kite Sub - Lyon Tap 69 kV | Line | SPS.KITE.KITELYONS69_1.SPS.LYONS_SU.69.69 | 1 | KITE 2 69.000 | 523653 | LYONS_TP 2 69.000 | 523662 | 69
SPS | TOPOLOGY%SPS%SPS%KRESS_KRURTAP%A | Kress - Kress Tap 115 kV | Line | SPS.KRESS.KRESS_KRURTAP.SPS.KRESSTAP.115.115 | 1 | KRS_RURL_TP3115.00 | 525226 | KRESS_INT 3115.00 | 525192 | 115
SPS | TOPOLOGY%SPS%SPS%KRESS_RURAL%A | Kress Interchange - Kress Rural Sub 115 kV | Line | SPS.KRESS.KRESS_RURAL.WR.KRESS_RU.115.115 | 1 | KRESS_INT 3115.00 | 525192 | KRESS_RURAL3115.00 | 525225 | 115
SPS | TOPOLOGY%SPS%SPS%KRESS_KRESR_1%1 | Kress Interchange - Kress Rural Sub 69 kV | Line | SPS.KRESS_RU.KRESS_KRESR_1.SPS.KRESS.69.69 | 1 | KRESS_INT 269.000 | 525191 | KRESS_RURL 269.000 | 525224 | 69
SPS | TOPOLOGY%SPS%SPS%NEWHART_KRESS%A | Kress Interchange - Newhart 115 kV | Line | SPS.NEWHART.NEWHART_KRESS.SPS.KRESS.115.115 | 1 | KRESS_INT 3115.00 | 525192 | NEWHART 3115.00 | 525460 | 115
SPS | TOPOLOGY%SPS%SPS%114%1 | Kress Interchange - Swisher Co Interchange 115 kV | Line | SPS.SWISHER.114.SPS.KRESS.115.115 | 1 | KRESS_INT 3115.00 | 525192 | SWISHER 3115.00 | 525212 | 115
SPS | TOPOLOGY%SPS%SPS%115%1 | Kress Interchange - Tulia Tap 115 kV | Line | SPS.TULIA_TA.115.SPS.KRESS.115.115 | 1 | TULIA_TP 3115.00 | 525179 | KRESS_INT 3115.00 | 525192 | 115
SPS | TOPOLOGY%SPS%SPS%KRESS_RU_TAP%A | Kress Rural - Kress Tap 115 kV | Line | SPS.KRESSTAP.KRESS_RU_TAP.SPS.KRESS_RU.115.115 | 1 | KRS_RURL_TP3115.00 | 525226 | KRESS_RURAL3115.00 | 525225 | 115
SPS | TOPOLOGY%SPS%SPS%KRESRU_LHPLM_1%1 | Kress Rural Sub - LighthouseREC Plainview & Finney 69 kV | Line | SPS.LH_PLM.KRESRU_LHPLM_1.SPS.KRESS_RU.69.69 | 1 | KRESS_RURL2 69.000 | 525224 | LH-PLW&FNY 269.000 | 525249 | 69
SPS | TOPOLOGY%SPS%SPS%NPLAIN_KRESSRU%A | Kress Rural Sub - North Plainview Sub 115 kV | Line | SPS.N_PLAINV.NPLAIN_KRESSRU.SPS.KRESS_RU.115.115 | 1 | KRESS_RURAL3115.00 | 525225 | N_PLAINVEW 3115.00 | 525257 | 115
SPS | TOPOLOGY%SPS%SPS%KRESS_NPLAIN%A | Kress Tap - North Plainview 115 kV | Line | SPS.KRESSTAP.KRESS_NPLAIN.SPS.N_PLAINV.115.115 | 1 | KRS_RURL_TP3115.00 | 525226 | N_PLAINVEW 3115.00 | 525257 | 115
SPS | TOPOLOGY%SPS%SPS%LAMB_LCLITTL_1%1 | Lamb Co Intg - Lamb Co Littlefield REC #2 Sub 69 kV | Line | SPS.LAMB.LAMB_LCLITTL_1.SPS.LC_LITTL.69.69 | 1 | LAMB_CNTY 269.000 | 525635 | LC-LITTLFLD269.000 | 525650 | 69
SPS | TOPOLOGY%SPS%SPS%LAMB_LCLUMSC_1%1 | Lamb Co Intg - Lamb Co REC Lums Chapel Sub 69 kV | Line | SPS.LC_LUMSC.LAMB_LCLUMSC_1.SPS.LAMB.69.69 | 1 | LAMB_CNTY 2 69.000 | 525635 | LC-LUMS2 69.000 | 525687 | 69
SPS | TOPOLOGY%SPS%SPS%LITTLEF_LAMB_1%1 | Lamb Co Intg - Littlefield and Littlefield South Subs 69 kV | Line | SPS.LAMB.LITTLEF_LAMB_1.SPS.LITTLEFD.69.69 | 1 | LTFLD_S&CTY269.000 | 525620 | LAMB_CNTY 269.000 | 525635 | 69
SPS | TOPOLOGY%SPS%SPS%128%1 | Lamb Co Intg - Plant X Sub 115 kV | Line | SPS.PLXSUB.128.SPS.LAMB.115.115 | 1 | PLANT_X 3115.00 | 525480 | LAMB_CNTY 3115.00 | 525636 | 115
SPS | TOPOLOGY%SPS%SPS%123%1 | Lamb Co Intg - Tolk 230 kV | Line | SPS.LAMB.123.SPS.TOLKSUB.230.230 | 1 | TOLK_WEST 6230.00 | 525531 | LAMB_CNTY 6230.00 | 525637 | 230
SPS | TOPOLOGY%SPS%SPS%WLITTLF_LAMB_1%1 | Lamb Co Intg - West Littlefield Sub 69 kV | Line | SPS.LAMB.WLITTLF_LAMB_1.SPS.W_LITTLF.69.69 | 1 | W_LITTLFLD 269.000 | 525613 | LAMB_CNTY 2 69.000 | 525635 | 69
SPS | TOPOLOGY%SPS%SPS%LCLITT_WANTO_1%1 | Lamb Co Littlefield REC #2 Sub - West Anton Sub 69 kV | Line | SPS.LC_LITTL.LCLITT_WANTO_1.SPS.WANTON_T.69.69 | 1 | LC-LITTLFLD269.000 | 525650 | W_ANTON_TP 269.000 | 525657 | 69
SPS | TOPOLOGY%SPS%SPS%LCBECK_SUDAN_1%1 | Lamb Co REC Beck Sub - Sudan Rural Sub 69 kV | Line | LINE.NOT.IN.EMS.CANT.999.999 | 1 | LC-BECK2 69.000 | 525045 | SUDANRURAL 269.000 | 525592 | 69
SPS | TOPOLOGY%SPS%SPS%NOLT_HART%A | Lamb Co REC Hart - Lamb Co REC N Olton 69 kV | Line | SPS.N_OLTON.NOLT_HART.SPS.LC_HART.69.69 | 1 | LC-HART2 69.000 | 525129 | LC-N_OLTON 269.000 | 525132 | 69
SPS | TOPOLOGY%SPS%SPS%LCHDT_LCWHIT_1%1 | Lamb Co REC Hodge Tap - Lamb Co REC Whitharral Sub 69 kV | Line | SPS.LC_WHITH.LCHDT_LCWHIT_1.SPS.LC_HODGT.69.69 | 1 | LC-HDT2 69.000 | 525995 | LC-WHIT2 69.000 | 526002 | 69
SPS | TOPOLOGY%SPS%SPS%NOLT_LAM%A | Lamb Co REC N Olton - Lamton Interchange 69 kV North | Line | SPS.N_OLTON.NOLT_LAM.SPS.LAMTON.69.69 | 1 | LC-N_OLTON 269.000 | 525132 | LAMTON 269.000 | 525413 | 69
SPS | TOPOLOGY%SPS%SPS%LCOLTN_LAMTN_1%1 | Lamb Co REC Olton - Lamton Interchange 69 kV | Line | SPS.LAMTON.LCOLTN_LAMTN_1.SPS.LC_OLTON.69.69 | 1 | LC-OLTON 2 69.000 | 525404 | LAMTON 2 69.000 | 525413 | 69
SPS | TOPOLOGY%SPS%SPS%OLTON_LCOLTN_1%1 | Lamb Co REC Olton - Olton Sub 69 kV | Line | SPS.LC_OLTON.OLTON_LCOLTN_1.SPS.OLTON.69.69 | 1 | OLTON 2 69.000 | 525397 | LC-OLTON 2 69.000 | 525404 | 69
SPS | TOPOLOGY%SPS%SPS%WANTON_SPADH_1%1 | Lamb Co REC Spade and Hart Camp Subs - West Anton Sub 69 kV | Line | LINE.NOT.IN.EMS.CANT.999.999 | 1 | WST_ANTONT2 69.000 | 525657 | LC-SP&H2 69.000 | 525664 | 69
SPS | TOPOLOGY%SPS%SPS%LCHODG_LCHDT_1%1 | Lamb County REC Hodge Sub - Lamb County REC Hodge Tap 69 kV | Line | SPS.LC_HODGT.LCHODG_LCHDT_1.SPS.LC_HODGE.69.69 | 1 | LC-HODG2 69.000 | 525979 | LC-HDT2 69.000 | 525995 | 69
SPS | TOPOLOGY%SPS%SPS%WHITHA_LCHDT_1%1 | Lamb County REC Hodge Tap - Whitharral Sub 69 kV | Line | SPS.WHITHARR.WHITHA_LCHDT_1.SPS.LC_HODGT.69.69 | 1 | WHITHARRAL 269.000 | 525717 | LC-HDT2 69.000 | 525995 | 69
SPS | TOPOLOGY%SPS%SPS%S_OLTLAMTO11_1%1 | Lamb County REC Olton Sub - Lamton Interchange 115 kV | Line | SPS.S_OLTON.S_OLTLAMTO11_1.SPS.LAMTON.115.115 | 1 | LAMTON 3115.00 | 525414 | LC-S_OLTON 3115.00 | 525440 | 115
SPS | TOPOLOGY%SPS%SPS%130%1 | Lamb County REC Olton Sub - Plant X Sub 115 kV | Line | SPS.PLXSUB.130.SPS.S_OLTON.115.115 | 1 | LC-S_OLTON 3115.00 | 525440 | PLANT_X 3115.00 | 525480 | 115
SPS | TOPOLOGY%SPS%SPS%SUNDOWN_OPDYKE%1 | Lamb County REC Opdyke Sub - Sundown 115 kV | Line | SPS.OPDYKE.SUNDOWN_OPDYKE.SPS.SUNDOWN2.115.115 | 1 | LC-OPDYKE 3115.00 | 526036 | SUNDOWN 3115.00 | 526434 | 115
SPS | TOPOLOGY%SPS%SPS%WHITEF_LCPET_1%1 | Lamb County REC Pettit Sub - Whiteface Sub 69 kV | Line | SPS.LC_PETTI.WHITEF_LCPET_1.SPS.WHITEFAC.69.69 | 1 | WHITEFACE 2 69.000 | 525972 | LC-PETT2 69.000 | 526030 | 69
SPS | TOPOLOGY%SPS%SPS%SUDNRU_SANDH_1%1 | Lamb County REC Sandhill - Sudan Rural Sub 69 kV | Line | SPS.SANDHILL.SUDNRU_SANDH_1.SPS.SUDAN_RU.69.69 | 1 | SUDANRURAL 269.000 | 525592 | LC-SANDHILL269.000 | 525599 | 69
SPS | TOPOLOGY%SPS%SPS%MORTON_LCWHT_1%1 | Lamb County REC Whiteface Sub - Morton Sub 69 kV | Line | SPS.LC_WHITE.MORTON_LCWHT_1.SPS.MORTON_W.69.69 | 1 | MORTON 2 69.000 | 525958 | LC-WHTF2 69.000 | 525965 | 69
SPS | TOPOLOGY%SPS%SPS%LCWHT_WHITEF_1%1 | Lamb County REC Whiteface Sub - Whiteface Sub 69 kV | Line | SPS.WHITEFAC.LCWHT_WHITEF_1.SPS.LC_WHITE.69.69 | 1 | LC-WHTF2 69.000 | 525965 | WHITEFACE 2 69.000 | 525972 | 69
SPS | TOPOLOGY%SPS%SPS%LCWHIT_LCLEV_1%1 | LambCountyREC Levell - LambCountyREC Whitharral 69 kV | Line | SPS.LC_LEVEL.LCWHIT_LCLEV_1.SPS.LC_WHITH.69.69 | 1 | LC-WHIT2 69.000 | 526002 | LC-LEVL2 69.000 | 526009 | 69
SPS | TOPOLOGY%SPS%SPS%LAMTON_HARTIND%A | Lamton Interchange - Hart Industrial 115 kV | Line | SPS.LAMTON.LAMTON_HARTIND.SPS.HART_IND.115.115 | 1 | LAMTON 3115.00 | 525414 | HART_INDUST3115.00 | 525124 | 115
SPS | TOPOLOGY%SPS%SPS%LAMTON_CORNR_1%1 | Lamton Interchange - SwisherCoREC Emergency Tie Point 69 kV | Line | SPS.LAMTON.LAMTON_CORNR_1.SPS.CORNER.69.69 | 1 | LAMTON 269.000 | 525413 | CORNER 269.000 | 525425 | 69
SPS | TOPOLOGY%SPS%SPS%LAPLATA_NEHERF%1 | Laplata - NE Hereford 115 kV | Line | SPS.LAPLATA.LAPLATA_NEHERF.SPS.NE_HERFD.115.115 | 1 | LAPALATA 115.00 | 524556 | NE_HEREFORD3115.00 | 524567 | 115
SPS | TOPOLOGY%SPS%SPS%W05_A%A | Lasley - Sherman Co 115 kV | Line | SPS.LASLEY.W05_A.SPS.SHERMAN.115.115 | 1 | SHERMAN 3115.00 | 523168 | LASLEY 3115.00 | 523175 | 115
SPS | TOPOLOGY%SPS%SPS%179%1 | Lawrence Park Sub - Soncy Sub 69 kV | Line | SPS.SONCY.179.SPS.LAWRENC2.69.69 | 1 | SONCY 269.000 | 524200 | LAWRENPRK2 269.000 | 524216 | 69
SPS | TOPOLOGY%SPS%SPS%LE_KCM_M-AMRA2%A | Lea Co E.C. ERF emergency Tie - Lea Co REC KCM Sub 69 kV | Line | SPS.LE_KCM2.LE_KCM_M-AMRA2.SPS.M-AMR_A2.69.69 | 1 | LE-KCM 2 69.000 | 527291 | M AMR&A2 69.000 | 527299 | 69
SPS | TOPOLOGY%SPS%SPS%LOVINWAITS11_1%1 | Lea Co REC Lovington Sub - Lea Co REC Waits Sub 115 kV | Line | SPS.WAITS.LOVINWAITS11_1.SPS.LOVINGTO.115.115 | 1 | LE-WAIT3 115.00 | 528325 | LE-LOVINTN3 115.00 | 528334 | 115
SPS | TOPOLOGY%SPS%SPS%NATIONAL_QUAHA%A | Lea National - Quahada 115kV | Line | SPS.QUAHADA.NATIONAL_QUAHA.SPS.NATIONAL.115.115 | 1 | QUAHADA 3115.00 | 528394 | LEA_NATIONL3115.00 | 528399 | 115
SPS | TOPOLOGY%SPS%SPS%LEA_OILCNTR%A | Lea Road Sub - Oil Center Sub 115 kV | Line | SPS.OIL_CNTR.LEA_OILCNTR.SPS.LEA_ROAD.115.115 | 1 | LEA_ROAD 3115.00 | 528505 | OIL_CENTER 3115.00 | 528552 | 115
SPS | TOPOLOGY%SPS%SPS%WARDLEA_R11_1%1 | Lea Road Sub - Ward Sub 115 kV | Line | SPS.WARD.WARDLEA_R11_1.SPS.LEA_ROAD.115.115 | 1 | LEA_ROAD 3115.00 | 528505 | WARD 3115.00 | 528519 | 115
SPS | TOPOLOGY%SPS%SPS%LEGACY_BOARD%A | Legacy - Boardman Sub 69 kV | Line | SPS.LEGACY.LEGACY_BOARD.SPS.BOARDMN2.69.69 |  | LEGACY 269.000 | 527345 | BOARDMAN 269.000 | 527355 | 69
SPS | TOPOLOGY%SPS%SPS%LEGACY_TENNECO%A | Legacy Sub - Tenneco Sub 69 kV | Line | SPS.LEGACY.LEGACY_TENNECO.SPS.TENNECO2.69.69 |  | LEGACY 269.000 | 527345 | TENNECO 269.000 | 527371 | 69
SPS | TOPOLOGY%SPS%SPS%LOSTDRAW_LEHMA%A | Lehman - Lost Draw 115 kV | Line | SPS.LOSTDRAW.LOSTDRAW_LEHMA.SPS.LEHMAN.115.115 | 1 | LEHMAN 3115.00 | 526352 | LOST DRAW 115.00 | 526012 | 115
SPS | TOPOLOGY%SPS%SPS%198%A | Lehman - Lyntegar REC Plains Sub 115 kV | Line | SPS.LEHMAN.198.SPS.LG_PLAIN.115.115 | 1 | LEHMAN 3115.00 | 526352 | LG-PLAINS 3115.00 | 526944 | 115
SPS | TOPOLOGY%SPS%SPS%LUBBOC_LEWTER2%A | Lewter - Lubbock East 69 kV | Line | SPS.LUBBOCKE.LUBBOC_LEWTER2.SPS.LEWTER2.69.69 | 1 | LUBBCK_EST 269.000 | 526297 | LEWTER2 69.000 | 526548 | 69
SPS | TOPOLOGY%SPS%SPS%LOCKNY_LHCDH_1%1 | Lighthouse REC Cedar Hill Sub - Lockney Rural Sub 69 kV | Line | SPS.LOCKNEY.LOCKNY_LHCDH_1.SPS.LH_CDRHL.69.69 | 1 | LOCKNEY 269.000 | 525358 | LH-CEDARHLL269.000 | 525365 | 69
SPS | TOPOLOGY%SPS%SPS%LHSLVR_LHSPL_1%1 | Lighthouse REC Silverton - Lighthouse REC S Plains 69 kV | Line | SPS.LH_SILVR.LHSLVR_LHSPL_1.SPS.LH_SPLNS.69.69 | 1 | LH-SLVR2 69.000 | 525240 | LH-SPL2 69.000 | 525379 | 69
SPS | TOPOLOGY%SPS%SPS%LHCDH_LHLSTR_1%1 | LighthouseREC Cedar Hill - LighthouseREC Lone Start 69 kV | Line | SPS.LH_LSTAR.LHCDH_LHLSTR_1.SPS.LH_CDRHL.69.69 | 1 | LH-CDRH2 69.000 | 525365 | LH-LST2 69.000 | 525372 | 69
SPS | TOPOLOGY%SPS%SPS%TUCO_WILSON_1%1 | LighthouseREC Ellen & Wilson - Tuco Interchange 69 kV | Line | SPS.WILSON_T.TUCO_WILSON_1.SPS.TUCO.69.69 | 1 | TUCO_INT 269.000 | 525826 | LH-WIL&ELLN269.000 | 525853 | 69
SPS | TOPOLOGY%SPS%SPS%WILSON_BECTN_1%1 | LighthouseREC Ellen&Wilson - SouthplainsREC Becton 69 kV | Line | SPS.WILSON_T.WILSON_BECTN_1.SPS.BECTON.69.69 | 1 | LH-WI&E2 69.000 | 525853 | SP-BECT2 69.000 | 525860 | 69
SPS | TOPOLOGY%SPS%SPS%PLNVWT_LH_HC_1%1 | LighthouseREC Hale Center Sub - Plainview Tap 69 kV | Line | SPS.PLAINVWT.PLNVWT_LH_HC_1.SPS.LH_HALEC.69.69 | 1 | PLAINVW_TP 269.000 | 525291 | LH-HALC2 69.000 | 525745 | 69
SPS | TOPOLOGY%SPS%SPS%LHHARM_LHPTR_1%1 | LighthouseREC Harmony - LighthouseREC Petersburg 69 kV | Line | SPS.LH_HARM.LHHARM_LHPTR_1.SPS.LH_PETER.69.69 | 1 | LH-HARM2 69.000 | 525811 | LH-PTRS2 69.000 | 525874 | 69
SPS | TOPOLOGY%SPS%SPS%LHLSTR_LHSPL_1%1 | LighthouseREC Lone Start - LighthouseREC South Plains 69 kV | Line | SPS.LH_SPLNS.LHLSTR_LHSPL_1.SPS.LH_LSTAR.69.69 | 1 | LH-LST2 69.000 | 525372 | LH-SPL2 69.000 | 525379 | 69
SPS | TOPOLOGY%SPS%SPS%LHPLM_NPLNV_1%1 | LighthouseREC Plainview&Finney - North Plainview 69 kV | Line | SPS.LH_PLM.LHPLM_NPLNV_1.SPS.N_PLAINV.69.69 | 1 | LH-PLW&FNY 269.000 | 525249 | NTH_PLNVW 2 69.000 | 525256 | 69
SPS | TOPOLOGY%SPS%SPS%FLOYDA_LHFLY_1%1 | LighthouseREC Tap at S Floyd Sub - South Floydada Sub 69 kV | Line | SPS.FLOYDAD2.FLOYDA_LHFLY_1.SPS.LH_FLOYD.69.69 | 1 | S_FLOYDADA 269.000 | 525797 | LH-FLOYDADA269.000 | 525804 | 69
SPS | TOPOLOGY%SPS%SPS%LITTLF_WANTO_1%1 | Littlefield & Littlefield South Subs - West Anton Sub 69 kV | Line | SPS.LITTLEFD.LITTLF_WANTO_1.SPS.WANTON_T.69.69 | 1 | LFLS&C2 69.000 | 525620 | WST_ANTONT2 69.000 | 525657 | 69
SPS | TOPOLOGY%SPS%SPS%LIVSTRD_SAGEBR%A | Livingston Ridge - Sage Brush 115 kV | Line | SPS.LIVST_RD.LIVSTRD_SAGEBR.SPS.SAGEBRSH.115.115 | 1 | SAGE_BRUSH 3115.00 | 527955 | LIVSTNRIDGE3115.00 | 527953 | 115
SPS | TOPOLOGY%SPS%SPS%LIVSTRD_WIPP%A | Livingston Ridge - Wipp Sub 115 kV | Line | SPS.LIVST_RD.LIVSTRD_WIPP.SPS.WIPP_SUB.115.115 | 1 | WIPP 3115.00 | 528009 | LIVSTNRIDGE3115.00 | 527953 | 115
SPS | TOPOLOGY%SPS%SPS%LIVSTR_NMPOT_1%1 | Livingston Ridge Sub - New Mexico Potash Sub 69 kV | Line | SPS.LIVST_RD.LIVSTR_NMPOT_1.SPS.NM_POTAS.69.69 | 1 | LIVSTNRIDGE269.000 | 527952 | NMPOTASH 269.000 | 527989 | 69
SPS | TOPOLOGY%SPS%SPS%LLANO_MIDSTREA%A | Llano Estacado Wind - Midstream Energy Tap 115 kV | Line |  | 1 | LLANO_WND 3115.00 | 523815 | MIDSTRM_TP 3115.00 | 523817 | 115
SPS | TOPOLOGY%SPS%SPS%W58%A | Lopez - Farmers Electric REC Tucumcari 115 kV | Line | SPS.LOPEZ.W58.SPS.FEC_TAP.115.115 |  | LOPEZ 3115.00 | 524472 | FE-TUCMCARI3115.00 | 524509 | 115
SPS | TOPOLOGY%SPS%SPS%W60%1 | Lopez - Quay County 115 kV | Line |  | 1 | QUAY_CNTY 113.800 | 524471 | LOPEZ 3115.00 | 524472 | 115
SPS | TOPOLOGY%SPS%SPS%LOVING_NRTHINT%A | Lovington - North Interchange 115 kV | Line | SPS.LOVINGTO.LOVING_NRTHINT.SPS.NRTH_INT.115.115 | 1 | LE-LOVINTON3115.00 | 528334 | NRTH_INT 115.00 | 528326 | 115
SPS | TOPOLOGY%SPS%SPS%LP-ERS_LP-BR_1%A | LPL Brandon - LPL Erskine 69 kV | Line | SPS.LP-ERSK2.LP-ERS_LP-BR_1.SPS.LP-BRND2.69.69 | 1 | LP-ERSK2 69.000 | 522810 | LP-BRANDON 269.000 | 522875 | 69
SPS | TOPOLOGY%SPS%SPS%LP-VCK_LP-BR_1%A | LPL Brandon - LPL Vicksburg 69 kV | Line | SPS.LP-VCKS2.LP-VCK_LP-BR_1.SPS.LP-BRND2.69.69 | 1 | LP-VCKS2 69.000 | 522832 | LP-BRANDON 269.000 | 522875 | 69
SPS | TOPOLOGY%SPS%SPS%LP-CHA_LP-OL_1%A | LPL Chalker - LPL Oliver 69 kV | Line | SPS.LP-OLIV2.LP-CHA_LP-OL_1.SPS.LP-CHAL2.69.69 | 1 | LP-CHAL2 69.000 | 522849 | LP-OLIV2 69.000 | 522884 | 69
SPS | TOPOLOGY%SPS%SPS%LP-CHA_LP-SO_1%A | LPL Chalker - LPL Slaton 69 kV | Line | LINE.NOT.IN.EMS.CANT.999.999 | 1 | LP-CHAL2 69.000 | 522849 | LP-SLAT2 69.000 | 522853 | 69
SPS | TOPOLOGY%SPS%SPS%LP-THO_LP-CH_1%1 | LPL Chalker - LPL Thompson 69 kV | Line | SPS.LP-THOM.LP-THO_LP-CH_1.SPS.LP-CHAL2.69.69 | 1 | LP-THOM 69.000 | 522836 | LP-CHAL2 69.000 | 522849 | 69
SPS | TOPOLOGY%SPS%SPS%LP-MCC_LP-CO_1%A | LPL Coop - LPL McCullough 69 kV | Line | SPS.LP-COOP2.LP-MCC_LP-CO_1.SPS.LP-MCCU2.69.69 | 1 | LP-MCCU2 69.000 | 522840 | LP-COOP2 69.000 | 522844 | 69
SPS | TOPOLOGY%SPS%SPS%LP-MAC_LP-CO_1%A | LPL Coop - LPL McKenzie 69 kV | Line | SPS.LP-MACK2.LP-MAC_LP-CO_1.SPS.LP-COOP2.69.69 | 1 | LP-MACKENZE269.000 | 522814 | LP-COOP2 69.000 | 522844 | 69
SPS | TOPOLOGY%SPS%SPS%LP-COO_LP-SL_1%A | LPL Coop - LPL Slaton 69 kV | Line | SPS.LP-SLAT2.LP-COO_LP-SL_1.SPS.LP-COOP2.69.69 | 1 | LP-COOP 269.000 | 522844 | LP-SLATON 269.000 | 522853 | 69
SPS | TOPOLOGY%SPS%SPS%LP-COO_LP-WA_1%A | LPL Coop - LPL Wadsworth 69 kV | Line | SPS.LP-WADS6.LP-COO_LP-WA_1.SPS.LP-COOP2.69.69 | 1 | LP-COOP2 69.000 | 522844 | LP-WADS2 69.000 | 522879 | 69
SPS | TOPOLOGY%SPS%SPS%LP-ERS_LP-MA_1%A | LPL Erskine - LPL McKenzie 69 kV | Line | SPS.LP-MACK2.LP-ERS_LP-MA_1.SPS.LP-ERSK2.69.69 | 1 | LP-ERSK2 69.000 | 522810 | LP-MACKENZE269.000 | 522814 | 69
SPS | TOPOLOGY%SPS%SPS%CELANE_LP-HO_1%A | LPL Holly (Ty Cooke) - LPL Northeast 69 kV | Line | SPS.LP-HOLL2.CELANE_LP-HO_1.SPS.LP-NES2.69.69 | 1 | LP-NES2 69.000 | 522819 | LP-HOLLY 269.000 | 522866 | 69
SPS | TOPOLOGY%SPS%SPS%LP-HOL_LP-SO_1%A | LPL Holly (Ty Cooke) - LPL Southeast 69 kV #1 | Line | SPS.LP-HOLL2.LP-HOL_LP-SO_1.SPS.LP-SOUT2.69.69 | 1 | LP-SINT2 69.000 | 522857 | LP-HOLLY 269.000 | 522866 | 69
SPS | TOPOLOGY%SPS%SPS%LP-HOL_LP-SO_1%A | LPL Holly (Ty Cooke) - LPL Southeast 69 kV #2 | Line | LINE.NOT.IN.EMS.CANT.999.999 | 2 | LP-SINT2 69.000 | 522857 | LP-HOLLY 269.000 | 522866 | 69
SPS | TOPOLOGY%SPS%SPS%LP-HOL_LP-WA_1%A | LPL Holly (Ty Cooke) - LPL Wadsworth 69 kV | Line | SPS.LP-HOLL2.LP-HOL_LP-WA_1.SPS.LP-WADS6.69.69 | 1 | LP-HOLLY 269.000 | 522866 | LP-WADS2 69.000 | 522879 | 69
SPS | TOPOLOGY%SPS%SPS%LP-VCK_LP-MC_1%A | LPL McCullough - LPL Vicksburg 69 kV | Line | SPS.LP-VCKS2.LP-VCK_LP-MC_1.SPS.LP-MCCU2.69.69 | 1 | LP-VCKS2 69.000 | 522832 | LP-MCCU2 69.000 | 522840 | 69
SPS | TOPOLOGY%SPS%SPS%LP-MAC_CELAN_1%A | LPL McKenzie - LPL Northeast 69 kV | Line | SPS.LP-MACK2.LP-MAC_CELAN_1.SPS.LP-NES2.69.69 | 1 | LP-MACKENZE269.000 | 522814 | LP-NES2 69.000 | 522819 | 69
SPS | TOPOLOGY%SPS%SPS%LP-MLWK6_1%A | LPL Milwaukee - LPL Vicksburg 69 kV | Line | SPS.LP-MLWK6.LP-MLWK6_1.SPS.LP-VCKS2.69.69 | 1 | LP-MLWK2 69.000 | 522828 | LP-VCKS2 69.000 | 522832 | 69
SPS | TOPOLOGY%SPS%SPS%LP-SOU_LP-OL_1%A | LPL Oliver - LPL Southeast 69 kV | Line | SPS.LP-OLIV2.LP-SOU_LP-OL_1.SPS.LP-SOUT2.69.69 | 1 | LP-SINT2 69.000 | 522857 | LP-OLIV2 69.000 | 522884 | 69
SPS | TOPOLOGY%SPS%SPS%LP-SLA_LP-HO_1%A | LPL Slaton - LPL Holly (Ty Cooke) 69 kV | Line | SPS.LP-HOLL2.LP-SLA_LP-HO_1.SPS.LP-SLAT2.69.69 |  | LP-SLATON 269.000 | 522853 | LP-COOK 269.000 | 522866 | 69
SPS | TOPOLOGY%SPS%SPS%LP-SLA_LP-SO_1%A | LPL Slaton - LPL Southeast 69 kV | Line | SPS.LP-SLAT2.LP-SLA_LP-SO_1.SPS.LP-SOUT2.69.69 | 1 | LP-SLAT2 69.000 | 522853 | LP-SINT2 69.000 | 522857 | 69
SPS | TOPOLOGY%SPS%SPS%LP-SOU_LUBBO_1%1 | LPL Southeast - Lub South Intg 230 kV | Line | SPS.LUBBOCKS.LP-SOU_LUBBO_1.SPS.LP-SOUT2.230.230 | 1 | LP-SOUTHEST6230.00 | 522861 | LUBBCK_STH 6230.00 | 526269 | 230
SPS | TOPOLOGY%SPS%SPS%LP-VCK_LP-TH_1%1 | LPL Thompson - LPL Vicksburg 69 kV | Line | SPS.LP-THOM.LP-VCK_LP-TH_1.SPS.LP-VCKS2.69.69 | 1 | LP-VCKS2 69.000 | 522832 | LP-THOM 69.000 | 522836 | 69
SPS | TOPOLOGY%SPS%SPS%LP-WAD_LUBBO_1%A | LPL Wadsworth - Lubbock East 230 kV | Line | SPS.LUBBOCKE.LP-WAD_LUBBO_1.SPS.LP-WADS6.230.230 | 1 | LP-WADSWRTH6230.00 | 522888 | LUBBCK_EST 6230.00 | 526299 | 230
SPS | TOPOLOGY%SPS%SPS%160%1 | Lub South Intg - Wolfforth 230 kV | Line | SPS.WOLFFORT.160.SPS.LUBBOCKS.230.230 | 1 | LUBBCK_STH 6230.00 | 526269 | WOLFFORTH 6230.00 | 526525 | 230
SPS | TOPOLOGY%SPS%SPS%146%1 | Lubbock East - Lubbock South 115 kV | Line | SPS.LUBBOCKS.146.SPS.LUBBOCKE.115.115 | 1 | LUBBCK_STH 3115.00 | 526268 | LUBBCK_EST 3115.00 | 526298 | 115
SPS | TOPOLOGY%SPS%SPS%PLANTR_LUBBOCK%A | Lubbock East - Planters Sub 69 kV | Line | SPS.LUBBOCKE.PLANTR_LUBBOCK.SPS.PLANTRS2.69.69 | 1 | PLANTERS 269.000 | 526284 | LUBBCK_EST 269.000 | 526297 | 69
SPS | TOPOLOGY%SPS%SPS%138%1 | Lubbock East - Tuco Interchange 115 kV | Line | SPS.LUBBOCKE.138.SPS.TUCO.115.115 | 1 | TUCO_INT 3115.00 | 525828 | LUBBCK_EST 3115.00 | 526298 | 115
SPS | TOPOLOGY%SPS%SPS%175%1 | Lubbock South - South Plains REC Woodrow Interchange 115 kV | Line | SPS.WOODROW_.175.SPS.LUBBOCKS.115.115 | 1 | LUBBCK_STH 3115.00 | 526268 | SP-WOODROW 3115.00 | 526602 | 115
SPS | TOPOLOGY%SPS%SPS%LYNNLYN_R69_1%1 | Lynn Co - Lyntegar REC Draw Sub 69 kV | Line | SPS.LYN_REC2.LYNNLYN_R69_1.SPS.LYNN.69.69 | 1 | LYNN_CNTY 269.000 | 526655 | LG-DRAW 269.000 | 526726 | 69
SPS | TOPOLOGY%SPS%SPS%197%1 | Lynn Co - South Plains REC Woodrow Interchange 115 kV | Line | SPS.WOODROW_.197.SPS.LYNN.115.115 | 1 | SP-WOODROW 3115.00 | 526602 | LYNN_CNTY 3115.00 | 526656 | 115
SPS | TOPOLOGY%SPS%SPS%NEW_HOME%A | Lynn Co Interchange - Lyntegar REC New Home Sub 69 kV | Line | SPS.LG-NH_W2.NEW_HOME.SPS.LYNN.69.69 | 1 | LG-NH&WILSN269.000 | 526645 | LYNN_CNTY 269.000 | 526655 | 69
SPS | TOPOLOGY%SPS%SPS%UNIOTX_LG_FOST%A | Lyntegar Electric REC Foster Sub - Union TX 69 kV | Line | SPS.LG_FOST2.UNIOTX_LG_FOST.SPS.UNIOTX2.69.69 | 1 | UNIOTX2 69.000 | 526999 | LG-FOST2 69.000 | 527271 | 69
SPS | TOPOLOGY%SPS%SPS%165%1 | Lyntegar Electric REC Pleasant Hill Sub - Yoakum 115 kV | Line | SPS.PLEASAN3.165.SPS.YOAKUM.115.115 | 1 | YOAKUM 3115.00 | 526934 | LG-PLSHILL 3115.00 | 527194 | 115
SPS | TOPOLOGY%SPS%SPS%TOKIOT_LG-SEAG%A | Lyntegar Electric REC Seagraves Sub - Tokio Tap 69 kV | Line | SPS.LG-SEAG2.TOKIOT_LG-SEAG.SPS.TOKIOT2.69.69 | 1 | TOKIOT2 69.000 | 526971 | LG-SEAG2 69.000 | 527189 | 69
SPS | TOPOLOGY%SPS%SPS%TERRYBRWNF69_1%1 | Lyntegar REC Brownfield - Terry Co 69 kV | Line | SPS.BRWNFLD3.TERRYBRWNF69_1.SPS.TERRY_CO.69.69 | 1 | TERRY_CNTY 269.000 | 526735 | LG-BROWNFLD269.000 | 526747 | 69
SPS | TOPOLOGY%SPS%SPS%LYN_CYANCY69_1%1 | Lyntegar REC Central Sub - Lyntegar REC Draw Sub 69 kV | Line | LINE.NOT.IN.EMS.CANT.999.999 | 1 | LG-CENTRAL 269.000 | 526666 | LG-DRAW2 69.000 | 526726 | 69
SPS | TOPOLOGY%SPS%SPS%LYN_CYANCY69_1%1 | Lyntegar REC Central Sub - Yancy Tap 69 kV | Line | SPS.LYN_CENT.LYN_CYANCY69_1.SPS.YANCY.69.69 | 1 | YANCY_TP 2 69.000 | 526615 | LG-CENTRAL 269.000 | 526666 | 69
SPS | TOPOLOGY%SPS%SPS%157%B | Lyntegar REC Clauene Sub - Lyntegar REC Levell& Sub 115 kV | Line | SPS.LR_LEVEL.157.SPS.LYN_REC1.115.115 | 1 | LG-LEVI3 115.00 | 526484 | LG-CLAU3 115.00 | 526491 | 115
SPS | TOPOLOGY%SPS%SPS%TERRYLYN_R11_1%1 | Lyntegar REC Clauene Sub - Terry Co 115 kV | Line | SPS.TERRY_CO.TERRYLYN_R11_1.SPS.LYN_REC1.115.115 | 1 | LG-CLAUENE 3115.00 | 526491 | TERRY_CNTY 3115.00 | 526736 | 115
SPS | TOPOLOGY%SPS%SPS%LG-DIXON_OZMAH%A | Lyntegar REC Dixon Sub - Ozark Mahoning Tap 69 kV | Line | SPS.OZMAH2.LG-DIXON_OZMAH.SPS.LG-DIXN2.69.69 | 1 | LG-DIXN2 69.000 | 526711 | OZMAH2 69.000 | 526770 | 69
SPS | TOPOLOGY%SPS%SPS%LMEADO_DOCWB_1%1 | Lyntegar REC Doc Webber - Lyntegar REC Meadow Sub 69 kV | Line | SPS.DOC_WEBB.LMEADO_DOCWB_1.SPS.L_MEADOW.69.69 | 1 | LG-MEADOW 2 69.000 | 526499 | LG-DOCWEBR 269.000 | 526506 | 69
SPS | TOPOLOGY%SPS%SPS%DOCWEB_TERRY_1%1 | Lyntegar REC Doc Webber - Terry Co 69 kV | Line | SPS.TERRY_CO.DOCWEB_TERRY_1.SPS.DOC_WEBB.69.69 | 1 | LG-DOCWEBR 269.000 | 526506 | TERRY_CNTY 269.000 | 526735 | 69
SPS | TOPOLOGY%SPS%SPS%SOUTHL_LG-HCKB%A | Lyntegar REC Hackberry Sub - Southland Sub 69 kV | Line | SPS.LG-HCKB2.SOUTHL_LG-HCKB.SPS.SOUTHLN2.69.69 | 1 | SOUTHLAND 2 69.000 | 526576 | LG-HCKB2 69.000 | 526583 | 69
SPS | TOPOLOGY%SPS%SPS%JESS-SMITH2%A | Lyntegar REC Jess Smith Sub - Wellman Sub 69 kV | Line | SPS.LG-JSM2.JESS-SMITH2.SPS.WELLMAN2.69.69 | 1 | LG-JSM2 69.000 | 526979 | WELLMAN2 69.000 | 526985 | 69
SPS | TOPOLOGY%SPS%SPS%LAKEVW_OZMAH%A | Lyntegar REC Lakeview Sub - Ozark Mahoning Tap 69 kV | Line | SPS.LG-LKVW2.LAKEVW_OZMAH.SPS.OZMAH2.69.69 | 1 | LG-LAKEVIEW269.000 | 526631 | OZMAH2 69.000 | 526770 | 69
SPS | TOPOLOGY%SPS%SPS%SLAUGT_LMEAD_1%1 | Lyntegar REC Meadow Sub - Slaughter Tap 69 kV | Line | SPS.L_MEADOW.SLAUGT_LMEAD_1.SPS.SLAUGH_T.69.69 | 1 | SLAUGTER_TP269.000 | 526416 | LG-MEADOW 2 69.000 | 526499 | 69
SPS | TOPOLOGY%SPS%SPS%OZMAH2_SAWYFLT%A | Lyntegar REC Sawyer Flats - Ozark Mahoning Sub 69 kV | Line | SPS.SAWYFL2.OZMAH2_SAWYFLT.SPS.OZMAH22.69.69 | 1 | OZMAH22 69.000 | 527229 | LG-SAWY2 69.000 | 527305 | 69
SPS | TOPOLOGY%SPS%SPS%TOKIO_LG-TOKIO%A | Lyntegar REC Tokio sub - Tokio Tap 69 kV | Line | SPS.TOKIO2.TOKIO_LG-TOKIO.SPS.LG-TOKI2.69.69 | 1 | TOKIO2 69.000 | 526953 | LG-TOKI2 69.000 | 526959 | 69
SPS | TOPOLOGY%SPS%SPS%LG-WEL_SEAGRAV%A | Lyntegar REC Wellman Sub - Seagraves Interchange 69 kV | Line | SPS.SEAGRAVE.LG-WEL_SEAGRAV.SPS.LG-WELM2.69.69 | 1 | LG-WELLMAN 269.000 | 526993 | SEAGRAVES 269.000 | 527201 | 69
SPS | TOPOLOGY%SPS%SPS%WELLMAN%A | Lyntegar REC Wellman Sub - Wellman 69 kV | Line | SPS.LG-WELM2.WELLMAN.SPS.WELLMAN2.69.69 | 1 | WELLMAN2 69.000 | 526985 | LG-WELM2 69.000 | 526993 | 69
SPS | TOPOLOGY%SPS%SPS%SULPHU_LG_FOST%A | LyntegarREC Foster Sub - Sulphur Springs Interchange 69 kV | Line | SPS.LG_FOST2.SULPHU_LG_FOST.SPS.SULPHUR_.69.69 | 1 | SULPHUR 2 69.000 | 527261 | LG-FOST2 69.000 | 527271 | 69
SPS | TOPOLOGY%SPS%SPS%LAKE_VIEW%A | LyntegarREC Lakeview Sub - LyntegarREC New Moore Sub 69 kV | Line | SPS.LG-LKVW2.LAKE_VIEW.SPS.LG-NWM2.69.69 | 1 | LG-LAKEVIEW269.000 | 526631 | LG-NEWMOORE269.000 | 526638 | 69
SPS | TOPOLOGY%SPS%SPS%LG-MC&_SAWYFLT%A | LyntegarREC Mcconal&Seminole - LyntegarREC SawyerFlats 69kV | Line | SPS.LG-MC_S2.LG-MC&_SAWYFLT.SPS.SAWYFL2.69.69 | 1 | LG-MC&SEMNL269.000 | 527223 | LG-SAWY2 69.000 | 527305 | 69
SPS | TOPOLOGY%SPS%SPS%SEAGRA_LG-MC_1%A | LyntegarREC Mcconal&Seminole - Seagraves Interchange 69 kV | Line | SPS.SEAGRAVE.SEAGRA_LG-MC_1.SPS.LG-MC_S2.69.69 | 1 | SEAGRAVES 269.000 | 527201 | LG-MC&SEMNL269.000 | 527223 | 69
SPS | TOPOLOGY%SPS%SPS%NEW_MOORE%A | LyntegarREC New Home Sub - LyntegarREC New Moore Sub 69 kV | Line | SPS.LG-NH_W2.NEW_MOORE.SPS.LG-NWM2.69.69 | 1 | LG-NEWMOORE269.000 | 526638 | LG-NH&WILSN269.000 | 526645 | 69
SPS | TOPOLOGY%SPS%SPS%SEAGRPLEAS11_1%1 | LyntegarREC Pleasant Hill - Seagraves Interchange 115 kV | Line | SPS.PLEASAN3.SEAGRPLEAS11_1.SPS.SEAGRAVE.115.115 | 1 | LG-PLSHILL 3115.00 | 527194 | SEAGRAVES 3115.00 | 527202 | 115
SPS | TOPOLOGY%CO%CO%LINE%LN | Lyon Tap - Lyons Sub 69 kV | Line | LINE.NOT.IN.EMS.CANT.999.999 | 1 | LYONS_TP 2 69.000 | 523662 | LYONS 2 69.000 | 523683 | 69
SPS | TOPOLOGY%SPS%SPS%386%1 | Maddox Plant - Monument Sub 115 kV | Line | SPS.MONUMENT.386.SPS.MADDOXSU.115.115 | 1 | MADDOX 3115.00 | 528355 | MONUMENT 3115.00 | 528491 | 115
SPS | TOPOLOGY%SPS%SPS%MADDOX_PEARL_1%1 | Maddox Plant - Pearl Sub 115 kV | Line | SPS.PEARL_SU.MADDOX_PEARL_1.SPS.MADDOXSU.115.115 | 1 | MADDOX 3115.00 | 528355 | PEARLE 3115.00 | 528392 | 115
SPS | TOPOLOGY%SPS%SPS%MADDOSANGE11_1%1 | Maddox Plant - Sanger Switching Station 115 kV | Line | SPS.SANGER_S.MADDOSANGE11_1.SPS.MADDOXSU.115.115 | 1 | MADDOX 3115.00 | 528355 | SANGER_SW 3115.00 | 528463 | 115
SPS | TOPOLOGY%SPS%SPS%NPBRIS_MAGICCT%A | Magic City Tap - North Plains REC Briscoe Sub 69 kV | Line | SPS.NP-BRIS2.NPBRIS_MAGICCT.SPS.MAGIC_CI.69.69 | 1 | NP-BRISCOE 269.000 | 523586 | MAGIC_CITY 269.000 | 523782 | 69
SPS | TOPOLOGY%SPS%SPS%MART_MAJE%A | Majestic Wind - Martin Switching Station 115 kV | Line | SPS.MAJESTIC.MART_MAJE.SPS.MARTIN.115.115 | 1 | MAJESTC_WND3115.00 | 523926 | MARTIN 3115.00 | 523928 | 115
SPS | TOPOLOGY%SPS%SPS%MALJAMR_ZIA_1%1 | Maljamar Subs 1&2 - Zia Sub 115 kV | Line | SPS.ZIASUB.MALJAMR_ZIA_1.SPS.MALJAMAR.115.115 | 1 | MALJMAR1&2 3115.00 | 528406 | ZIA3 115.00 | 528420 | 115
SPS | TOPOLOGY%SPS%SPS%MIDDLE_MALLE_1%1 | Mallet Sub - Middleton Sub 69 kV | Line | SPS.MIDDLETN.MIDDLE_MALLE_1.SPS.MALLET.69.69 | 1 | MIDDLETON 2 69.000 | 526379 | MALLET2 69.000 | 526386 | 69
SPS | TOPOLOGY%SPS%SPS%MALLET_TEXAC_1%1 | Mallet Sub - Texaco Sub 69 kV | Line | SPS.MALLET.MALLET_TEXAC_1.SPS.TEXACO_.69.69 | 1 | MALLET2 69.000 | 526386 | TEXACO2 69.000 | 526395 | 69
SPS | TOPOLOGY%SPS%SPS%OSG_SRANDA11_2%1 | Manhattan Tap - Osage Sub 115 kV | Line | SPS.RANDALL2.OSG_SRANDA11_2.SPS.OSG_SWPS.115.115 | 1 | OSAGE 3115.00 | 524345 | MANHATN_TP 3115.00 | 524354 | 115
SPS | TOPOLOGY%SPS%SPS%PORTAI_EFDCS_1%1 | Market Street Sub - Portales E.F.D.C. Sub 69 kV | Line | SPS.PORTAL_I.PORTAI_EFDCS_1.SPS.EFDC_SUB.69.69 | 1 | PORT_EFDC 269.000 | 524969 | MARKET_ST 2 69.000 | 524976 | 69
SPS | TOPOLOGY%SPS%SPS%PORTAI_PORTA_1%1 | Market Street Sub - Portales No.2 Sub 69 kV | Line | SPS.PORTAL_2.PORTAI_PORTA_1.SPS.PORTAL_I.69.69 | 1 | PORTALES#2 269.000 | 524948 | MARKET_ST 2 69.000 | 524976 | 69
SPS | TOPOLOGY%SPS%SPS%PORTAI_SPORT_1%1 | Market Street Sub - South Portales Sub 69 kV | Line | SPS.PORTAL_I.PORTAI_SPORT_1.SPS.S_PORTAL.69.69 | 1 | S_PORTALES 269.000 | 524962 | MARKET_ST 2 69.000 | 524976 | 69
SPS | TOPOLOGY%SPS%SPS%MART_PANT%A | Martin Switching Station - Pantex North Sub 115 kV | Line | SPS.MARTIN.MART_PANT.SPS.PANTEX_N.115.115 | 1 | MARTIN 3115.00 | 523928 | PANTEX_N 3115.00 | 523938 | 115
SPS | TOPOLOGY%SPS%SPS%48%A | McClellan Sub - McLean Rural Sub 115 kV | Line | SPS.MCLEAN_S.48.SPS.MCLELLN.115.115 | 1 | MCCLELLAN 3115.00 | 523804 | MCLEAN 3 115.00 | 523811 | 115
SPS | TOPOLOGY%SPS%SPS%PHILYE_MIDAM_1%1 | Mid America #2 Sub - Phillips Pump #2 & Yellowshouse 69 kV | Line | SPS.PHIL_YEL.PHILYE_MIDAM_1.SPS.MID_AMR2.69.69 | 1 | PUMP/YH2 69.000 | 525701 | MIDAMR2 69.000 | 525708 | 69
SPS | TOPOLOGY%SPS%SPS%MIDAMR_WHITH_1%1 | Mid America #2 Sub - Whitharral Sub 69 kV | Line | SPS.WHITHARR.MIDAMR_WHITH_1.SPS.MID_AMR2.69.69 | 1 | MIDAMR2 69.000 | 525708 | WHITHARRAL 269.000 | 525717 | 69
SPS | TOPOLOGY%SPS%SPS%MIDAT2_RILEY_1%A | Mid American Tap - Riley Sub 69 kV | Line | SPS.RILEY2.MIDAT2_RILEY_1.SPS.MIDAT2.69.69 | 1 | MIDAMERI_TP269.000 | 527313 | RILEY2 69.000 | 527331 | 69
SPS | TOPOLOGY%SPS%SPS%NICH_POM%A | Midstream Energy Tap - Nichols Sub 115 kV | Line | SPS.NICHSUB.NICH_POM.SPS.POM_SW.115.115 | 1 | MIDSTRM_TP 3115.00 | 523817 | NICHOLS 3115.00 | 524043 | 115
SPS | TOPOLOGY%SPS%SPS%MILLENE_HO11_1%1 | Millen Sub - North East Hobbs Sub 115 kV | Line | SPS.NE_HOBBS.MILLENE_HO11_1.SPS.MILLEN.115.115 | 1 | MILLEN3 115.00 | 528435 | NE_HOBBS 3 115.00 | 528442 | 115
SPS | TOPOLOGY%SPS%SPS%POTASH_MISSI_1%1 | Mississippi Chemical Sub - Potash J Interchange 69 kV | Line | SPS.MISSI_W2.POTASH_MISSI_1.SPS.POTASH_J.69.69 | 1 | POTASH_JCT2 69.000 | 527961 | MISSCHEM2 2 69.000 | 528022 | 69
SPS | TOPOLOGY%SPS%SPS%MONUME_MOMUM_1%A | Monument Sub - Monument Tap 115 kV | Line | SPS.MONUMENT.MONUME_MOMUM_1.SPS.MOMUMT3.115.115 | 1 | MONUMENT 3 115.00 | 528491 | MONUMNT_TP 3115.00 | 528568 | 115
SPS | TOPOLOGY%SPS%SPS%387%1 | Monument Sub - West Hobbs Sub 115 kV | Line | SPS.W_HOBBS.387.SPS.MONUMENT.115.115 | 1 | MONUMENT 3115.00 | 528491 | W_HOBBS 3115.00 | 528498 | 115
SPS | TOPOLOGY%SPS%SPS%INT25-2%A | Moore Co. - Rita Blanca REC Dallam 115kV | Line | SPS.MOORE_CO.INT25-2.SPS.RITA_BL.115.115 | 1 | RB-S&S 3115.00 | 523315 | MOORE_W 3115.00 | 523304 | 115
SPS | TOPOLOGY%SPS%SPS%MOOREETTER11_1%1 | Moore County Interchange - Etter 115 kV | Line | SPS.MOORE_CO.MOOREETTER11_1.SPS.ETTER.115.115 | 1 | ETTER 3115.00 | 523256 | MOORE_E 3115.00 | 523308 | 115
SPS | TOPOLOGY%SPS%SPS%POTTEMOORE23_1%1 | Moore County Interchange - Potter Co Interchange 230 kV | Line | SPS.POTTER_S.POTTEMOORE23_1.SPS.MOORE_CO.230.230 | 1 | MOORE_CNTY 6230.00 | 523309 | POTTER_CO 6230.00 | 523959 | 230
SPS | TOPOLOGY%SPS%SPS%HOGUE_MOORE_1%1 | Moore County Interchange - Rita Blaca REC Hogue 115 kV | Line | SPS.HOGUE_SU.HOGUE_MOORE_1.SPS.MOORE_CO.115.115 | 1 | RB-HOGUE 3115.00 | 523216 | MOORE_E 3115.00 | 523308 | 115
SPS | TOPOLOGY%SPS%SPS%MOORESNEED11_1%1 | Moore County Interchange - Rita Blanca REC Sneed 115 kV | Line | SPS.SNEED_RB.MOORESNEED11_1.SPS.MOORE_CO.115.115 | 1 | MOORE_W 3115.00 | 523304 | RB-SNEED 3115.00 | 523366 | 115
SPS | TOPOLOGY%SPS%SPS%LNW24_B%B | Moore County Interchange - Rita Blanca REC Spurlock 115 kV | Line | SPS.MOORE_CO.LNW24_B.SPS.RB_SPRLK.115.115 | 1 | RB-SPURLOCK3115.00 | 523177 | MOORE_E 3115.00 | 523308 | 115
SPS | TOPOLOGY%SPS%SPS%INT25-2%A | Moore County Interchange - Rita Blanca Sheldon Sub 115 kV | Line | SPS.MOORE_CO.INT25-2.SPS.RITA_BL.115.115 | 1 | MOORE_W 3115.00 | 523304 | RB-S&S 3115.00 | 523315 | 115
SPS | TOPOLOGY%SPS%SPS%VALERO_MOORE_1%1 | Moore County Interchange - Valero Sub 115 kV East | Line | SPS.VALERO.VALERO_MOORE_1.SPS.MOORE_CO.115.115 | 1 | VALERO 3115.00 | 523277 | MOORE_E 3115.00 | 523308 | 115
SPS | TOPOLOGY%SPS%SPS%VALERO_MOORE_2%1 | Moore County Interchange - Valero Sub 115 kV West | Line | SPS.VALERO.VALERO_MOORE_2.SPS.MOORE_CO.115.115 | 1 | VALERO 3115.00 | 523277 | MOORE_W 3115.00 | 523304 | 115
SPS | TOPOLOGY%SPS%SPS%SEAGRAVE_MOSS2%A | Moss Sub - Seagraves Interchange 69 kV | Line | SPS.SEAGRAVE.SEAGRAVE_MOSS2.SPS.MOSS2.69.69 | 1 | SEAGRAVES 269.000 | 527201 | MOSS 269.000 | 527217 | 69
SPS | TOPOLOGY%SPS%SPS%TOKIOT_MOSS2_1%A | Moss Sub - Tokio Tap 69 kV | Line | SPS.TOKIOT2.TOKIOT_MOSS2_1.SPS.MOSS2.69.69 | 1 | TOKIOT2 69.000 | 526971 | MOSS2 69.000 | 527217 | 69
SPS | TOPOLOGY%SPS%SPS%WMULES_MULES_1%1 | Muleshoe City Sub - West Muleshoe Sub 69 kV | Line | SPS.W_MULESH.WMULES_MULES_1.SPS.MULESHOE.69.69 | 1 | W_MULESHOE 269.000 | 525001 | MULESH_CTY 269.000 | 525008 | 69
SPS | LINE%CURRENTLY%NOT%MODELED%IN%EMS | Mustang Interchange - Mustang Plant 230 kV | Line | LINE.NOT.IN.EMS.CANT.999.999 | 1 | MUSTANG 6 230.00 | 527149 | GS-MUSTANG6 230.00 | 527151 | 230
SPS | TOPOLOGY%SPS%SPS%MSTNG_SEAGR_1%A | Mustang Interchange - Seagraves Interchange 115 kV | Line | SPS.MSTNG.MSTNG_SEAGR_1.SPS.SEAGRAVE.115.115 | 1 | MUSTANG 3115.00 | 527146 | SEAGRAVES 3115.00 | 527202 | 115
SPS | TOPOLOGY%SPS%SPS%K69%A | Mustang Interchange - Seminole Interchange 230 kV | Line | SPS.MSTNG.K69.SPS.SEMIN.230.230 | 1 | MUSTANG 6230.00 | 527149 | SEMINOLE 6230.00 | 527276 | 230
SPS | TOPOLOGY%SPS%SPS%MSTNG_YOAKUM%A | Mustang Interchange - Yoakum 230 kV | Line | SPS.YOAKUM.MSTNG_YOAKUM.SPS.MSTNG.230.230 | 1 | YOAKUM 6230.00 | 526935 | MUSTANG 6230.00 | 527149 | 230
SPS | TOPOLOGY%SPS%SPS%DRINKARD_NEF_S%1 | National Enrichment Plant (NEF) Sub - Drinkard Tap 115 kV | Line |  |  | NA_ENRICH 3115.00 | 528603 | DRINKARD 3115.00 | 528589 | 115
SPS | TOPOLOGY%SPS%SPS%NEF_S_NEFTP%B | National Enrichment Plant (NEF) Sub - Targa Tap 115 kV | Line | SPS.NEF_S.NEF_S_NEFTP.SPS.TARGATP.115.115 | 1 | NA_ENRICHTP3115.00 | 528596 | TARGA 3115.00 | 528605 | 115
SPS | TOPOLOGY%SPS%SPS%NEF_ANDREWS%A | National Enrichment Plant Sub - Andrews 115 kV | Line | SPS.NEF_S.NEF_ANDREWS.SPS.ANDREWS6.115.115 | [5 empty] | 115
SPS | TOPOLOGY%SPS%SPS%TEAGUE_NEFTP%1 | National Enrichment Plant Tap - Teague Sub 115 kV | Line | SPS.NEFTP.TEAGUE_NEFTP.SPS.TEAGUE.115.115 | 1 | TEAGUE 3115.00 | 528526 | CARDINAL 3115.00 | 528596 | 115
SPS | TOPOLOGY%SPS%SPS%NAVAJNAVAJ11_1%1 | Navajo 3 Sub - Eagle Creek 115 kV | Line | SPS.NAVAJO3_.NAVAJNAVAJ11_1.SPS.EAGLE_CK.115.115 | [5 empty] | 115
SPS | TOPOLOGY%CO%CO%LINE%LN | Navajo 3 Sub - Navajo 4 Sub 115 kV | Line | LINE.NOT.IN.EMS.CANT.999.999 | 1 | NAVAJO3 3 115.00 | 527720 | NAVAJO4 3 115.00 | 527739 | 115
SPS | TOPOLOGY%CO%CO%LINE%LN | Navajo 4 Sub - Navajo 5 Sub 115 kV | Line | LINE.NOT.IN.EMS.CANT.999.999 | 1 | NAVAJO4 3 115.00 | 527739 | NAVAJO_5 3115.00 | 527743 | 115
SPS | TOPOLOGY%SPS%SPS%NAVAJO_TP2%A | Navajo Tap - Navajo 2 Sub 115 kV | Line | SPS.NAVAJO_2.NAVAJO_TP2.SPS.NAVAJOTP.115.115 | 1 | NAVAJO_2TP 3115.00 | 527715 | NAVAJO_2 3115.00 | 527717 | 115
SPS | TOPOLOGY%SPS%SPS%NAVAJO_TP3%A | Navajo Tap - Navajo 3 115kV | Line | SPS.NAVAJOTP.NAVAJO_TP3.SPS.NAVAJO3.115.115 | 1 | NAVAJO_2TP 3115.00 | 527715 | NAVAJO_3 3115.00 | 527720 | 115
SPS | TOPOLOGY%SPS%SPS%LVNGT_SLOVNA_1%1 | Navajo-Malaga - South Loving Tap 69 kV | Line | SPS.LOVING_T.LVNGT_SLOVNA_1.SPS.SLOV_NAV.69.69 | 1 | LOVNGT2 69.000 | 528190 | SLOV&NAVMAL2 69.000 | 528218 | 69
SPS | TOPOLOGY%SPS%SPS%TOLKSUB_NEEDMO%A | Needmore - Tolk 230 kV | Line | SPS.TOLKSUB.TOLKSUB_NEEDMO.SPS.NEEDMORE.230.230 | 1 | NEEDMORE 230.00 | 525586 | TOLK_WEST 6230.00 | 525531 | 230
SPS | TOPOLOGY%SPS%SPS%NEEDMORE_YOAKU%A | Needmore - Yoakum 230 kV | Line | SPS.NEEDMORE.NEEDMORE_YOAKU.SPS.YOAKUM.230.230 | 1 | NEEDMORE 230.00 | 525586 | YOAKUM 6230.00 | 526935 | 230
SPS | TOPOLOGY%SPS%SPS%108%1 | Newhart - Plant X 230 kV | Line | SPS.NEWHART.108.SPS.PLXSUB.230.230 | 1 | PLANT_X 6230.00 | 525481 | NEWHART 6230.00 | 525461 | 230
SPS | TOPOLOGY%SPS%SPS%K90%A | Newhart - Potter Co Interchange 230 kV | Line | SPS.NEWHART.K90.SPS.POTTER_S.230.230 | 1 | POTTER_CO 6230.00 | 523959 | NEWHART 6230.00 | 525461 | 230
SPS | TOPOLOGY%SPS%SPS%NEWHART_SWISHR%A | Newhart - Swisher 230 kV | Line | SPS.SWISHER.NEWHART_SWISHR.SPS.NEWHART.230.230 | 1 | NEWHART 6230.00 | 525461 | SWISHER 6230.00 | 525213 | 230
SPS | TOPOLOGY%SPS%SPS%NICHSCHERR11_1%1 | Nichols - Rolling Hills 115 kV | Line | SPS.RLNGHILS.NICHSCHERR11_1.SPS.NICHSUB.115.115 | 1 | ROLLHILLS 3115.00 | 524007 | NICHOLS 3115.00 | 524043 | 115
SPS | TOPOLOGY%SPS%SPS%22%1 | Nichols Sub - Conway 115 kV | Line | SPS.NICHSUB.22.SPS.CONWAY.115.115 | 1 | NICHOLS 3115.00 | 524043 | CONWAY 3115.00 | 524079 | 115
SPS | TOPOLOGY%SPS%SPS%20%1 | Nichols Sub - Whitaker Sub 115 kV | Line | SPS.WHITAKER.20.SPS.NICHSUB.115.115 | 1 | NICHOLS 3115.00 | 524043 | WHITAKER 3115.00 | 524058 | 115
SPS | TOPOLOGY%SPS%SPS%22%1 | Nichols Sub - Yarnell Sub 115 kV | Line | SPS.YARNALL_.22.SPS.NICHSUB.115.115 | 1 | NICHOLS 3115.00 | 524043 | CONWAY 3115.00 | 524079 | 115
SPS | TOPOLOGY%SPS%SPS%NORRINORRI11_1%1 | Norris Street Sub - Norris Street Tap 115 kV | Line | SPS.NORRIS.NORRINORRI11_1.SPS.NORRIS_T.115.115 | 1 | NORRIS_TP 3 115.00 | 524764 | NORRIS 3 115.00 | 524801 | 115
SPS | TOPOLOGY%SPS%SPS%181%1 | North Amarillo Switching Station - NW Interchange 69 kV | Line | SPS.NORTHWE2.181.SPS.N_AMARIL.69.69 | 1 | NORTHWEST 269.000 | 524105 | N_AMARLLSW 269.000 | 524117 | 69
SPS | TOPOLOGY%SPS%SPS%PECOS_N_CANAL%A | North Canal Sub - Pecos Interchange 115 kV | Line | LINE.NOT.IN.EMS.CANT.999.999 | 1 | N_CANAL 3115.00 | 528137 | PECOS 3115.00 | 528178 | 115
SPS | TOPOLOGY%SPS%SPS%NE_HOTAYLO11_1%1 | North East Hobbs Sub - Taylor Switching Station 115 kV | Line | SPS.TAYLOR_S.NE_HOTAYLO11_1.SPS.NE_HOBBS.115.115 | 1 | TAYLOR 3115.00 | 528413 | NE_HOBBS 3115.00 | 528442 | 115
SPS | TOPOLOGY%SPS%SPS%WEST_N_HOB11_1%1 | North Hobbs Sub - West Bender Sub 115 kV | Line | SPS.N_HOBBS.WEST_N_HOB11_1.SPS.WEST_BEN.115.115 | 1 | WST_BENDER 3115.00 | 528449 | NTH_HOBBS 3 115.00 | 528456 | 115
SPS | TOPOLOGY%SPS%SPS%NRTHINT_WAITS%A | North Interchange - Waits 115 kV | Line | SPS.NRTH_INT.NRTHINT_WAITS.SPS.WAITS.115.115 | 1 | NRTH_INT 115.00 | 528326 | LE-WAITS 3115.00 | 528325 | 115
SPS | TOPOLOGY%SPS%SPS%W72_CHINA_DRAW%1 | North Loving - China Draw 115kV | Line | SPS.CHINADRW.W72_CHINA_DRAW.SPS.N_LOVING.115.115 | 1 | NORTH_LOVNG3115.00 | 528182 | CHINA_DRAW 3115.00 | 528222 | 115
SPS | TOPOLOGY%SPS%SPS%W70_N_LOVINGTN%1 | North Loving - Hopi Sub 115kV | Line | SPS.N_LOVING.W70_N_LOVINGTN.SPS.HOPI_SUB.115.115 | 1 | NORTH_LOVNG3115.00 | 528182 | HOPI_SUB 3115.00 | 528226 | 69
SPS | TOPOLOGY%SPS%SPS%ROBERT_MIAMI%A | North Plains REC Miami Sw Sta - Roberts Co Sub 69 kV | Line | SPS.NP-MIAM2.ROBERT_MIAMI.SPS.ROBRTC2.69.69 | 1 | ROBERTS 2 69.000 | 523565 | NP-MIAMI 2 69.000 | 523572 | 69
SPS | TOPOLOGY%SPS%SPS%NPOTT_POTASH_1%1 | North Potash Tap - Potash Junction 69kV | Line | SPS.POTASH_J.NPOTT_POTASH_1.SPS.N_POTA_T.69.69 | 1 | POTASH_JCT 269.000 | 527961 | NATPOT_TP 269.000 | 528145 | 69
SPS | TOPOLOGY%SPS%SPS%PCAPOTAS69_1%1 | North Potash Tap - PCA Int 69 kV | Line | SPS.N_POTA_T.PCAPOTAS69_1.SPS.PCA.69.69 |  | PCA 269.000 | 527929 | NATPOT_TP 269.000 | 528145 | 69
SPS | TOPOLOGY%SPS%SPS%NORTHCHERR11_1%1 | Northwest - Rolling Hills 115 kV | Line | SPS.NORTHWE2.NORTHCHERR11_1.SPS.RLNGHILS.115.115 | 1 | ROLLHILLS 3115.00 | 524007 | NORTHWEST 3115.00 | 524106 | 115
SPS | TOPOLOGY%SPS%SPS%180%A | Northwest Interchange - Northwest Tap 69 kV | Line | SPS.NORTHW_T.180.SPS.NORTHWE2.69.69 | 1 | NRTHWST_TP 269.000 | 524096 | NORTHWEST 269.000 | 524105 | 69
SPS | TOPOLOGY%SPS%SPS%NORTHSUNSE11_1%1 | Northwest Interchange - Sunset Sub 115 kV | Line | SPS.NORTHWE2.NORTHSUNSE11_1.SPS.SUNSET.115.115 | 1 | NORTHWEST 3115.00 | 524106 | SUNSET 3115.00 | 524249 | 115
SPS | TOPOLOGY%SPS%SPS%180%B | Northwest Tap - Soncy Sub 69 kV | Line | SPS.NORTHW_T.180.SPS.SONCY.69.69 | 1 | NRTHWST_TP 269.000 | 524096 | SONCY 269.000 | 524200 | 69
SPS | TOPOLOGY%SPS%SPS%SWPRT_NORTH_1%1 | Northwest Tap - Southwest Portland Cement Tap 69 kV | Line | SPS.NORTHW_T.SWPRT_NORTH_1.SPS.SW_PRT.69.69 | 1 | SWPRTT2 69.000 | 523916 | NRTHWST_TP 269.000 | 524096 | 69
SPS | TOPOLOGY%SPS%SPS%442%1 | Oasis Intg - Perimeter Sub 115 kV | Line | SPS.OASIS.442.SPS.PERIMETR.115.115 | 1 | PERIMETER 3115.00 | 524797 | OASIS 3115.00 | 524874 | 115
SPS | TOPOLOGY%SPS%SPS%PLSNH_OASIS%1 | Oasis Intg - Pleasant Hill 230 kV | Line | SPS.PLSNHIL6.PLSNH_OASIS.SPS.OASIS.230.230 | 1 | OASIS 6230.00 | 524875 | PLSNT_HILL 6230.00 | 524770 | 230
SPS | TOPOLOGY%SPS%SPS%OASISPORTA11_1%1 | Oasis Intg - Portales Interchange 115 kV | Line | SPS.PORTALES.OASISPORTA11_1.SPS.OASIS.115.115 | 1 | OASIS 3115.00 | 524874 | PORTALES 3115.00 | 524924 | 115
SPS | TOPOLOGY%SPS%SPS%ROOSEOASIS23_1%1 | Oasis Intg - Roosevelt Interchange 230 kV | Line | SPS.OASIS.ROOSEOASIS23_1.SPS.ROOSEVE2.230.230 | 1 | OASIS 6230.00 | 524875 | SW_4K33 6230.00 | 524915 | 230
SPS | TOPOLOGY%SPS%SPS%OASISCHAVE23_1%B | Oasis Intg - San Juan Mesa Tap 230 kV | Line | SPS.OASIS.OASISCHAVE23_1.SPS.SAN_JUAN.230.230 | 1 | OASIS 6230.00 | 524875 | SN_JUAN_TAP6230.00 | 524885 | 230
SPS | TOPOLOGY%SPS%SPS%OCHTREE_COLE%A | Ochiltree - Cole 115kV | Line | SPS.OCHLTREE.OCHTREE_COLE.SPS.COLE2.115.115 | 1 | COLE 3115.00 | 523120 | OCHILTREE 3115.00 | 523154 | 115
SPS | TOPOLOGY%SPS%SPS%K76%A | Ochiltree - Hitch 230kV | Line | SPS.OCHLTREE.K76.SPS.HITCH.230.230 | 1 | HITCHLAND 6230.00 | 523095 | OCHILTREE 6230.00 | 523155 | 230
SPS | TOPOLOGY%SPS%SPS%OCHTREE_PERY1%A | Ochiltree - Perryton 115kV Ckt #1 | Line | SPS.OCHLTREE.OCHTREE_PERY1.SPS.PERRYTON.115.115 | 1 | OCHILTREE 3115.00 | 523154 | PERRYTON 3115.00 | 523158 | 115
SPS | TOPOLOGY%SPS%SPS%OCHTREE_PERY2%A | Ochiltree - Perryton 115kV Ckt #2 | Line | SPS.OCHLTREE.OCHTREE_PERY2.SPS.PERRYTON.115.115 | 2 | OCHILTREE 3115.00 | 523154 | PERRYTON 3115.00 | 523158 | 115
SPS | TOPOLOGY%SPS%SPS%OCHTRE_TXFARM%A | Ochiltree - Texas Farms 115kV | Line | SPS.OCHLTREE.OCHTRE_TXFARM.SPS.TEX_FARM.115.115 | 1 | TXFARMS 3115.00 | 523140 | OCHILTREE 3115.00 | 523154 | 115
SPS | TOPOLOGY%SPS%SPS%LNW25%1 | Ocotillo - Pecos Interchange 115 kV | Line | SPS.OCOTILL1.LNW25.SPS.PECOS_IN.115.115 |  | OCOTILLO 3115.00 | 528132 | PECOS 3115.00 | 528178 | 115
SPS | TOPOLOGY%SPS%SPS%ODC_ODC3_1%A | ODC Sub - ODC Sub Tap 115 kV | Line | SPS.ODC3.ODC_ODC3_1.SPS.ODC.115.115 | 1 | ODC TAP3 115.00 | 527051 | ODC 3 115.00 | 527056 | 115
SPS | TOPOLOGY%SPS%SPS%189%1 | ODC Sub Tap - Shell CO2 Sub 115 kV | Line | SPS.ODC.189.SPS.SHELL_CO.115.115 | 1 | ODC_TP 3115.00 | 527051 | SHELL_CO2 3115.00 | 527062 | 115
SPS | TOPOLOGY%SPS%SPS%SPRING_OLTON_1%1 | Olton Sub - Springlake Sub 69 kV | Line | SPS.OLTON.SPRING_OLTON_1.SPS.SPRINGLK.69.69 | 1 | SPRINGLAKE 269.000 | 525390 | OLTON 2 69.000 | 525397 | 69
SPS | TOPOLOGY%SPS%SPS%OSG_SPIERC11_1%1 | Osage Sub - Pierce Street Sub 115 kV | Line | SPS.PIERCE_T.OSG_SPIERC11_1.SPS.OSG_SWPS.115.115 | 1 | PIERCE_TP 3115.00 | 524185 | OSAGE 3115.00 | 524345 | 115
SPS | TOPOLOGY%SPS%SPS%OSG_SRANDA11_1%1 | Osage Sub - Randall Co Interchange 115 kV | Line | SPS.RANDALL1.OSG_SRANDA11_1.SPS.OSG_SWPS.115.115 | 1 | OSAGE 3115.00 | 524345 | RANDALL 3115.00 | 524364 | 115
SPS | TOPOLOGY%SPS%SPS%AMOCWA_YOAKU_1%A | OXY Bru Tap - Yoakum 230 kV | Line | SPS.OXY_BRU.AMOCWA_YOAKU_1.SPS.YOAKUM.230.230 | 1 | YOAKUM 6230.00 | 526935 | OXYBRU_TP 6230.00 | 527010 | 230
SPS | TOPOLOGY%SPS%SPS%SANGRS_OXYPR_1%1 | Oxy Permian Sub - Sanger Switching Station 115 kV | Line | SPS.SANGER_S.SANGRS_OXYPR_1.SPS.OXY_PRMN.115.115 | 1 | SANGER_SW 3 115.00 | 528463 | OXYPERMIAN 3115.00 | 528575 | 115
SPS | TOPOLOGY%SPS%SPS%WEST_B_OXYPR_1%1 | Oxy Permian Sub - West Bender Sub 115 kV | Line | SPS.WEST_BEN.WEST_B_OXYPR_1.SPS.OXY_PRMN.115.115 | 1 | W_BENDER 3115.00 | 528449 | OXYPERMIAN 3115.00 | 528575 | 115
SPS | TOPOLOGY%SPS%SPS%154%1 | Pacific Sub - Sundown 115 kV | Line | SPS.PACIFIC.154.SPS.SUNDOWN2.115.115 | 1 | PACIFIC 3115.00 | 526424 | SUNDOWN 3115.00 | 526434 | 115
SPS | TOPOLOGY%SPS%SPS%RANDAHAPPY11_1%A | Palo Duro Sub - Randall Co Interchange 115 kV | Line | SPS.RANDALL1.RANDAHAPPY11_1.SPS.PALO_DUR.115.115 | 1 | RANDALL 3115.00 | 524364 | PALO_DURO 3115.00 | 524530 | 115
SPS | TOPOLOGY%SPS%SPS%GSPWR_WIL%A | Panhandle Wind - Wildorado Wind 230 kV | Line | SPS.GSPWR.GSPWR_WIL.SPS.WILDORAD.230.230 | 1 | WILDOR_WND 6230.00 | 524276 | WILDOR2_JUS6230.00 | 524290 | 230
SPS | TOPOLOGY%SPS%SPS%PANTEPANTE11_1%1 | Pantex North Sub - Pantex South Sub 115 kV | Line | SPS.PANTEX_N.PANTEPANTE11_1.SPS.PANTEX_S.115.115 | 1 | PANTEX_N 3115.00 | 523938 | PANTEX_S 3115.00 | 523945 | 115
SPS | TOPOLOGY%SPS%SPS%POTASPCA11_1%1 | PCA Interchange - Potash J Interchange 115 kV | Line | SPS.PCA.POTASPCA11_1.SPS.POTASH_J.115.115 | 1 | PCA 3115.00 | 527930 | POTASH_JCT 3115.00 | 527962 | 115
SPS | TOPOLOGY%SPS%SPS%PECOS_N_CANAL%1 | Pecos - North Canal Sub 115 kV | Line | SPS.PECOS_IN.PECOS_N_CANAL.SPS.N_CANAL.115.115 | 1 | PECOS 3115.00 | 528137 | NTH_CANALT 3115.00 | 528137 | 115
SPS | TOPOLOGY%SPS%SPS%PECOS_HOPISUB%A | Pecos Interchange - Hopi Sub 115 kV | Line | SPS.PECOS_IN.PECOS_HOPISUB.SPS.HOPI_SUB.115.115 |  | PECOS 3115.00 | 528178 | HOPI_SUB 3115.00 | 528226 | 115
SPS | TOPOLOGY%SPS%SPS%PECOS_POTAS%A | Pecos Interchange - Potash J Interchange 230 kV | Line | SPS.POTASH_J.PECOS_POTAS.SPS.PECOS_IN.230.230 | 1 | POTASH_JCT 6230.00 | 527963 | PECOS 6230.00 | 528179 | 230
SPS | TOPOLOGY%SPS%SPS%PECOS_SEVEN%A | Pecos Interchange - Seven Rv Interchange 230 kV | Line | SPS.SEVEN_RV.PECOS_SEVEN.SPS.PECOS_IN.230.230 | 1 | 7-RIVERS 6230.00 | 528095 | PECOS 6230.00 | 528179 | 230
SPS | TOPOLOGY%SPS%SPS%WADE_PERRY_1%1 | Perryton Interchange - Wade Sub 69 kV | Line | SPS.WADE.WADE_PERRY_1.SPS.PERRYTON.69.69 | 1 | WADE2 69.000 | 523146 | PERRYTON 2 69.000 | 523157 | 69
SPS | TOPOLOGY%SPS%SPS%RIVERPHILL69_1%1 | Phillips No.1 Sub - Riverview Interchange 69 kV | Line | SPS.RIVERVIE.RIVERPHILL69_1.SPS.PHILLIP1.69.69 | 1 | RIVERVIEW 269.000 | 523376 | PHILLPREF1 269.000 | 523498 | 69
SPS | TOPOLOGY%SPS%SPS%WEATHPHILL69_1%1 | Phillips No.2 Sub - Weatherly Sub 69 kV | Line | SPS.WEATHERL.WEATHPHILL69_1.SPS.PHILLIP2.69.69 | 1 | PHILLPREF2 269.000 | 523505 | WEATHERLY 269.000 | 523526 | 69
SPS | TOPOLOGY%SPS%SPS%PHILPM_PHILT_1%A | Phillips Pump 2 Sub - Phillips Tap for Sub 2 69 kV | Line | SPS.PHILPM2.PHILPM_PHILT_1.SPS.PHILTA2.69.69 | 1 | PHILPM2 69.000 | 527007 | PHILTA2 69.000 | 527013 | 69
SPS | TOPOLOGY%SPS%SPS%PHILTA_SHELL_1%A | Phillips Tap for Sub 2 - Switch 7848 Circuit Y99 69 kV | Line | SPS.PHILTA2.PHILTA_SHELL_1.SPS.SHELL_52.69.69 | 1 | PHILTA2 69.000 | 527013 | SW_7848 2 69.000 | 527093 | 69
SPS | TOPOLOGY%SPS%SPS%PIERCPIERC11_1%1 | Pierce Street Sub -Pierce Tap 115 kV | Line | SPS.PIERCE_S.PIERCPIERC11_1.SPS.PIERCE_T.115.115 |  | PIERCE_TP 3115.00 | 524185 | PIERCE 3115.00 | 524192 | 115
SPS | TOPOLOGY%SPS%SPS%198%B | Plains Sub - Lyntegar REC Plains Sub 115 kV | Line | SPS.PLAINS_S.198.SPS.LG_PLAIN.115.115 | 1 | LE-PLNSINT 3115.00 | 526928 | LG-PLAINS 3115.00 | 526944 | 115
SPS | TOPOLOGY%SPS%SPS%164%1 | Plains Sub - Yoakum 115 kV | Line | SPS.PLAINS_S.164.SPS.YOAKUM.115.115 | 1 | LE-PLNSINT 3115.00 | 526928 | YOAKUM 3115.00 | 526934 | 115
SPS | TOPOLOGY%SPS%SPS%WPLNV_PLNVCO_1%1 | Plainview Corner - West Plainview Sub 69 kV | Line | SPS.PLAINV_C.WPLNV_PLNVCO_1.SPS.W_PLAINV.69.69 | 1 | WST_PLNVW 2 69.000 | 525263 | PLNVCO2 69.000 | 525277 | 69
SPS | TOPOLOGY%SPS%SPS%PLNVCO_WESTR_1%1 | Plainview Corner - West Ridge Sub 69 kV | Line | SPS.PLAINV_C.PLNVCO_WESTR_1.SPS.WESTRIDG.69.69 | 1 | PLNVCO2 69.000 | 525277 | WESTRIDGE 2 69.000 | 525284 | 69
SPS | TOPOLOGY%SPS%SPS%WESTR_PLNVWT_1%1 | Plainview Tap - West Ridge Sub 69 kV | Line | SPS.WESTRIDG.WESTR_PLNVWT_1.SPS.PLAINVWT.69.69 | 1 | WESTRIDGE 269.000 | 525284 | PLAINVW_TP 269.000 | 525291 | 69
SPS | TOPOLOGY%SPS%SPS%125%1 | Plant X Sub - Sundown 230 kV | Line | SPS.SUNDOWN2.125.SPS.PLXSUB.230.230 | 1 | PLANT_X 6230.00 | 525481 | SUNDOWN 6230.00 | 526435 | 230
SPS | TOPOLOGY%SPS%SPS%126%1 | Plant X Sub - Tolk 230 kV #1 | Line | SPS.PLXSUB.126.SPS.TOLKSUB.230.230 | 1 | PLANT_X 6230.00 | 525481 | TOLK_WEST 6230.00 | 525531 | 230
SPS | TOPOLOGY%SPS%SPS%629%1 | Plant X Sub - Tolk 230 kV #2 | Line | SPS.PLXSUB.629.SPS.TOLKSUB.230.230 | 2 | PLANT_X 6230.00 | 525481 | TOLK_EAST 6230.00 | 525524 | 230
SPS | TOPOLOGY%SPS%SPS%127%1 | Plant X-East Mules Valley Tap 115kV | Line | SPS.PLXSUB.127.SPS.EMUVLYTP.115.115 | 1 | PLANT_X 3115.00 | 525480 | EMUVLYTP 115.00 | 525482 | 115
SPS | TOPOLOGY%SPS%SPS%SW6786_PLANTRS%A | Planters Sub - Switch 6786 Circuit Y85 69 kV | Line | SPS.PLANTRS2.SW6786_PLANTRS.SPS.SW67862.69.69 | 1 | SW_6786_S 269.000 | 526087 | PLANTERS 269.000 | 526284 | 69
SPS | TOPOLOGY%SPS%SPS%PLSNHIL_NORTON%1 | Pleasant Hill - Norton 115kV | Line | SPS.PLSNHIL6.PLSNHIL_NORTON.SPS.NORTONC.115.115 | 1 | NORTON 3115.00 | 524502 | PLSNT_HILL 3115.00 | 524768 | 115
SPS | TOPOLOGY%SPS%SPS%PLSNH_ROOSE%1 | Pleasant Hill - Roosevelt Interchange 230 kV | Line | SPS.PLSNHIL6.PLSNH_ROOSE.SPS.ROOSEVE2.230.230 | 1 | ROSEVELT_S 6230.00 | 524911 | PLSNT_HILL 6230.00 | 524770 | 230
SPS | TOPOLOGY%SPS%SPS%PLSNHIL_CURRYB%1 | Pleasant Hill- FE Holland 115kV | Line | SPS.FE-HOLLN.PLSNHIL_CURRYB.SPS.PLSNHIL6.115.115 | 1 | PLSNT_HILL 3115.00 | 524768 | FE-HOLLAND 3115.00 | 524831 | 115
SPS | TOPOLOGY%SPS%SPS%PLSNHIL_CURRY2%1 | Pleasant Hill-East Clovis 115kV | Line | SPS.E_CLOVIS.PLSNHIL_CURRY2.SPS.PLSNHIL6.115.115 | 1 | PLSNT_HILL 3115.00 | 524768 | E_CLOVIS 3115.00 | 524773 | 115
SPS | TOPOLOGY%SPS%SPS%V75-4%A | Pleasant Hill-North Clovis 115kV | Line | SPS.N_CLOVIS.V75-4.SPS.PLSNHIL6.115.115 | 1 | PLSNT_HILL 3115.00 | 524768 | N_CLOVIS_TP3115.00 | 524776 | 115
SPS | TOPOLOGY%SPS%SPS%PORTA1_PORTA_1%1 | Portales Interchange - Portales No.1 Sub 69 kV | Line | SPS.PORTALES.PORTA1_PORTA_1.SPS.PORTAL_1.69.69 | 1 | PORTALES 2 69.000 | 524923 | PORTALES#1 269.000 | 524941 | 69
SPS | TOPOLOGY%SPS%SPS%ROOSEPORTA11_1%1 | Portales Interchange - Roosevelt Interchange 115 kV | Line | SPS.ROOSEVE2.ROOSEPORTA11_1.SPS.PORTALES.115.115 | 1 | ROOSEVELT 3115.00 | 524908 | PORTALES 3115.00 | 524924 | 115
SPS | TOPOLOGY%SPS%SPS%PORTAL_ZODIA_1%1 | Portales Interchange - Zodiac Sub 69 kV | Line | SPS.PORTALES.PORTAL_ZODIA_1.SPS.ZODIAC_S.69.69 | 1 | PORTALES 269.000 | 524923 | ZODIAC 269.000 | 524934 | 69
SPS | TOPOLOGY%SPS%SPS%KILGORE_PORTAL%A | Portales Intg - Kilgore SPS 115kV | Line | SPS.KILG_SPS.KILGORE_PORTAL.SPS.PORTALES.115.115 | 1 | PORTALES 3115.00 | 524924 | KILGORE 3115.00 | 524935 | 115
SPS | TOPOLOGY%SPS%SPS%PORTA2_PORTA_1%1 | Portales No.1 Sub - Portales No.2 Sub 69 kV | Line | SPS.PORTAL_1.PORTA2_PORTA_1.SPS.PORTAL_2.69.69 | 1 | PORTALES#1 269.000 | 524941 | PORTALES#2 269.000 | 524948 | 69
SPS | TOPOLOGY%SPS%SPS%POSEYT_LEWTER2%A | Posey Tap - Lewter 69 kV | Line | SPS.POSEYT2.POSEYT_LEWTER2.SPS.LEWTER2.69.69 |  | POSEY_TP 2 69.000 | 526541 | LEWTER2 69.000 | 526548 | 69
SPS | TOPOLOGY%SPS%SPS%POTASH_RDRUNNR%A | Potash - Roadrunner 230 kV | Line | SPS.POTASH_J.POTASH_RDRUNNR.SPS.RDRUNNER.230.230 | 1 | POTASH_JCT 6230.00 | 527963 | RDRUNNER 6230.00 | 528027 | 230
SPS | TOPOLOGY%SPS%SPS%KIOWAS_POTASH%1 | Potash Jct. - Kiowa 115 kV | Line | SPS.KIOWASPS.KIOWAS_POTASH.SPS.POTASH_J.115.115 | 1 | KIOWATR1S 115.00 | 527966 | POTASH_JCT 3115.00 | 527962 | 115
SPS | TOPOLOGY%SPS%SPS%ROLLHILS_POTTR%A | Potter - Rolling Hills 230 kV | Line | SPS.POTTER_S.ROLLHILS_POTTR.SPS.RLNGHILS.230.230 | 1 | POTTER_CO 6230.00 | 523959 | ROLLHILLS 6230.00 | 524010 | 230
SPS | TOPOLOGY%SPS%SPS%SPUR_POTTER%A | Potter - Spinning Spur Wind 345 kV | Line | SPS.SPINSPUR.SPUR_POTTER.SPS.POTTER_S.345.345 | 1 | POTTER_CO 7345.00 | 523961 | SPNSPUR_WND7345.00 | 524296 | 345
SPS | TOPOLOGY%SPS%SPS%TERRYPRENT11_1%1 | Prentice - Terry Co 115 kV | Line | SPS.TERRY_CO.TERRYPRENT11_1.SPS.PRENTICE.115.115 | 1 | TERRY_CNTY 3115.00 | 526736 | PRENTICE 3115.00 | 526792 | 115
SPS | TOPOLOGY%SPS%SPS%405%1 | Prentice - Yoakum 115 kV | Line | SPS.PRENTICE.405.SPS.YOAKUM.115.115 | 1 | PRENTICE 3115.00 | 526792 | YOAKUM 3115.00 | 526934 | 115
SPS | TOPOLOGY%SPS%SPS%PRINGLE_RYTON%1 | Pringle Interchange - Quench Ryton Plant Tap 115 kV | Line | SPS.PRINGLE.PRINGLE_RYTON.SPS.Q_RYTON.115.115 | 1 | PRINGLE 3115.00 | 523266 | Q_RYTON_TP 3115.00 | 523478 | 115
SPS | TOPOLOGY%SPS%SPS%PRINGRIVER11_1%1 | Pringle Interchange - Riverview Interchange 115 kV | Line | SPS.PRINGLE.PRINGRIVER11_1.SPS.RIVERVIE.115.115 | 1 | PRINGLE 3115.00 | 523266 | RIVERVIEW 3115.00 | 523377 | 115
SPS | TOPOLOGY%SPS%SPS%74%1 | Pringle Interchange - Spearman Interchange 115 kV #1 | Line | SPS.PRINGLE.75.SPS.SPEARMA1.115.115 | 1 | SPEARMAN 3115.00 | 523186 | PRINGLE 3115.00 | 523266 | 115
SPS | TOPOLOGY%SPS%SPS%75%1 | Pringle Interchange - Spearman Interchange 115 kV #2 | Line | SPS.SPEARMA1.75.SPS.PRINGLE.115.115 | 2 | SPEARMAN 3115.00 | 523186 | PRINGLE 3115.00 | 523266 | 115
SPS | TOPOLOGY%SPS%SPS%412%1 | Puckett Sub - Sunset Sub 115 kV | Line | SPS.SUNSET.412.SPS.PUCKETT_.115.115 | 1 | SUNSET 3115.00 | 524249 | PUCKETT 3115.00 | 524256 | 115
SPS | TOPOLOGY%SPS%SPS%PULLM_STHEAST%A | Pullman Sub - Southeast Sub 115 kV | Line | SPS.SE_AMARI.PULLM_STHEAST.SPS.PULLMAN3.115.115 | 1 | PULLMAN 3115.00 | 524331 | SOUTHEAST 3115.00 | 524338 | 115
SPS | TOPOLOGY%SPS%SPS%CUNNSUB_QUAHAD%A | Quahada - Cunningham 115kV | Line | SPS.QUAHADA.CUNNSUB_QUAHAD.SPS.CUNNSUB.115.115 | 1 | CUNNINHAM 3115.00 | 527864 | QUAHADA 3115.00 | 528394 | 115
SPS | TOPOLOGY%SPS%SPS%PCA_QUAHADA%A | Quahada - PCA Interchange 115 kV | Line | SPS.QUAHADA.PCA_QUAHADA.SPS.PCA.115.115 | 1 | PCA 3115.00 | 527930 | QUAHADA 3115.00 | 528394 | 115
SPS | TOPOLOGY%SPS%SPS%ZIASUB_QUAHADA%A | Quahada - Zia Sub 115 kV | Line | SPS.QUAHADA.ZIASUB_QUAHADA.SPS.ZIASUB.115.115 | 1 | SW3H64_V84 3115.00 | 528394 | ZIA 3115.00 | 528420 | 115
SPS | TOPOLOGY%SPS%SPS%RANDALL_SGEOR%A | Randal #1 - South Georia 115 kV | Line | SPS.RANDALL1.RANDALL_SGEOR.SPS.S_GEORGI.115.115 | 1 | GEORGIA 3115.00 | 524322 | RANDALL 3115.00 | 524364 | 115
SPS | TOPOLOGY%SPS%SPS%RANDALL_MANHAT%A | Randall 1 - Manhattan 115 kV | Line | SPS.RANDALL1.RANDALL_MANHAT.SPS.MANHATTA.115.115 | 1 | MANHATTAN 3115.00 | 524224 | RANDALL 3115.00 | 524364 | 115
SPS | TOPOLOGY%SPS%SPS%RANDASE_AM11_1%1 | Randall Co Interchange - Southeast Sub 115 kV | Line | SPS.RANDALL1.RANDASE_AM11_1.SPS.SE_AMARI.115.115 | 1 | SOUTHEAST 3115.00 | 524338 | RANDALL 3115.00 | 524364 | 115
SPS | TOPOLOGY%SPS%SPS%LNW38-1%A | Redbluff - Sand Dunes 115 kV | Line | SPS.REDBLUFF.LNW38-1.SPS.SAND_DUN.115.115 |  | SAND_DUNES 3115.00 | 528016 | RED_BLUFF 3115.00 | 528018 | 115
SPS | TOPOLOGY%SPS%SPS%ROSWEL_RIACJ_1%1 | RIAC Junction - Roswell Interchange 69 kV | Line | SPS.RIAC_JCT.ROSWEL_RIACJ_1.SPS.ROSWELL1.69.69 |  | ROSWLL_INT 269.000 | 527563 | SW_4702 269.000 | 527575 | 69
SPS | TOPOLOGY%SPS%SPS%RIAC_RIAC_J_1%1 | RIAC Sub - RIAC Junction 69 kV | Line | SPS.RIAC.RIAC_RIAC_J_1.SPS.RIAC_JCT.69.69 |  | RIAC 269.000 | 527552 | SW_4702 269.000 | 527575 | 69
SPS | TOPOLOGY%SPS%SPS%CAPITA_RIAC_1%1 | RIAC Sub - RIAC Tap 69 kV | Line | SPS.CAPITAN_.CAPITA_RIAC_1.SPS.RIAC.69.69 | 1 | RIAC TP2 69.000 | 527528 | RIAC2 69.000 | 527552 | 69
SPS | TOPOLOGY%SPS%SPS%CAPITA_ROSWE_1%1 | RIAC Tap - Roswell Interchange 69 kV | Line | SPS.CAPITAN_.CAPITA_ROSWE_1.SPS.ROSWELL1.69.69 | 1 | RIAC_TP 269.000 | 527528 | ROSWLL_INT 269.000 | 527563 | 69
SPS | TOPOLOGY%SPS%SPS%RIVERV_ROCKYP2%A | Riverview Interchange - Rocky Point Sub 69 kV | Line | SPS.RIVERVIE.RIVERV_ROCKYP2.SPS.ROCKYP2.69.69 | 1 | RIVERVIEW 269.000 | 523376 | ROCKYPOINT 269.000 | 523397 | 69
SPS | TOPOLOGY%SPS%SPS%RIVERBORGE11_1%1 | Riverview Interchange - West Borger Sub 115 kV | Line | SPS.BORGER_T.RIVERBORGE11_1.SPS.RIVERVIE.115.115 | 1 | RIVERVIEW 3115.00 | 523377 | W_BORGER_TP3115.00 | 523516 | 115
SPS | TOPOLOGY%SPS%SPS%RDRUNNER_AGAVE%A | Roadrunner - Agave Tap 115kV | Line | SPS.RDRUNNER.RDRUNNER_AGAVE.SPS.AGAVE_TP.115.115 | 1 | RDRUNNER 3115.00 | 528025 | AGAVE_RHILL3115.00 | 528230 | 115
SPS | TOPOLOGY%SPS%SPS%RDRUNNR_REDBLF%A | Roadrunner - Red Bluff 115kV | Line | SPS.RDRUNNER.RDRUNNR_REDBLF.SPS.REDBLUFF.115.115 | 1 | RED_BLUFF 3115.00 | 528018 | RDRUNNER 3115.00 | 528025 | 115
SPS | TOPOLOGY%SPS%SPS%ROBERTS_CO%A | Roberts Co Sub - Roberts County Tap 69 kV | Line | SPS.ROBRTC2.ROBERTS_CO.SPS.ROBRTT2.69.69 | 1 | ROBERTS 2 69.000 | 523565 | ROBERTS_TP 269.000 | 523669 | 69
SPS | TOPOLOGY%SPS%SPS%ROCKYP_SPRNCR2%A | Rocky Point Sub - Spring Creek Sub 69 kV | Line | SPS.ROCKYP2.ROCKYP_SPRNCR2.SPS.SPRNCR2.69.69 | 1 | ROCKYPOINT 269.000 | 523397 | SPRINGCREEK269.000 | 523512 | 69
SPS | TOPOLOGY%SPS%SPS%121%1 | Roosevelt Interchange - Tolk 230 kV #1 | Line | SPS.ROOSEVE2.121.SPS.TOLKSUB.230.230 | 1 | ROSEVELT_S 6230.00 | 524911 | TOLK_EAST 6230.00 | 525524 | 230
SPS | TOPOLOGY%SPS%SPS%120%1 | Roosevelt Interchange - Tolk 230 kV #2 | Line | SPS.ROOSEVE2.120.SPS.TOLKSUB.230.230 | 2 | ROSEVELT_N 6230.00 | 524909 | TOLK_WEST 6230.00 | 525531 | 230
SPS | TOPOLOGY%SPS%SPS%ROSWEURTON11_1%1 | Roswell City Sub - Urton Sub 115 kV | Line | SPS.ROSWELL2.ROSWEURTON11_1.SPS.URTON.115.115 | 1 | URTON 3115.00 | 527501 | ROSWELL_CTY3115.00 | 527522 | 115
SPS | TOPOLOGY%SPS%SPS%ROSWEL_RIACJ_1%1 | Roswell Interchange - Central Valley REC Orchard Sub Z08 69 kV | Line |  | 1 | RIAC_TP 269.000 | 527528 | ROSWLL_INT 269.000 | 527563 | 69
SPS | TOPOLOGY%SPS%SPS%ROSWESAMSO11_1%1 | Roswell Interchange - Samson Sub 115 kV | Line | SPS.SAMSON_S.ROSWESAMSO11_1.SPS.ROSWELL1.115.115 | 1 | SAMSON 3115.00 | 527546 | ROSWLL_INT 3115.00 | 527564 | 115
SPS | TOPOLOGY%SPS%SPS%ROSWETWEED11_1%1 | Roswell Interchange - Tweedy Sub 115 kV | Line | SPS.ROSWELL1.ROSWETWEED11_1.SPS.TWEEDY.115.115 | 1 | ROSWLL_INT 3115.00 | 527564 | TWEEDY 3115.00 | 527597 | 115
SPS | TOPOLOGY%SPS%SPS%CAPITAN_ROSWEL%A | Roswell Intg - Capitan 115 kV | Line | SPS.ROSWELL1.CAPITAN_ROSWEL.SPS.CAPITAN.115.115 |  | CAPITAN 3115.00 | 527541 | ROSWLL_INT 3115.00 | 527564 | 115
SPS | TOPOLOGY%SPS%SPS%W13%A | Roz Sub - Seminole Interchange 115 kV | Line | SPS.SEMIN.W13.SPS.ROZIN.115.115 | 1 | ROZ 3115.00 | 527238 | SEMINOLE 3115.00 | 527275 | 115
SPS | TOPOLOGY%SPS%SPS%TEXTAP_SANAN%A | San Andres - Texaco Tap 115 kV | Line | SPS.LE_TXCTP.TEXTAP_SANAN.SPS.LE_SANAN.115.115 | 1 | LE-SANANDRS3115.00 | 528341 | LE-TXACO_TP3115.00 | 528627 | 115
SPS | TOPOLOGY%SPS%SPS%W11%B | San Andress Sub - Seminole Interchange 115 kV | Line | SPS.SEMIN.W11.SPS.SAN_AND1.115.115 | 1 | DENVER_S 3115.00 | 527136 | SAN_ANDS_TP3115.00 | 527105 | 115
SPS | LINE%CURRENTLY%NOT%MODELED%IN%EMS | San Juan Mesa Tap - San Juan Mesa Wind 230 kV | Line | SPS.SAN_JUAN.1.SPS.SAN_JUAN.230.34 | 1 | SN_JUAN_TAP6230.00 | 524885 | SN_JUAN_WND6230.00 | 524889 | 230
SPS | TOPOLOGY%SPS%SPS%WIPP_SANDDU_1%1 | Sanddunes Sub - WIPP Sub 115 kV | Line | SPS.WIPP_SUB.WIPP_SANDDU_1.SPS.SAND_DUN.115.115 | 1 | WIPP 3115.00 | 528009 | SAND_DUNES 3115.00 | 528016 | 115
SPS | TOPOLOGY%SPS%SPS%8%1 | Seagraves Interchange - Sulphur Springs Interchange 115 kV | Line | SPS.SEAGRAVE.8.SPS.SULPHUR_.115.115 | 1 | SEAGRAVES 3115.00 | 527202 | SULPHUR 3115.00 | 527262 | 115
SPS | TOPOLOGY%SPS%SPS%SHELLSHELL11_1%1 | Shell C2 Sub - Shell C3 Sub Tap 115 kV | Line | SPS.SHELL_C3.SHELLSHELL11_1.SPS.SHELL_C2.115.115 | 1 | SHELL_C2 3115.00 | 527036 | SHELLC3_TP 3115.00 | 527068 | 115
SPS | LINE%CURRENTLY%NOT%MODELED%IN%EMS | Shell C3 Sub - Shell C3 Sub Tap 115 kV | Line |  | 1 | SHELLC3_TP 3115.00 | 527068 | SHELLC3 3 115.00 | 527074 | 115
SPS | TOPOLOGY%SPS%SPS%DENVESHELL11_1%1 | Shell NO - Denver City Interchange 115 kV (V95) | Line | SPS.SHELL_NO.DENVESHELL11_1.SPS.DENVER_C.115.115 | 1 | DENVER_N 3115.00 | 527130 | SHELL_NO 115.00 | 527137 | 115
SPS | TOPOLOGY%SPS%SPS%SHELLEL_PA11_1%1 | Shell NO - El Paso Sub 115 kV | Line | SPS.SHELL_NO.SHELLEL_PA11_1.SPS.EL_PASO.115.115 | 1 | EL_PASO 3115.00 | 527080 | SHELL_NO 115.00 | 527137 | 115
SPS | TOPOLOGY%SPS%SPS%SLATON_SP-SLAT%A | Slaton - South Plains REC Slaton Sub 69 kV | Line | SPS.SP-SLAT2.SLATON_SP-SLAT.SPS.SLATON2.69.69 | 1 | SLATON 269.000 | 526562 | SP-SLATON 269.000 | 526569 | 69
SPS | TOPOLOGY%SPS%SPS%ZAVALL_SLAUG_1%1 | Slaughter - Zavalla Sub 69 kV | Line | SPS.ZAVALLA.ZAVALL_SLAUG_1.SPS.SLAUGHTR.69.69 | 1 | ZAVALLA2 69.000 | 526402 | SLAUGHTER 2 69.000 | 526409 | 69
SPS | TOPOLOGY%SPS%SPS%FULTON_SLAUG_1%1 | Slaughter Tap - Fulton South 69 kV | Line | SPS.FULTON_S.FULTON_SLAUG_1.SPS.SLAUGH_T.69.69 |  | SLAUGHTER 269.000 | 526409 | SLAUGTER_TP269.000 | 526416 | 69
SPS | TOPOLOGY%SPS%SPS%SLAUGT_SLAUG_1%1 | Slaughter Tap - Slaughter 69 kV | Line | SPS.SLAUGH_T.SLAUGT_SLAUG_1.SPS.SLAUGHTR.69.69 |  | SLAUGHTER 269.000 | 526409 | SLAUGTER_TP269.000 | 526416 | 69
SPS | TOPOLOGY%SPS%SPS%WATERSONCY69_1%1 | Soncy Sub - Waterfield Tap 69 kV | Line | SPS.WTRFLD_T.WATERSONCY69_1.SPS.SONCY.69.69 | 1 | SONCY 269.000 | 524200 | WATERFL_TP 269.000 | 524234 | 69
SPS | TOPOLOGY%SPS%SPS%SONCYTP_PUCKET%1 | SONCY TP - PUCKETT 115 KV | Line | SPS.PUCKETT_.SONCYTP_PUCKET.SPS.SONCY_TP.115.115 | 1 | SONCY_TP 115.00 | 524252 | PUCKETT 3115.00 | 524256 | 115
SPS | TOPOLOGY%SPS%SPS%SONCYTP_SUNSET%1 | SONCY TP - SUNSET 115 KV | Line | SPS.SUNSET.SONCYTP_SUNSET.SPS.SONCY_TP.115.115 | 1 | SONCY_TP 115.00 | 524252 | SUNSET 3115.00 | 524249 | 115
SPS | TOPOLOGY%SPS%SPS%S_HOBSANGE11_1%1 | South Hobbs Sub - Sanger Switching Station 115 kV | Line | SPS.S_HOBBS.S_HOBSANGE11_1.SPS.SANGER_S.115.115 | 1 |  |  |  |  | 115
SPS | TOPOLOGY%SPS%SPS%TUCO_SP-NDE2%A | South Plains Electric REC New Deal - Tuco Interchange 69 kV | Line | SPS.TUCO.TUCO_SP-NDE2.SPS.SP-NDE2.69.69 | 1 | TUCO_INT 269.000 | 525826 | SP-NEWDEAL 269.000 | 525885 | 69
SPS | TOPOLOGY%SPS%SPS%ABERNAT_TUCO_1%1 | South Plains REC Abernathy Sub - Tuco Interchange 69 kV | Line | SPS.TUCO.ABERNAT_TUCO_1.SPS.ABERNATY.69.69 | 1 | SP-ABERNTHY269.000 | 525731 | TUCO_INT2 269.000 | 525816 | 69
SPS | TOPOLOGY%SPS%SPS%SP-IDAL_VICKER%A | South Plains REC Idalou Sub - Vickers Sub 69 kV | Line | SPS.SP-IDAL2.SP-IDAL_VICKER.SPS.VICKER2.69.69 | 1 | SP-IDAL2 69.000 | 526116 | VICKER2 69.000 | 526123 | 69
SPS | TOPOLOGY%SPS%SPS%POSEYT_SLATO_1%A | South Plains REC Slaton Sub - Posey Tap 69 kV | Line | SPS.SLATON2.POSEYT_SLATO_1.SPS.POSEYT2.69.69 |  | POSEY_TP 2 69.000 | 526541 | SLATON 269.000 | 526562 | 69
SPS | TOPOLOGY%SPS%SPS%SP-SLA_SOUTHLN%A | South Plains REC Slaton Sub - Southland Sub 69 kV | Line | SPS.SOUTHLN2.SP-SLA_SOUTHLN.SPS.SP-SLAT2.69.69 | 1 | SP-SLAT2 69.000 | 526569 | SOUTHLAND 2 69.000 | 526576 | 69
SPS | TOPOLOGY%SPS%SPS%ZODIAC_PORTA_1%1 | South Portales Sub - Zodiac Sub 69 kV | Line | SPS.S_PORTAL.ZODIAC_PORTA_1.SPS.ZODIAC_S.69.69 | 1 | ZODIAC 2 69.000 | 524934 | S_PORTALES 269.000 | 524962 | 69
SPS | TOPOLOGY%SPS%SPS%SP-ACUF_VICKER%A | Southplains Electric REC Acuff Sub - Vickers Sub 69 kV | Line | SPS.SP-ACUF2.SP-ACUF_VICKER.SPS.VICKER2.69.69 | 1 | SP-ACUF2 69.000 | 525906 | VICKER2 69.000 | 526123 | 69
SPS | TOPOLOGY%SPS%SPS%CORNR_SPHALF_1%1 | SouthPlainsREC Halfway - SwisherCoREC Emergency Tie 69 kV | Line | SPS.SP_HALF.CORNR_SPHALF_1.SPS.CORNER.69.69 | 1 | CORNER 2 69.000 | 525425 | SP-HALFWAY 269.000 | 525432 | 69
SPS | TOPOLOGY%SPS%SPS%SP-HET_SP-IDAL%A | SouthPlainsREC Hettler - SouthPlainsREC Idalou 69 kV | Line | SPS.SP-HETL2.SP-HET_SP-IDAL.SPS.SP-IDAL2.69.69 | 1 | SP-HETL2 69.000 | 526102 | SP-IDAL2 69.000 | 526116 | 69
SPS | TOPOLOGY%SPS%SPS%SW6746_SP-HETL%A | SouthPlainsREC Hettler Sub - Switch 6786 Circuit Y84 69 kV | Line | LINE.NOT.IN.EMS.CANT.999.999 | 1 | SW_6786 2 69.000 | 526086 | SP-HETL2 69.000 | 526102 | 69
SPS | TOPOLOGY%SPS%SPS%SP-NDE_WHTEMN2%A | SouthPlainsREC New Deal - Whitehead Sub & Monroe Sub 69 kV | Line | SPS.SP-NDE2.SP-NDE_WHTEMN2.SPS.WHTE_MN2.69.69 | 1 | SP-NEWDEAL 269.000 | 525885 | WHITE&MONRO269.000 | 525892 | 69
SPS | TOPOLOGY%SPS%SPS%SP-SHLW_SW6787%A | SouthplainsREC Shallowater Sub - Stanton North Bus 69 kV | Line | SPS.SP-SHLW2.SP-SHLW_SW6787.SPS.SW67872.69.69 | 1 | SP-SHLW2 69.000 | 525899 | STANTON_N 269.000 | 526073 | 69
SPS | TOPOLOGY%SPS%SPS%WHTEM_SP-SHLW%A | SouthplainsREC Shallowater Sub - Whitehead&Monroe 69 kV | Line | SPS.WHTE_MN2.WHTEM_SP-SHLW.SPS.SP-SHLW2.69.69 | 1 | WHITE&MONRO269.000 | 525892 | SP-SHLW2 69.000 | 525899 | 69
SPS | TOPOLOGY%SPS%SPS%SPEARSPEAR11_1%1 | Spearman City Sub - Spearman Interchange 115 kV | Line | SPS.SPEARMA1.SPEARSPEAR11_1.SPS.SPEARMA2.115.115 | 1 | SPEARMAN 3115.00 | 523186 | SPEARMNSUB 3115.00 | 523203 | 115
SPS | TOPOLOGY%SPS%SPS%SPEARTXFARM_1%1 | Spearman City Sub - TX Farms 115 kV | Line | SPS.SPEARMA2.SPEARTXFARM_1.SPS.TEX_FARM.115.115 | 1 | TXFARMS 3115.00 | 523140 | SPEARMNSUB 3115.00 | 523203 | 115
SPS | TOPOLOGY%SPS%SPS%LNT71-5%A | SPEC Wolfforth - Wolfforth Tap 115 kV | Line | SPS.SPECWOLF.LNT71-5.SPS.SPECWFTP.115.115 |  | SP-WOLF_TP 3115.00 | 526481 | SP-WOLFORTH3115.00 | 526483 | 115
SPS | TOPOLOGY%CO%CO%LINE%LN | Stanton Sub - Stanton Sub North Bus 69 kV | Line | LINE.NOT.IN.EMS.CANT.999.999 | 1 | STANTON_N 269.000 | 526073 | STANTON 2 69.000 | 526075 | 69
SPS | TOPOLOGY%SPS%SPS%STANTN_SW678_1%A | Stanton Sub - Switch 6786 Circuit Y85 69 kV | Line | SPS.SW67862.STANTN_SW678_1.SPS.STANTN2.69.69 | 1 | STANTON_E 269.000 | 526075 | SW_6786_S 269.000 | 526087 | 69
SPS | TOPOLOGY%SPS%SPS%134%1 | Stanton Sub - Tuco Interchange 115 kV | Line | SPS.STANTON.134.SPS.TUCO.115.115 | 1 | TUCO_INT 3115.00 | 525828 | STANTON_W 3115.00 | 526076 | 115
SPS | TOPOLOGY%SPS%SPS%SW6787_STANTON%A | Stanton Sub North Bus - Switch 6786 Circuit Y84 69 kV | Line | SPS.STANTN2.SW6787_STANTON.SPS.SW67872.69.69 | 1 | STANTON_N 269.000 | 526073 | SW_6786 2 69.000 | 526086 | 69
SPS | TOPOLOGY%SPS%SPS%SULPHUR_DIAMO%A | Sulpher Springs - Diamondback 115kV | Line | SPS.SULPHUR_.SULPHUR_DIAMO.SPS.DIAMONDB.115.115 | 1 | DIAMONDBACK3115.00 | 527212 | SULPHUR 3115.00 | 527262 | 115
SPS | TOPOLOGY%SPS%SPS%628%1 | Sulphur Springs Interchange - Terry Co 115 kV | Line | SPS.TERRY_CO.628.SPS.SULPHUR_.115.115 | 1 | TERRY_CNTY 3115.00 | 526736 | SULPHUR 3115.00 | 527262 | 115
SPS | TOPOLOGY%SPS%SPS%SUNDOWOLFF23_1%1 | Sundown - Wolfforth 230 kV | Line | SPS.WOLFFORT.SUNDOWOLFF23_1.SPS.SUNDOWN2.230.230 | 1 | SUNDOWN 6230.00 | 526435 | WOLFFORTH 6230.00 | 526525 | 230
SPS | TOPOLOGY%SPS%SPS%113%1 | Swisher Co Interchange - Tuco Interchange 230 kV | Line | SPS.SWISHER.113.SPS.TUCO.230.230 | 1 | SWISHER 6230.00 | 525213 | TUCO_INT 6230.00 | 525830 | 230
SPS | TOPOLOGY%CO%CO%LINE%LN | Switch 6786 Circuit Y84 - Switch 6786 Circuit Y85 69 kV | Line | LINE.NOT.IN.EMS.CANT.999.999 | 1 | SW_6786 2 69.000 | 526086 | SW_6786_S 269.000 | 526087 | 69
SPS | TOPOLOGY%SPS%SPS%SHELL__SW7814%A | Switch 7814 Circuit Y99 - Switch 7848 Circuit Y99 69 kV | Line | SPS.SHELL_52.SHELL__SW7814.SPS.SW78142.69.69 | 1 | SW_7848 2 69.000 | 527093 | SW_7814 2 69.000 | 527117 | 69
SPS | TOPOLOGY%SPS%SPS%WASSON_SW781_1%A | Switch 7814 Circuit Y99 - Wasson Sub 69 kV | Line | SPS.SW78142.WASSON_SW781_1.SPS.WASSON2.69.69 | 1 | WASSON2 69.000 | 527111 | SW_7814 2 69.000 | 527117 | 69
SPS | TOPOLOGY%SPS%SPS%NEF_S_NEFTP%A | Targa Tap - National Enrichment Plant Tap 115 kV | Line | [6 empty] | 115
SPS | TOPOLOGY%SPS%SPS%WEST_TAYLO11_1%1 | Taylor Switching Station - West Bender Sub 115 kV | Line | SPS.TAYLOR_S.WEST_TAYLO11_1.SPS.WEST_BEN.115.115 | 1 | TAYLOR 3115.00 | 528413 | W_BENDER 3115.00 | 528449 | 115
SPS | TOPOLOGY%SPS%SPS%161%1 | Terry Co - Wolfforth 115 kV | Line | SPS.TERRY_CO.161.SPS.WOLFFORT.115.115 | 1 | WOLFFORTH 3115.00 | 526524 | TERRY_CNTY 3115.00 | 526736 | 115
SPS | TOPOLOGY%SPS%SPS%LE_TEXACO_TAP%A | Texaco - Texaco Tap 115 kV | Line | SPS.LE_TXCTP.LE_TEXACO_TAP.SPS.LE_TEXCO.115.115 | 1 | LE-TEXACO 3115.00 | 528792 | LE-TXACO_TP3115.00 | 528627 | 115
SPS | TOPOLOGY%SPS%SPS%TEXACO_ZAVAL_1%1 | Texaco Sub - Zavalla Sub 69 kV | Line | SPS.TEXACO_.TEXACO_ZAVAL_1.SPS.ZAVALLA.69.69 | 1 | TEXACO2 69.000 | 526395 | ZAVALLA2 69.000 | 526402 | 69
SPS | TOPOLOGY%SPS%SPS%638%1 | Texas County Phase Shifter - Bypass Switch | Line | SPS.TEXAS_CO.638.SPS.TEXAS_CO.115.115 | [5 empty] | 115
SPS | TOPOLOGY%SPS%SPS%EDDY_TOLKS34_1%A | Tolk - Crossroads 345kV | Line | SPS.TOLKSUB.EDDY_TOLKS34_1.SPS.CROSSRDS.345.345 | 1 | TOLK 7345.00 | 525549 | CROSSROADS 7345.00 | 527656 | 345
SPS | TOPOLOGY%SPS%SPS%TOLKSTUCO50_1%1 | Tolk - Tuco Interchange 230 kV | Line | SPS.TUCO.TOLKSTUCO50_1.SPS.TOLKSUB.230.230 | 1 | TOLK_EAST 6230.00 | 525524 | TUCO_INT 6230.00 | 525830 | 230
SPS | TOPOLOGY%SPS%SPS%122%1 | Tolk - Yoakum 230 kV | Line | SPS.YOAKUM.122.SPS.TOLKSUB.230.230 | 1 | TOLK_WEST 6230.00 | 525531 | YOAKUM 6230.00 | 526935 | 230
SPS | TOPOLOGY%SPS%SPS%ELKHRT_EVARE_1%1 | Tri Co REC Elkhart - Tri Co REC Eva Regulator 69 kV | Line | SPS.ELKHRT_T.ELKHRT_EVARE_1.SPS.EVA_REG.69.69 |  | TC-ELKHRT_T269.000 | 523044 | TC-EVAREG 269.000 | 523051 | 69
SPS | TOPOLOGY%SPS%SPS%EVAREG_THOMP_1%1 | Tri Co REC Eva Regulator - Tri Co REC Thompson 69 kV | Line | SPS.THOMPSO2.EVAREG_THOMP_1.SPS.EVA_REG.69.69 | 1 | TC-EVRG2 69.000 | 523051 | TC-THOM2 69.000 | 523065 | 69
SPS | TOPOLOGY%SPS%SPS%TCGUYMNBEAVE_1%1 | Tri Co REC McMurray - Tri Co REC Beaver 115 kV | Line | SPS.TC_GUYMN.TCGUYMNBEAVE_1.SPS.BEAVER_T.115.115 |  | TC-GUYMON_ 3115.00 | 523113 | TC-BEAVER_T3115.00 | 523142 | 115
SPS | TOPOLOGY%CO%CO%LINE%LN | Tri County REC Anthony - Tri County REC Beaver 115 kV | Line | LINE.NOT.IN.EMS.CANT.999.999 | 1 | TC-ANTHY_TP3115.00 | 523012 | TC-BEAVER 3 115.00 | 523024 | 115
SPS | TOPOLOGY%SPS%SPS%KEYES_ELKHRT_1%1 | Tri County REC Elkhart - Tri County REC Keys 69 kV | Line | SPS.ELKHRT_T.KEYES_ELKHRT_1.SPS.KEYES.69.69 | 1 | TC-KEYS2 69.000 | 523032 | TC-ELKT2 69.000 | 523044 | 69
SPS | TOPOLOGY%SPS%SPS%ELKHRT_ELKHR_1%1 | Tri County REC Elkhart Sub - Elkhart Tap 69 kV | Line | SPS.ELKHRT_T.ELKHRT_ELKHR_1.SPS.ELKHRT.69.69 |  | TC-ELKHART 269.000 | 523006 | TC-ELKHRT_T269.000 | 523044 | 69
SPS | TOPOLOGY%SPS%SPS%GUYMOTHOMP69_1%1 | Tri County REC Guymon - Tri County REC Thompson 69 kV | Line | SPS.THOMPSO2.GUYMOTHOMP69_1.SPS.GUYMON_N.69.69 | 1 | TC-THOM2 69.000 | 523065 | TC-GUYM2 69.000 | 523079 | 69
SPS | TOPOLOGY%SPS%SPS%TEXASGUYMO69_1%1 | Tri County REC Guymon - TX County Interchange 69 kV | Line | SPS.TEXAS_CO.TEXASGUYMO69_1.SPS.GUYMON_N.69.69 | 1 | TC-GUYM2 69.000 | 523079 | TC-TXCOUNTY269.000 | 523089 | 69
SPS | TOPOLOGY%SPS%SPS%TCHOOK_HOVEY_1%1 | Tri County REC Hooker - Tri County REC Hovey 69 kV | Line | SPS.TC_HOOKR.TCHOOK_HOVEY_1.SPS.HOVEY_TP.69.69 | 1 | TC-HOOK2 69.000 | 523018 | TC-HOVT2 69.000 | 523058 | 69
SPS | TOPOLOGY%SPS%SPS%HOVEY_THOMP_1%1 | Tri County REC Hovey - Tri County REC Thompson 69 kV | Line | SPS.THOMPSO2.HOVEY_THOMP_1.SPS.HOVEY_TP.69.69 | 1 | TC-HOVT2 69.000 | 523058 | TC-THOM2 69.000 | 523065 | 69
SPS | TOPOLOGY%SPS%SPS%TEXASTCGUYMN_1%1 | Tri County REC McMurry - TX Co Interchange 115 kV | Line | SPS.TC_GUYMN.TEXASTCGUYMN_1.SPS.TEXAS_CO.115.115 | 1 | TEXAS_CNTY 3115.00 | 523090 | TC-GUYMON_ 3115.00 | 523113 | 115
SPS | TOPOLOGY%SPS%SPS%SEABOTHOMP69_1%1 | Tri County REC Seaboard - Tri County REC Thompson 69 kV | Line | SPS.THOMPSO2.SEABOTHOMP69_1.SPS.SEABOARD.69.69 | 1 | TC-THOM2 69.000 | 523065 | TC-SEABOARD269.000 | 523072 | 69
SPS | TOPOLOGY%SPS%SPS%TEXASSEABO69_1%1 | Tri County REC Seaboard - TX County Interchange 69 kV | Line | SPS.TEXAS_CO.TEXASSEABO69_1.SPS.SEABOARD.69.69 | 1 | TC-SEABOARD269.000 | 523072 | TC-TXCOUNTY269.000 | 523089 | 69
SPS | TOPOLOGY%SPS%SPS%TULIATULIA11_1%A | Tulia City - Tulia Tap 115 kV | Line | SPS.TULIA_TA.TULIATULIA11_1.SPS.TULIA.115.115 | 1 | MU-TULI3 115.00 | 522800 | TULIA_TP 3115.00 | 525179 | 115
SPS | TOPOLOGY%SPS%SPS%WELLMN_UNIOTX%A | Union TX - Wellman 69 kV | Line | SPS.UNIOTX2.WELLMN_UNIOTX.SPS.WELLMAN2.69.69 | 1 | WELLMAN2 69.000 | 526985 | UNIOTX2 69.000 | 526999 | 69
SPS | TOPOLOGY%SPS%SPS%EAST_VAN_B69_2%A | Van Buren Sub - Van Buren Sub 1 Tap 69 kV | Line | SPS.VAN_BURE.EAST_VAN_B69_2.SPS.VANB_TAP.69.69 | 1 | VANBUREN#1 269.000 | 524142 | VNBUREN_TP 269.000 | 524177 | 69
SPS | TOPOLOGY%SPS%SPS%VEGA_WILDOR_1%1 | Vega Sub - Wildarado Sub 69 kV | Line | SPS.VEGA.VEGA_WILDOR_1.SPS.WILDORA2.69.69 | 1 | VEGA2 69.000 | 523888 | WILDORADO 2 69.000 | 523895 | 69
SPS | TOPOLOGY%SPS%SPS%WADETAP_WADE%A | Wade - Wade Tap 115kV | Line | SPS.WADETAP.WADETAP_WADE.SPS.WADE.115.115 | 1 | WADETAP1 115.00 | 523143 | WADE 3115.00 | 523145 | 115
SPS | TOPOLOGY%SPS%SPS%WADETAP_LIPSC%A | Wade Tap - Lipscomb 115kV | Line | SPS.WADETAP.WADETAP_LIPSC.SPS.LIPSCOMB.115.115 | 1 | WADETAP1 115.00 | 523143 | LIPSCOMB1 115.00 | 523144 | 115
SPS | TOPOLOGY%SPS%SPS%OCHLTR_WADETAP%A | Wade Tap - Ochiltree 115kV | Line | SPS.WADETAP.OCHLTR_WADETAP.SPS.OCHLTREE.115.115 | 1 | WADETAP1 115.00 | 523143 | OCHILTREE 3115.00 | 523154 | 115
SPS | TOPOLOGY%SPS%SPS%WHITTWARD11_1%1 | Ward Sub - Whitten Sub 115 kV | Line | SPS.WARD.WHITTWARD11_1.SPS.WHITTEN.115.115 | 1 | WARD 3115.00 | 528519 | WHITTEN 3115.00 | 528540 | 115
SPS | TOPOLOGY%SPS%SPS%WATERWATER69_1%1 | Waterfield Sub - Waterfield Tap 69 kV | Line | SPS.WTRFLD_T.WATERWATER69_1.SPS.WATERFIE.69.69 | 1 | WATERFL_TP 269.000 | 524234 | WATERFIELD 269.000 | 524241 | 69
SPS | TOPOLOGY%SPS%SPS%SANGEW_HOB11_1%1 | West Hobbs - South Sanger Switching Station 115 kV | Line | SPS.W_HOBBS.SANGEW_HOB11_1.SPS.SANGER_S.115.115 |  | SW_4J44 3115.00 | 528484 | W_HOBBS 3115.00 | 528498 | 115
SPS | TOPOLOGY%SPS%SPS%WHEELER_COBRNC%A | Wheeler Co Interchange - Coburn Creek 115 kV | Line | SPS.WHEELER.WHEELER_COBRNC.SPS.COBRNCK.115.115 | 1 | WHEELER 3115.00 | 523776 | COBRN_CREEK3115.00 | 523772 | 115
SPS | TOPOLOGY%SPS%SPS%159%B | Wolfforth - Yuma 115 kV | Line | SPS.WOLFFORT.159.SPS.YUMA.115.115 | 1 | YUMA_INT 3115.00 | 526475 | WOLFFORTH 3115.00 | 526524 | 115
SPS | TOPOLOGY%SPS%SPS%SPECWLF_DOUD%A | Wolfforth Tap - Doud Tap 115 kV | Line | SPS.SPECWFTP.SPECWLF_DOUD.SPS.DOUDTAP.115.115 |  | LP-DOUD_TP 3115.00 | 526162 | SP-WOLF_TP 3115.00 | 526481 | 115
SPS | TOPOLOGY%SPS%SPS%LNT71-4%A | Wolfforth Tap - Yuma 115 kV | Line | SPS.YUMA.LNT71-4.SPS.SPECWFTP.115.115 | 1 | SP-WOLF_TP 3115.00 | 526481 | YUMA_INT 3115.00 | 526475 | 115
TVA | TOPOLOGY%TVA%TVA%UNION_BENTON%A | Union - Benton 500kV | Line | TVA.UNION2.UNION_BENTON.TVA.8BENTON.500.500 | 1 | 8UNION MS 500.00 | 360033 | 8BENTON MS 500.00 | 360612 | 500
WAPA | TOPOLOGY%CO%DV%LINE%LN | Groton Sub NWE - Groton WAPA 69kV | Line | Not in EMS | [5 empty] | 69
WAUE | TOPOLOGY%WAUE%WAUE%57TH_SHIND11_1%1 | 57th Street - Shindler 115 kV | Line |  | 1 | SXF 57TH ST7115.00 | 659256 | SXF SHINDLR7115.00 | 659257 | 115
WAUE | TOPOLOGY%WAUE%WAUE%57TH_6MILE11_1%1 | 57th Street - Six Mile Road 115 kV | Line | WAUE.6MILE_RD.57TH_6MILE11_1.WAUE.57TH_ST.115.115 | 1 | SXF 6 MI RD7115.00 | 659255 | SXF 57TH ST7115.00 | 659256 | 115
WAUE | TOPOLOGY%WAUE%WAUE%ABDNJABDNS11_1%1 | Aberdeen Junction - Aberdeen Siebrecht 115 kV | Line | WAUE.ABDNSBT.ABDNJABDNS11_1.WAUE.ABDNJCT.115.115 | 1 | ABDNJCT7 115.00 | 660000 | ABDNSBT7 115.00 | 660001 | 115
WAUE | TOPOLOGY%MDU%MDU%ABDNJELLEN11_1%1 | Aberdeen Junction - Ellendale 115 kV | Line |  | 1 | ABDNJCT7 115.00 | 660000 | ELLENDL7 115.00 | 661027 | 115
WAUE | TOPOLOGY%MDU%MDU%ABDNJELLEN11_1%1 | Aberdeen Siebrecht - Ellendale 115kV | Line | WAUE.ABDNJCT.ABDNJELLEN11_1.MDU.ELLENDL.115.115 | 1 | ABDNJCT7 115.00 | 660000 | ELLENDL7 115.00 | 661027 | 115
WAUE | TOPOLOGY%WAUE%WAUE%ABDNSGROTO11_1%1 | Aberdeen Siebrecht - Groton 115 kV | Line | WAUE.GROTON.ABDNSGROTO11_1.WAUE.ABDNSBT.115.115 | 1 | GROTON 7 115.00 | 652512 | ABDNSBT7 115.00 | 660001 | 115
WAUE | TOPOLOGY%CO%DV%LINE%LN | Aberdeen Siebrecht - Industrial 115kV | Line | Not in EMS | 1 | Industrial |  | Aberdeen |  | 115
WAUE | TOPOLOGY%WAUE%WAUE%REDFLABDNS11_1%1 | Aberdeen Siebrecht - Redfield 115 kV | Line | WAUE.ABDNSBT.REDFLABDNS11_1.WAUE.REDFLD.115.115 | 1 | ABDNSBT7 115.00 | 660001 | REDFLD 7 115.00 | 660002 | 115
WAUE | TOPOLOGY%WAUE%WAUE%ACKLY_AKLYMNTP%A | Ackley - Ackley Muni. 69 kV | Line | WAUE.ACKLEY.ACKLY_AKLYMNTP.WAUE.AKLYMNTP.69.69 | 1 | ACKLEY 8 69.000 | 636319 | ACKLYTAP8 69.000 | 656751 | 69
WAUE | TOPOLOGY%WAUE%WAUE%ACKLEFRMLN69_1%1 | Ackley - Farmland 69 kV | Line | WAUE.ACKLEY.ACKLEFRMLN69_1.WAUE.FRMLNDCB.69.69 | 1 | ACKLEY8 69.000 | 656749 | FARMLAND8 69.000 | 656771 | 69
WAUE | TOPOLOGY%WAUE%WAUE%ACKLEY_PINELK%A | Ackley Muni. - Pine Lake 69 kV | Line | WAUE.AKLYMNTP.ACKLEY_PINELK.WAUE.PINLK.69.69 | 1 | ACKLYTAP8 69.000 | 656751 | PINELAKE8 69.000 | 656779 | 69
WAUE | TOPOLOGY%WAUE%WAUE%ACKLEBEVRC69_1%1 | Ackley Tap - Beaver Creek 69 kV | Line | WAUE.ACKLEYTP.ACKLEBEVRC69_1.WAUE.BEVRCKCB.69.69 | 1 | APLGTNJC8 69.000 | 656269 | BEAVERCK8 69.000 | 656007 | 69
WAUE | TOPOLOGY%WAUE%WAUE%LEEDSAGATE11_1%1 | Agate - Leeds 115 kV | Line | WAUE.LEEDS2.LEEDSAGATE11_1.WAUE.AGATE.115.115 | 1 | AGATE 7 115.00 | 652299 | LEEDS 7 115.00 | 652447 | 115
WAUE | TOPOLOGY%WAUE%WAUE%AGATEROLLA11_1%1 | Agate - Rolla 115 kV | Line |  | 1 | ROLLA 7 115.00 | 652283 | AGATE 7 115.00 | 652299 | 115
WAUE | TOPOLOGY%WAUE%WAUE%NO_AKLY_APLGTN%A | Akley Tap - Akley Muni. 69 kV | Line | WAUE.AKLYMNTP.NO_AKLY_APLGTN.WAUE.ACKLEYTP.69.69 | 1 | ACKLYTAP8 69.000 | 656751 | APLGTNJC8 69.000 | 656269 | 69
WAUE | TOPOLOGY%WAUE%WAUE%FELDCALB69_1%1 | Albert City - Feldman Tap 69 kV | Line |  | 1 | ALBERTCY8 69.000 | 656413 | FELD_TAP8 69.000 | 656461 | 69
WAUE | TOPOLOGY%WAUE%WAUE%CLRMALBC69_1%1 | Albert City - Lauren Muni 69 kV | Line | WAUE.ALBC2.CLRMALBC69_1.WAUE.CLRM.69.69 | 1 | ALBRTCY8 69.000 | 630356 | LAURMUNI8 69.000 | 656499 | 69
WAUE | TOPOLOGY%WAUE%WAUE%ALBCMRTH69_1%1 | Albert City - Marathon Tap 69 kV | Line | WAUE.MRTH.ALBCMRTH69_1.WAUE.ALBC2.69.69 | 1 | ALBRTCY8 69.000 | 630356 | MARTHNTP8 69.000 | 656513 | 69
WAUE | TOPOLOGY%WAUE%WAUE%CALBSTRML69_1%1 | Albert City - Storm Lake 69 kV | Line |  | 1 | ALBERTCY8 69.000 | 656413 | STM LKJ8 69.000 | 656559 | 69
WAUE | TOPOLOGY%WAUE%WAUE%BERSFALCES69_1%1 | Alcestor - Beresford 69kV | Line | WAUE.BERSFRD.BERSFALCES69_1.WAUE.ALCESTOR.69.69 | 1 | BERSFRD8 69.000 | 652254 | ALCESTOR 169.000 | 652631 | 69
WAUE | TOPOLOGY%WAUE%WAUE%ALCEDAVIS69_1%1 | Alcestor - Davis 69kV | Line | WAUE.ALCESTOR.ALCEDAVIS69_1.WAUE.DAVIS_ER.69.69 | 1 | ALCESTOR 169.000 | 652631 | DAVIS_ER 169.000 | 652633 | 69
WAUE | TOPOLOGY%WAUE%WAUE%ALDENALDNC69_1%1 | Alden - Alden Rural Tap 69 kV | Line |  | 1 | ALDEN8 69.000 | 656753 | ALDNRRLTP8 69.000 | 656795 | 69
WAUE | TOPOLOGY%WAUE%WAUE%ALDENIAFLE69_1%1 | Alden - IFE 69 kV | Line |  | 1 | ALDEN8 69.000 | 656753 | IFE8 69.000 | 656775 | 69
WAUE | TOPOLOGY%WAUE%WAUE%ALDENALDNJ69_1%1 | Alden Jct. - Alden Rural Tap 69 kV | Line | WAUE.ALDENRUR.ALDENALDNJ69_1.WAUE.ALDENJCB.69.69 | 1 | ALDENJCT8 69.000 | 656755 | ALDNRRLTP8 69.000 | 656795 | 69
WAUE | TOPOLOGY%WAUE%WAUE%ALDENBCKEY69_1%1 | Alden Jct. - Buckeye WAUE 69 kV | Line |  | 1 | ALDENJCT8 69.000 | 656755 | BUCKEYE8 69.000 | 656759 | 69
WAUE | TOPOLOGY%WAUE%WAUE%ALDENBUCKN69_1%1 | Alden Jct. - Buckner 69 kV | Line |  | 1 | BUCKNER8 69.000 | 656149 | ALDENJCT8 69.000 | 656755 | 69
WAUE | TOPOLOGY%WAUE%WAUE%ALEXNBELMN69_1%1 | Alexander - Belmond 69 kV | Line | WAUE.ALEXNDCB.ALEXNBELMN69_1.WAUE.BELMNDCB.69.69 | 1 | ALEXANDR8 69.000 | 656179 | BELMOND8 69.000 | 656841 | 69
WAUE | TOPOLOGY%WAUE%WAUE%SHEFFALEXN69_1%1 | Alexander - Sheffield 69 kV | Line | WAUE.ALEXNDCB.SHEFFALEXN69_1.WAUE.SHEFFLD1.69.69 | 1 | ALEXANDR8 69.000 | 656179 | WSHEFFLD8 69.000 | 656205 | 69
WAUE | TOPOLOGY%WAUE%WAUE%ALEXNTIMBR11_1%1 | Alexander - Timber Creek Tap 115 kV | Line | WAUE.ALEXNDR.ALEXNTIMBR11_1.WAUE.TIMBR_CK.115.115 | 1 | ALEXANDR-MK7115.00 | 659592 | TIMBERCK-MK7115.00 | 659644 | 115
WAUE | TOPOLOGY%WAUE%WAUE%ALEXNHAYBU11_1%1 | ALEXNDR - HAYBUTTE 115kV | Line | WAUE.ALEXNDR.ALEXNHAYBU11_1.WAUE.HAYBUTTE.115.115 | 1 | ALEXANDR-MK7115.00 | 659592 | HAYBUTTE-MK7115.00 | 659642 | 115
WAUE | TOPOLOGY%WAUE%WAUE%ALGONBURT69_1%1 | Algona - Burt 69 kV | Line | WAUE.ALGONA_N.ALGONBURT69_1.WAUE.BURT.69.69 | 1 | ALGONA N8 69.000 | 656339 | BURT8 69.000 | 656425 | 69
WAUE | TOPOLOGY%WAUE%WAUE%ALGNNKOSST69_1%1 | Algona - Kossuth N Tap 69 kV | Line | WAUE.ALGONA_N.ALGNNKOSST69_1.WAUE.KOSSTP.69.69 | 1 | KOSSUTH8 69.000 | 630106 | ALGONA S8 69.000 | 656340 | 69
WAUE | TOPOLOGY%WAUE%WAUE%ALGNEALGON69_1%1 | Algona Muni -Algona 69 kV | Line | WAUE.ALGNEMUN.ALGNEALGON69_1.WAUE.ALGONA_N.69.69 | 1 | ALGONA N8 69.000 | 656339 | ALGONA E8 69.000 | 656387 | 69
WAUE | TOPOLOGY%WAUE%WAUE%ALGNSKOSST69_1%1 | Algona_s - Kossuth N Tap 69 kV | Line | WAUE.ALGONA_S.ALGNSKOSST69_1.WAUE.KOSSTP.69.69 | 1 | KOSSUTH8 69.000 | 630106 | ALGONA S8 69.000 | 656340 | 69
WAUE | TOPOLOGY%WAUE%WAUE%ALGONALGNE69_1%1 | Algonam - Algona Muni 69 kV | Line | WAUE.ALGONAM.ALGONALGNE69_1.WAUE.ALGNEMUN.69.69 | 1 | ALGONA E8 69.000 | 656387 | ALGONAM G 69.000 | 656585 | 69
WAUE | TOPOLOGY%WAUE%WAUE%ALGONALGON69_1%1 | Algonam - Algona_s 69 kV | Line | WAUE.ALGONA_S.ALGONALGON69_1.WAUE.ALGONAM.69.69 | 1 | ALGONA S8 69.000 | 656340 | ALGONAM G 69.000 | 656585 | 69
WAUE | TOPOLOGY%WAUE%WAUE%ALGONHOBAR69_1%1 | Algonam - Hobarton Tap 69 kV | Line | WAUE.ALGONAM.ALGONHOBAR69_1.WAUE.HOBARTON.69.69 | 1 | HOBRTNTP8 69.000 | 656351 | ALGONAM G 69.000 | 656585 | 69
WAUE | TOPOLOGY%WAUE%WAUE%ALGONHUTCH69_1%1 | Algonia - Hutchins 69 kV | Line | WAUE.ALGONACB.ALGONHUTCH69_1.WAUE.HUTCHINS.69.69 | 1 | ALGONA8 69.000 | 656337 | HUTCHINS8 69.000 | 656869 | 69
WAUE | TOPOLOGY%CO%DV%LINE%LN | Alkabo - Ambrose 115 kV | Line |  | 1 | AMBROSE -BD7115.00 | 659631 | ALKABO -SH7115.00 | 659632 | 115
WAUE | TOPOLOGY%CO%DV%LINE%LN | Alkabo - Grenora 115 kV | Line |  | 1 | GRENORA7 115.00 | 659145 | ALKABO -SH7115.00 | 659632 | 115
WAUE | TOPOLOGY%WAUE%WAUE%JCTALTAM69_1%1 | Alta - CBPC Alta Tap 69 kV | Line | WAUE.ALTAMUN.JCTALTAM69_1.WAUE.ALTAJCT.69.69 | 1 | ALTA TAP8 69.000 | 656415 | ALTAMUNI8 69.000 | 656417 | 69
WAUE | TOPOLOGY%WAUE%WAUE%ALTAMALTMU69_1%1 | Alta Municipal WAUE - Alta Municipal Tap MEC 69 kV | Line | WAUE.ALTAMUN.ALTAMALTMU69_1.MEC.ALTMUNTP.69.69 |  | ALTAMUNI8 69.000 | 656417 | ALTAMUNITAP869.000 | 656583 | 69
WAUE | TOPOLOGY%WAUE%WAUE%HANOVALTAJ69_1%1 | Alta Tap - Hanover Tap 69 kV | Line | WAUE.HANOVRCB.HANOVALTAJ69_1.WAUE.ALTAJCT.69.69 | 1 | ALTA TAP8 69.000 | 656415 | HANOVRTP8 69.000 | 656483 | 69
WAUE | TOPOLOGY%WAUE%WAUE%ALTAJBVIST69_1%1 | Alta Tap CBPC - Buena Vista MEC 69 kV | Line | WAUE.ALTAJCT.ALTAJBVIST69_1.MEC.BVISTA.69.69 |  | BVISTA 8 69.000 | 635281 | ALTA TAP8 69.000 | 656415 | 69
WAUE | TOPOLOGY%CO%DV%LINE%LN | Ambrose - Hawkeye 115 kV | Line |  | 1 | HAWKEYE -BD7115.00 | 659614 | AMBROSE -BD7115.00 | 659631 | 115
WAUE | TOPOLOGY%ALTW%ALTW%ANTA_ANITA16_1%1 | Anita ALTW - Anita Tap 161 kV Ckt 1 | Line | ALTW.ANITA.ANTA_ANITA16_1.WAUE.ANTA_TP.161.161 | 1 | ANTA TP5 161.00 | 631069 | ANITA 5 161.00 | 631070 | 161
WAUE | TOPOLOGY%WAUE%WAUE%CRESTANTA_16_1%1 | Anita Tap - Creston 161 kV Ckt 1 | Line |  | 1 | ANTA TP5 161.00 | 631069 | CRESTON5 161.00 | 652560 | 161
WAUE | TOPOLOGY%WAUE%WAUE%EXIRAANTA_16_1%1 | Anita Tap - Exira 161 kV Ckt 1 | Line | WAUE.EXIRAWA.EXIRAANTA_16_1.WAUE.ANTA_TP.161.161 | 1 | ANTA TP5 161.00 | 631069 | EXIRA 5 161.00 | 652603 | 161
WAUE | TOPOLOGY%WAUE%WAUE%ANTELBRDLA34_1%1 | Antelope Valley - Broadland 345 kV Ckt 1 | Line | WAUE.ANTELOP.ANTELBRDLA34_1.WAUE.BRDLAND.345.345 | 1 | ANTELOP-LNX3345.00 | 659420 | BRDLAND-LNX3345.00 | 659421 | 345
WAUE | TOPOLOGY%WAUE%WAUE%CHAR_ANTEL34_1%1 | Antelope Valley - Charlie Creek 345 kV Ckt 1 | Line |  | 1 | ANTELOP3-2 345.00 | 659101 | CHAR.CK3 345.00 | 659183 | 345
WAUE | LINE%CURRENTLY%NOT%MODELED%IN%EMS | Antelope Valley - Coteau 345kV | Line | Not in EMS | 1 | Coteau |  | Antelope |  | 345
WAUE | LINE%CURRENTLY%NOT%MODELED%IN%EMS | Antelope Valley - Great Plains #2 345kV | Line | NOT IN EMS | 2 | Antelope |  | Great |  | 345
WAUE | TOPOLOGY%WAUE%WAUE%LELANANTEL34_1%1 | Antelope Valley - Leland Olds2 345 kV Ckt 1 | Line | WAUE.LELANDO.LELANANTEL34_1.WAUE.ANTELOP.345.345 | 1 | ANTELOP3-2 345.00 | 659101 | LELANDO3 345.00 | 659105 | 345
WAUE | TOPOLOGY%WAUE%WAUE%LELANANTEL34_2%1 | Antelope Valley - Leland Olds2 345 kV Ckt 2 | Line | WAUE.LELANDO.LELANANTEL34_2.WAUE.ANTELOP.345.345 | 2 | ANTELOP3-2 345.00 | 659101 | LELANDO3 345.00 | 659105 | 345
WAUE | TOPOLOGY%WAUE%WAUE%ANTELOP_CHAR_2%A | Antelope Valley - Round Up (BEPC)345 kV | Line | WAUE.ANTELOP.ANTELOP_CHAR_2.WAUE.ROUNDUP.345.345 | 1 | ANTELOP3-2 345.00 | 659101 | ROUNDUP 3345.00 | 659384 | 345
WAUE | TOPOLOGY%WAUE%WAUE%ACKLEAPLNG69_1%1 | Aplington - Ackley Tap 69 kV | Line | WAUE.APLNGTCB.ACKLEAPLNG69_1.WAUE.ACKLEYTP.69.69 |  | APLGTNJC8 69.000 | 656269 | APLNGTON8 69.000 | 656271 | 69
WAUE | TOPOLOGY%WAUE%WAUE%FERNCAPLNG69_1%1 | Aplington - Fern Tap 69 kV | Line |  | 1 | APLNGTON8 69.000 | 656271 | FERNTAP8 69.000 | 656303 | 69
WAUE | TOPOLOGY%WAUE%WAUE%ACKLEAPLNG69_1%1 | Aplington Jct - Aplington 69 kV | Line | WAUE.APLNGTCB.ACKLEAPLNG69_1.WAUE.ACKLEYTP.69.69 | 1 | APLGTNJC8 69.000 | 656269 | APLNGTON8 69.000 | 656271 | 69
WAUE | TOPOLOGY%WAUE%WAUE%ACKLEBEVRC69_1%1 | Aplington Jct - Beaver Creek 69 kV | Line | WAUE.ACKLEYTP.ACKLEBEVRC69_1.WAUE.BEVRCKCB.69.69 | 1 | BEAVERCK8 69.000 | 656007 | APLGTNJC8 69.000 | 656269 | 69
WAUE | TOPOLOGY%WAUE%WAUE%APPLDGRANI23_1%1 | Appledorn - Granite Falls 230 kV Ckt 1 | Line |  | 1 | GRANITF4 230.00 | 652550 | APPLEDORN 4 230.00 | 652582 | 230
WAUE | TOPOLOGY%WAUE%WAUE%APPLDWATER23_1%1 | Appledorn - Watertown 230 kV Ckt 1 | Line |  | 1 | WATERTN4 230.00 | 652530 | APPLEDORN 4 230.00 | 652582 | 230
WAUE | TOPOLOGY%WAUE%WAUE%ARENDS_MILFRDT%A | Arends - Milford 69kV | Line | WAUE.ARENDS.ARENDS_MILFRDT.WAUE.MLFRDMNT.69.69 | 1 | OKOBOJI8 69.000 | 656523 | MLFRDMUNSTP869.000 | 656599 | 69
WAUE | TOPOLOGY%WAUE%WAUE%MFGEN_MILFORDT%A | Arends - MIlford Jct. 69kV | Line | WAUE.MLFRDTCB.MFGEN_MILFORDT.WAUE.MILFORDT.69.69 | 1 | MFRDMNETP8 69.000 | 656517 | OKOBOJI8 69.000 | 656523 | 69
WAUE | TOPOLOGY%WAUE%WAUE%ARLNGBROOK11_1%1 | Arlington - Brookings 115 kV | Line | WAUE.BROOKNG.ARLNGBROOK11_1.WAUE.ARLNGTN.115.115 | 1 | ARLNGTN7 115.00 | 652500 | BROOKNG7 115.00 | 652504 | 115
WAUE | TOPOLOGY%WAUE%WAUE%ARLNGWATER11_1%1 | Arlington - Watertown 115 kV | Line |  | 1 | ARLNGTN7 115.00 | 652500 | WATERTN7 115.00 | 652531 | 115
WAUE | TOPOLOGY%WAUE%WAUE%ARMOUFTRAN11_1%1 | Armour - Fort Randall 115 kV | Line |  | 1 | ARMOUR 7 115.00 | 652501 | FTRANDL7 115.00 | 652510 | 115
WAUE | TOPOLOGY%WAUE%WAUE%MTVERARMOU11_1%1 | Armour - Mount Vernon 115 kV | Line | WAUE.MTVERN.MTVERARMOU11_1.WAUE.ARMOUR.115.115 | 1 | ARMOUR 7 115.00 | 652501 | MTVERN 7 115.00 | 652518 | 115
WAUE | TOPOLOGY%WAUE%WAUE%ASTGRNGST69_1%1 | Armstrong - Ringstead 69 kV | Line | WAUE.ASTG.ASTGRNGST69_1.WAUE.RNGSTDCB.69.69 | 1 | ARMSTNG8 69.000 | 630125 | RINGSTED8 69.000 | 656547 | 69
WAUE | TOPOLOGY%WAUE%WAUE%ASTGSPRGF69_1%1 | Armstrong - Springfield 69 kV | Line |  | 1 | ARMSTNG8 69.000 | 630125 | SPRNGFLD8 69.000 | 656557 | 69
WAUE | TOPOLOGY%WAUE%WAUE%EAGLEARMST69_1%1 | Armstrong Grove - Eagle 69 kV | Line | WAUE.ARMSTGCB.EAGLEARMST69_1.WAUE.EAGLE_CB.69.69 | 1 | ARMSTGV8 69.000 | 630196 | EAGLE8 69.000 | 656447 | 69
WAUE | TOPOLOGY%WAUE%WAUE%SWNLKJCT_ARMST%A | Armstrong Grove - Maple Hill 69 kV | Line | WAUE.SWNLKJCT.SWNLKJCT_ARMST.WAUE.ARMSTGCB.69.69 | 1 | ARMSTGV8 69.000 | 630196 | MAPLEHIL8 69.000 | 656505 | 69
WAUE | TOPOLOGY%WAUE%WAUE%ARNEGCHERR11_1%1 | Arnegard - Cherry Creek 115 kV | Line | WAUE.ARNEGARD.ARNEGCHERR11_1.WAUE.CHERRYCK.115.115 | 1 | CHRRYCRK-MK7115.00 | 659640 | ARNEGARD-MK7115.00 | 659641 | 115
WAUE | TOPOLOGY%WAUE%WAUE%HAYBUTTE_ARNEG%A | ARNEGARD - HAYBUTTE 115kV | Line | WAUE.HAYBUTTE.HAYBUTTE_ARNEG.WAUE.ARNEGARD.115.115 | 1 | EASTHYBT-MK7115.00 | 659587 | ARNEGARD-MK7115.00 | 659641 | 115
WAUE | TOPOLOGY%WAUE%WAUE%LCSWTCH_ARGARD%A | Arnegard - Lonsome Creek Switch 115 kV | Line | WAUE.LCSWITCH.LCSWTCH_ARGARD.WAUE.ARNEGARD.115.115 | 1 | ARNEGARD-MK7115.00 | 659641 | LSSSW_SOUTH7115.00 | 659350 | 115
WAUE | TOPOLOGY%WAUE%WAUE%ASH_SEVANS11_1%1 | Ash Street - Evans Street 115 kV | Line | WAUE.ASH_ST.ASH_SEVANS11_1.WAUE.EVANS_ST.115.115 | 1 | ASH ST 7 115.00 | 652601 | EVANS ST 115.00 | 652602 | 115
WAUE | TOPOLOGY%WAUE%WAUE%GARFEASH_S11_1%1 | Ash Street - Garfield 115 kV | Line |  | 1 | ASH ST 7 115.00 | 652601 | GARFLD 7 115.00 | 658120 | 115
WAUE | TOPOLOGY%WAUE%WAUE%GARFEASHTA11_1%1 | Ash Tap - Garfield 115 kV | Line |  | 1 | ASH TAP 115.00 | 652600 | GARFLD 7 115.00 | 658120 | 115
WAUE | TOPOLOGY%WAUE%WAUE%ASHTAOAHE11_1%1 | Ash Tap - Oahe 115 kV | Line |  | 1 | OAHE 7 115.00 | 652520 | ASH TAP 115.00 | 652600 | 115
WAUE | TOPOLOGY%WAUE%WAUE%ASHTAPIERR11_1%1 | Ash Tap - Pierre 115 kV | Line | WAUE.PIERRE.ASHTAPIERR11_1.WAUE.ASHTAP.115.115 | 1 | PIERRE 7 115.00 | 652489 | ASH TAP 115.00 | 652600 | 115
WAUE | TOPOLOGY%WAUE%WAUE%J8NIPATLNT69_1%1 | Atlantic Municipal - J8 69kV | Line | WAUE.J8NIPCO.1.MEC.AMUGLRD.69.69 | 1 | AMUGLRD8 69.000 | 638052 | J8ATLAN8 69.000 | 659914 | 69
WAUE | TOPOLOGY%WAUE%WAUE%AURORBROOK11_1%1 | Aurora - Brookings 115 kV | Line | WAUE.BROOKNG.AURORBROOK11_1.WAUE.AURORAWA.115.115 | 1 | AURORA 7 115.00 | 652474 | BROOKNG7 115.00 | 652504 | 115
WAUE | TOPOLOGY%WAUE%WAUE%AURORFLAND11_1%1 | Aurora - Flandreau 115 kV | Line | WAUE.FLANDRU.AURORFLAND11_1.WAUE.AURORAWA.115.115 | 1 | AURORA 7 115.00 | 652474 | FLANDRU7 115.00 | 652505 | 115
WAUE | TOPOLOGY%WAUE%WAUE%WALNUAVOCA69_2%1 | Avoca MEC - Teakwood WAUE 69 kV | Line | MEC.AVOCA2.WALNUAVOCA69_2.WAUE.WALNT_WA.69.69 | 1 | AVOCA 8 69.000 | 635040 | TEAKWOOD 8 69.000 | 635046 | 69
WAUE | TOPOLOGY%WAUE%WAUE%AYRSHEMETS69_1%1 | Ayershire - Emmetsburg 69 kV | Line | WAUE.AYRSHRCB.AYRSHEMETS69_1.WAUE.EMETSB1.69.69 | 1 | AYRSHIRE 69.000 | 656419 | MECJCT8 69.000 | 656515 | 69
WAUE | TOPOLOGY%WAUE%WAUE%RNDLKAYRSH69_1%1 | Ayershire - Round Lake Tap 69 kV | Line | WAUE.RNDLKECB.RNDLKAYRSH69_1.WAUE.AYRSHRCB.69.69 | 1 | AYRSHIRE 69.000 | 656419 | RNDLKETP8 69.000 | 656549 | 69
WAUE | TOPOLOGY%WAUE%WAUE%RUTHVAYRSH69_1%1 | Ayershire - Ruthven 69 kV | Line | WAUE.RUTHVNMC.RUTHVAYRSH69_1.WAUE.AYRSHRCB.69.69 | 1 | RUTHVEN8 69.000 | 636101 | AYRSHIRE 69.000 | 656419 | 69
WAUE | TOPOLOGY%WAUE%WAUE%LTLMIBAKER23_1%1 | Baker - Little Missouri 230 kV Ckt 1 | Line | WAUE.BAKERWP.LTLMIBAKER23_1.WAUE.LTLMISS.230.230 | 1 | LTLMISS4 230.00 | 659265 | BAKER 4 230.00 | 661004 | 230
WAUE | TOPOLOGY%WAUE%WAUE%MI_CTBAKER23_1%1 | Baker - Miles City 2 230 kV Ckt 1 | Line | WAUE.MI_CTYE.MI_CTBAKER23_1.WAUE.BAKERWP.230.230 | 1 | MI CTYE4 230.00 | 652411 | BAKER 4 230.00 | 661004 | 230
WAUE | LINE%CURRENTLY%NOT%MODELED%IN%EMS | Baldwin - Ecklund 230 kV Ckt 1 | Line |  | 1 | ECKLUND4 230.00 | 659284 | BALDWIN 4230.00 | 659365 | 230
WAUE | TOPOLOGY%WAUE%WAUE%HILKBALDW23_1%S | Baldwin - Hilken 230 kV Ckt 1 | Line |  | 1 | HILKEN 4 230.00 | 652466 | BALDWIN 4230.00 | 659365 | 230
WAUE | TOPOLOGY%WAUE%WAUE%BNCRTBNCR69_1%1 | Bancroft - Bancroft Tap 69 kV | Line | WAUE.BNCR.BNCRTBNCR69_1.WAUE.BNCRT.69.69 | 1 | BANCROFT8 69.000 | 656421 | BANCROFT T8 69.000 | 656593 | 69
WAUE | TOPOLOGY%WAUE%WAUE%BNCRTBURTM69_1%1 | Bancroft Tap - Burt Muni Tap 69 kV | Line | WAUE.BNCRT.BNCRTBURTM69_1.WAUE.BURTMT.69.69 | 1 | BANCROFT T8 69.000 | 656593 | BURTMUNIT8 69.000 | 656595 | 69
WAUE | TOPOLOGY%WAUE%WAUE%SPRGFBNCRT69_1%1 | Bancroft Tap - Springfield 69 kV | Line | WAUE.BNCRT.SPRGFBNCRT69_1.WAUE.SPRGFLCB.69.69 | 1 | SPRNGFLD8 69.000 | 656557 | BANCROFT T8 69.000 | 656593 | 69
WAUE | TOPOLOGY%WAUE%WAUE%BANKSGARDE11_1%1 | Banks - Garden Creek MKC | Line | WAUE.BANKS_MK.BANKSGARDE11_1.WAUE.GARDENCK.115.115 | 1 | MCK-EBANKS 7115.00 | 659588 | GARDENCK2MK7115.00 | 659645 | 115
WAUE | TOPOLOGY%WAUE%WAUE%BANKSKENEC11_1%1 | Banks - Keene Corner 115 kV | Line | WAUE.BANKS_MK.BANKSKENEC11_1.WAUE.KENERNR.115.115 | 1 | BANKS -MK7115.00 | 659588 | KEENECRNRMK7115.00 | 659596 | 115
WAUE | TOPOLOGY%WAUE%WAUE%BANKSPATEN11_1%1 | Banks - Patentgate 115 kV | Line | WAUE.BANKS_MK.BANKSPATEN11_1.WAUE.PATENT__G.115.115 | 1 | PATENTGATE 7115.00 | 659391 | BANKS -MK7115.00 | 659646 | 115
WAUE | TOPOLOGY%WAUE%WAUE%DEVILBARLO11_1%1 | Barlow - Devils Lake 115 kV | Line | WAUE.BARLOW.DEVILBARLO11_1.WAUE.DEVILSL.115.115 | 1 | BARLOW 7 115.00 | 652423 | DEVILSL7 115.00 | 652431 | 115
WAUE | TOPOLOGY%WAUE%WAUE%BARBUGRENO11_1%1 | Barr Butte - Grenora 115 kV | Line |  | 1 | GRENORA7 115.00 | 659145 | BARRBUTE-MW7115.00 | 659615 | 115
WAUE | TOPOLOGY%WAUE%WAUE%BARBUSTRND11_1%1 | Barr Butte - Strandahl 115 kV | Line |  | 1 | STRNDAHL-MW7115.00 | 659361 | BARRBUTE-MW7115.00 | 659615 | 115
WAUE | TOPOLOGY%WAUE%WAUE%BASINLELAN23_1%1 | Basin Electric - Leland olds 230kV | Line | WAUE.BASIN.BASINLELAN23_1.WAUE.LELANDO.230.230 | 1 | LELANDO4 230.00 | 659106 | BASIN_2 230.00 | 659195 | 230
WAUE | TOPOLOGY%WAUE%WAUE%STAN_BASIN11_1%1 | Basin Electric - Stanton Tap 115kV | Line | WAUE.BASIN.STAN_BASIN11_1.WAUE.STAN_TP.115.115 | 1 | BASIN 7 115.00 | 659109 | STANTONTAP 7115.00 | 659300 | 115
WAUE | TOPOLOGY%WAUE%WAUE%NWMANBASIN11_1%1 | Basin Electric Sub - Northwest Mandan 115 kV | Line | WAUE.BASIN.NWMANBASIN11_1.WAUE.NWMANDNT.115.115 | 1 | NSALEM 7 115.00 | 652420 | BASIN 7 115.00 | 659109 | 115
WAUE | TOPOLOGY%WAUE%WAUE%OAKDALEW_BEARC%A | Bear Creek - Oakdale 115 kV | Line | WAUE.OAKDALEW.OAKDALEW_BEARC.WAUE.BEARCREK.115.115 | [5 empty] | 115
WAUE | TOPOLOGY%WAUE%WAUE%BEARCREK_ROUND%A | Bear Creek - Round Up 115 kV | Line | WAUE.BEARCREK.BEARCREK_ROUND.WAUE.ROUNDUP.115.115 | [5 empty] | 115
WAUE | TOPOLOGY%WAUE%WAUE%BEVRCKESLE69_1%1 | Beaver Creek - Kesley 69 kV | Line |  | 1 | BEAVERCK8 69.000 | 656007 | KESLEY8 69.000 | 656035 | 69
WAUE | TOPOLOGY%WAUE%WAUE%MINGUSV_BEAVER%A | Beaver Hill - Mingusville ZBR | Line | WAUE.MINGUSVL.MINGUSV_BEAVER.WAUE.BEAVERHL.230.230 | [5 empty] | 230
WAUE | TOPOLOGY%WAUE%WAUE%BVRHGLENDIVE60%A | Beaver Hills (Glen Dive) WAUE - MDU ZBR | Line | WAUE.BEAVERHL.BVRHGLENDIVE60.MDU.BVRHILLS.60.60 | [5 empty] | 0
WAUE | TOPOLOGY%WAUE%WAUE%BVRHMEDORA60%A | Beaver Hills (Medora) WAUE - MDU ZBR | Line | WAUE.BEAVERHL.BVRHMEDORA60.MDU.BVRHILLS.60.60 | [5 empty] | 0
WAUE | TOPOLOGY%WAUE%WAUE%BELCOURT_ROLLA%A | Belcourt - Rolla 69 kV | Line | WAUE.BELCOURT.BELCOURT_ROLLA.WAUE.ROLLA2.69.69 | 1 | ROLLA 8 69.000 | 652212 | BELCOURT 69.000 | 659674 | 69
WAUE | TOPOLOGY%WAUE%WAUE%WLFCRK_BELCRT%A | Belcourt - Wolf Creek Tap 69 kV | Line | WAUE.WLFCRKBK.WLFCRK_BELCRT.WAUE.BELCOURT.69.69 | 1 | BELCOURT-CP869.000 | 655674 | WLF CRK BK 69.000 | 655675 | 69
WAUE | TOPOLOGY%WAUE%WAUE%BELDEBRK_B11_1%1 | Belden - Brooke Bank Tap 115 kV | Line | WAUE.BRK_BANK.BELDEBRK_B11_1.WAUE.BELDEN2.115.115 | 1 | BROOKBANK 7115.00 | 659601 | BELDEN -MW7115.00 | 659604 | 115
WAUE | TOPOLOGY%CO%DV%LINE%LN | Belden - Oakland 115kV | Line | Not in EMS | 1 | BELDEN -MW7115.00 | 659604 |  |  | 115
WAUE | TOPOLOGY%WAUE%WAUE%BELDERBNSN11_1%1 | Belden - Robinson Lake 115 kV | Line |  | 1 | BELDEN -MW7115.00 | 659604 | RBNSNLAK-MW7115.00 | 659605 | 115
WAUE | TOPOLOGY%WAUE%WAUE%BELDESTANL11_1%1 | Belden - Stanley 115 kV | Line |  | 1 | BELDEN -MW7115.00 | 659604 | STANLEY -MW7115.00 | 659617 | 115
WAUE | TOPOLOGY%WAUE%WAUE%BELFECHAR_34_1%1 | Belfield - Charlie Creek 345 kV Ckt 1 | Line |  | 1 | BELFELD3 345.00 | 652424 | CHAR.CK3 345.00 | 659183 | 345
WAUE | TOPOLOGY%WAUE%WAUE%BELFELD_DAGLUM%A | Belfield - Daglum 230 kV | Line |  | 1 | BELFELD4 230.00 | 652425 | DAGLUM 4230.00 | 659448 | 230
WAUE | TOPOLOGY%WAUE%WAUE%DKSNNBELFE23_1%1 | Belfield - Dickinson 230 kV Ckt 1 | Line |  | 1 | DICKNSN4 230.00 | 652417 | BELFELD4 230.00 | 652425 | 230
WAUE | TOPOLOGY%WAUE%WAUE%BELFEMEDOR23_1%1 | Belfield - Medora 230 kV Ckt 1 | Line | WAUE.BELFELD.BELFEMEDOR23_1.WAUE.MEDORAWP.230.230 | 1 | MEDORA 4 230.00 | 652413 | BELFELD4 230.00 | 652425 | 230
WAUE | TOPOLOGY%WAUE%WAUE%RHAME_DAGLUM%A | Belfield - Rhame 230 kV Ckt 1 | Line |  | 1 | BELFELD4 230.00 | 652425 | RHAME 4 230.00 | 659266 | 230
WAUE | TOPOLOGY%WAUE%WAUE%S_HEABELFE23_1%1 | Belfield - South Heart 230 kV Ckt 1 | Line |  | 1 | BELFELD4 230.00 | 652425 | S HEART 4230.00 | 659309 | 230
WAUE | TOPOLOGY%WAUE%WAUE%BELMNKLEMM69_1%1 | Belmond - Klemme 69 kV | Line | WAUE.BELMNDCB.BELMNKLEMM69_1.WAUE.KLEMMECB.69.69 | 1 | BELMNDAL8 69.000 | 656842 | KLEMME 8 69.000 | 656871 | 69
WAUE | TOPOLOGY%WAUE%WAUE%MANNIBERSF11_1%1 | Beresford - Manning 115 kV | Line |  | 1 | BERSFRD7 115.00 | 652502 | MANNING7 115.00 | 652517 | 115
WAUE | TOPOLOGY%WAUE%WAUE%BERSFSIOUX11_1%1 | Beresford - Sioux Falls 115 kV | Line | WAUE.BERSFRD.BERSFSIOUX11_1.WAUE.SIOUXFL.115.115 | 1 | BERSFRD7 115.00 | 652502 | SIOUXFL7 115.00 | 652524 | 115
WAUE | TOPOLOGY%WAUE%WAUE%ER_SWBERSF69_1%1 | Beresford - Switch 848 69kV | Line | WAUE.ER_SW848.ER_SWBERSF69_1.WAUE.BERSFRD.69.69 | 1 | BERSFRD8 69.000 | 652254 | ER_SW848 169.000 | 652632 | 69
WAUE | TOPOLOGY%WAUE%WAUE%BLAISBERTH11_1%1 | Berthold - Blaisdell 115 kV | Line |  | 1 | BLAISDELL 7115.00 | 659144 | BTHOLD 7 115.00 | 659261 | 115
WAUE | TOPOLOGY%WAUE%WAUE%KENASBERTH11_1%1 | Berthold - Kenaston 115 kV | Line | WAUE.KENASTON.KENASBERTH11_1.WAUE.BERTHOLD.115.115 | 1 | BTHOLD 7 115.00 | 659261 | KENASTON 7115.00 | 659308 | 115
WAUE | TOPOLOGY%WAUE%WAUE%BERTHSW_MI11_1%1 | Berthold - Southwest Minot 115 kV | Line |  | 1 | BTHOLD 7 115.00 | 659261 | SWMINOT CP7115.00 | 659307 | 115
WAUE | TOPOLOGY%MDU%MDU%HALIDBEULA11_1%1 | Beulah MDU - Halliday 115 kV | Line | WAUE.HALIDYWP.HALIDBEULA11_1.MDU.BEULAH.115.115 | 1 | HALIDAY7 115.00 | 652422 | BEULAH 7 115.00 | 661008 | 115
WAUE | TOPOLOGY%WAUE%WAUE%BICNTRGHDR11_1%1 | Bicentennial - Rough Rider 115 kV | Line | WAUE.RGHDRD.BICNTRGHDR11_1.WAUE.BICNTNL.115.115 | 1 | BICNTNL7 115.00 | 659181 | R.RIDER7 115.00 | 659184 | 115
WAUE | TOPOLOGY%WAUE%WAUE%BICNTSQUAW11_1%1 | Bicentennial - Squaw Gap 115 kV | Line | WAUE.BICNTNL.BICNTSQUAW11_1.WAUE.SQUAWGP.115.115 | 1 | BICNTNL7 115.00 | 659181 | SQUAWGP7 115.00 | 659191 | 115
WAUE | TOPOLOGY%WAUE%WAUE%BIGBEFTTHO23_1%1 | Big Bend - Fort Thompson 230 kV Ckt 1 | Line | WAUE.FTTHOMP.BIGBEFTTHO23_1.WAUE.BIGBEND.230.230 | 1 | FTTHOMP4 230.00 | 652507 | BIGBND14 230.00 | 652540 | 230
WAUE | TOPOLOGY%WAUE%WAUE%FTTHOBIGBE23_1%1 | Big Bend - Fort Thompson 230 kV Ckt 2 | Line | WAUE.FTTHOMP.FTTHOBIGBE23_1.WAUE.BIGBEND.230.230 | 1 | FTTHOMP4 230.00 | 652507 | BIGBND24 230.00 | 652541 | 230
WAUE | LINE%CURRENTLY%NOT%MODELED%IN%EMS | Big Bend - Lower Brule 230 kV Ckt 1 | Line |  | 1 | BIGBND24 230.00 | 652541 | LOWERBRULE 4230.00 | 659312 | 230
WAUE | TOPOLOGY%OTP%OTP%BLAIRBIGST23_1%1 | Big Stony Lake OTP - Blair 230 kV Ckt 1 | Line |  | 1 | BIGSTON4 230.00 | 620314 | BLAIR 4 230.00 | 652503 | 230
WAUE | TOPOLOGY%MDU%MDU%ESTBMBISMA11_1%1 | Bismarck - East Bismarck MDU 115 kV | Line | WAUE.ESTBMRK.ESTBMBISMA11_1.WAUE.BISMARK2.115.115 | 1 | BISMARK7 115.00 | 652427 | ESTBMRK7 115.00 | 661029 | 115
WAUE | TOPOLOGY%WAUE%WAUE%BISMAWEBER23_1%1 | Bismarck - Herbert Weber 230 kV Ckt 1 | Line | WAUE.WEBERWP.BISMAWEBER23_1.WAUE.BISMARK2.230.230 | 1 | BISMARK4 230.00 | 652426 | WEBER 4 230.00 | 661028 | 230
WAUE | TOPOLOGY%WAUE%WAUE%HILKEBISMA23_1%1 | Bismarck - Hilken 230 kV Ckt 1 | Line | WAUE.BISMARK2.HILKEBISMA23_1.WAUE.HILKEN.230.230 | 1 | BISMARK4 230.00 | 652426 | HILKEN 4 230.00 | 652466 | 230
WAUE | TOPOLOGY%WAUE%WAUE%BISMAJAMES23_1%1 | Bismarck - Jamestown 230 kV Ckt 1 | Line | WAUE.BISMARK2.BISMAJAMES23_1.WAUE.JAMESTN.230.230 | 1 | BISMARK4 230.00 | 652426 | JAMESTN4 230.00 | 652444 | 230
WAUE | TOPOLOGY%WAUE%WAUE%WARDWBISMA23_1%1 | Bismarck - Ward WAUE 230 kV Ckt 1 | Line | WAUE.WARDWA.WARDWBISMA23_1.WAUE.BISMARK2.230.230 | 1 | WARD 4 230.00 | 652296 | BISMARK4 230.00 | 652426 | 230
WAUE | TOPOLOGY%WAUE%WAUE%WSHBUBISMA23_1%1 | Bismarck - Washburn 230 kV | Line |  | 1 | BISMARK4 230.00 | 652426 | WASHBRN4 230.00 | 652456 | 230
WAUE | LINE%CURRENTLY%NOT%MODELED%IN%EMS | Bismarck-North Bismarck 115kV | Line | Not in EMS | 1 | BISMARK7 115.00 | 652427 |  |  | 115
WAUE | TOPOLOGY%WAUE%WAUE%BISMARK_MOUND%A | Bismark - Mound City 230kV | Line | WAUE.BISMARK2.BISMARK_MOUND.WAUE.MOUNDCTY.230.230 | 1 | BISMARK4 230.00 | 652426 | MOUNDCTY1 230.00 | 652450 | 230
WAUE | TOPOLOGY%WAUE%WAUE%HETINBISON23_1%1 | Bison - Hettinger 230 kV Ckt 1 | Line | WAUE.BISON.HETINBISON23_1.WAUE.HETINGRW.230.230 | 1 | BISON 4 230.00 | 652470 | HETINGR4 230.00 | 661047 | 230
WAUE | TOPOLOGY%WAUE%WAUE%MAURIBISON23_1%1 | Bison - Maurine 230 kV Ckt 1 | Line | WAUE.MAURINE.MAURIBISON23_1.WAUE.BISON.230.230 | 1 | BISON 4 230.00 | 652470 | MAURINE4 230.00 | 652497 | 230
WAUE | TOPOLOGY%WAUE%WAUE%TYRONE_ZAHL%A | Black Tail Tap - Tyrone 115 kV | Line | WAUE.BLKTLTAP.TYRONE_ZAHL.A.WAUE.TYRONEMW.115.115 | 1 | BLKTLTAP-MW7 | 655931 | TYRONE-MW7 | 655956 | 115
WAUE | TOPOLOGY%WAUE%WAUE%BLKTLTAP_ZAHL%A | Black Tail Tap - Zahl 115 kV | Line | WAUE.BLKTLTAP.BLKTLTAP_ZAHL.WAUE.ZAHL.115.115 | 1 | BLKTLTAP-MW7 | 655931 | ZAHL-MW7 | 655955 | 115
WAUE | TOPOLOGY%WAUE%WAUE%BREMEBLKHA16_1%1 | Blackhawk MEC - Bremer County 161 kV Ckt 1 | Line |  | 1 | BLKHAWK5 161.00 | 636200 | BREMER CO5 161.00 | 656087 | 161
WAUE | TOPOLOGY%WAUE%WAUE%GRANIBLAIR23_1%1 | Blair - Granite Falls 230 kV Ckt 1 | Line | WAUE.BLAIR.GRANIBLAIR23_1.WAUE.GRANITF.230.230 | 1 | BLAIR 4 230.00 | 652503 | GRANITF4 230.00 | 652550 | 230
WAUE | TOPOLOGY%WAUE%WAUE%BLAIRWATER23_1%1 | Blair - Watertown 230 kV Ckt 1 | Line |  | 1 | BLAIR 4 230.00 | 652503 | WATERTN4 230.00 | 652530 | 230
WAUE | TOPOLOGY%MEC%MEC%WALLLBLRSB69_1%1 | Blairsburg - Wall Lake 69 kV | Line | MEC.WALLAK_W.WALLLBLRSB69_1.WAUE.BLRSBGCB.69.69 | 1 | WALL LK8 69.000 | 636236 | BLAIRSBU8 69.000 | 656843 | 69
WAUE | TOPOLOGY%WAUE%WAUE%BLRSBWILRU69_1%1 | Blairsburg - Will Rur 69 kV | Line |  | 1 | WILL_RUR 69.000 | 630822 | BLAIRSBU8 69.000 | 656843 | 69
WAUE | TOPOLOGY%WAUE%WAUE%BLAISD_BLAISDT%A | Blaisdel - Blaisdel Tap 115 kV | Line | WAUE.BLAISDEL.BLAISD_BLAISDT.WAUE.BLAISDTP.115.115 | 1 | BLAISDEL 115.00 | 655949 | BLAISDELL 7115.00 | 659144 | 115
WAUE | TOPOLOGY%WAUE%WAUE%BLAISDTP_PLAZA%A | Blaisdel Tap - Plaza 115 kV | Line | WAUE.BLAISDTP.BLAISDTP_PLAZA.WAUE.PLAZA.115.115 | 1 | BLAISDEL 115.00 | 655949 | PLAZA-1-2 115.00 | 655944 | 115
WAUE | TOPOLOGY%WAUE%WAUE%BLAISLOGAN23_1%1 | Blaisdell - Logan 230 kV Ckt 1 | Line |  | 1 | LOGAN 4 230.00 | 659108 | BLAISDELL 4230.00 | 659143 | 230
WAUE | TOPOLOGY%CO%DV%LINE%LN | Blaisdell - Oakland 115kV | Line | Not in EMS | [5 empty] | 115
WAUE | TOPOLOGY%WAUE%WAUE%BLAISPALER11_1%1 | Blaisdell - Palermo 115 kV | Line |  | 1 | BLAISDELL 7115.00 | 659144 | PALERMO -MW7115.00 | 659616 | 115
WAUE | TOPOLOGY%WAUE%WAUE%BLAISTIOGA23_1%1 | Blaisdell - Tioga 230 kV Ckt 1 | Line |  | 1 | BLAISDELL 4230.00 | 659143 | TIOGA4 4 230.00 | 661084 | 230
WAUE | TOPOLOGY%WAUE%WAUE%BLUBUMOCCA11_1%1 | Blue Butte Tap - Mocassin 115 kV | Line | WAUE.BLUBUTTE.BLUBUMOCCA11_1.WAUE.MOCCASN.115.115 | 1 | GRAIL -MK7115.00 | 659564 | BLUEBUTE-MK7115.00 | 659652 | 115
WAUE | TOPOLOGY%WAUE%WAUE%BLUBUTTE_GRAIL%A | Blue Buttes Tap - Grail 115 kV | Line | WAUE.BLUBUTTE.BLUBUTTE_GRAIL.WAUE.GRAIL.115.115 | [5 empty] | 115
WAUE | TOPOLOGY%WAUE%WAUE%VEEDEBLUBU11_1%1 | Blue Buttes Tap - Veeder 115 kV CKT 1 | Line | WAUE.VEEDER.VEEDEBLUBU11_1.BLUBUTTE.115.115 | 1 | VEEDER -MK7115.00 | 659649 | BLUEBUTE-MK7115.00 | 659652 | 115
WAUE | TOPOLOGY%WAUE%WAUE%VEEDEBLUBU11_2%1 | Blue Buttes Tap - Veeder 115 kV CKT 2 | Line | WAUE.VEEDER.VEEDEBLUBU11_2.BLUBUTTE.115.115 | 2 | VEEDER -MK7115.00 | 659649 | BLUEBUTE-MK7115.00 | 659652 | 115
WAUE | TOPOLOGY%WAUE%WAUE%STEGALL_BOBCAT%A | Bob Cat - Stegall 345 kV | Line | WAUE.STEGALL.A.NPPD.BOBCATCN.345.345 | 1 | BOBCATCN3 345.00 | 640019 | STEGALL3 345.00 | 659135 | 345
WAUE | TOPOLOGY%WAUE%WAUE%FTRANBONES11_1%1 | Bonesteel - Fort Randall 115 kV | Line |  | 1 | BONESTL7 115.00 | 652475 | FTRANDL7 115.00 | 652510 | 115
WAUE | TOPOLOGY%WAUE%WAUE%BONESGREGO11_1%1 | Bonesteel - Gregory 115 kV | Line | WAUE.BONESTL.BONESGREGO11_1.WAUE.GREGORY.115.115 | 1 | BONESTL7 115.00 | 652475 | GREGORY7 115.00 | 652478 | 115
WAUE | TOPOLOGY%WAUE%WAUE%BOONDWILRU69_1%1 | Boondocks - Will Rur 69 kV | Line |  | 1 | WILL_RUR 69.000 | 630822 | BOONDOCK8 69.000 | 656757 | 69
WAUE | TOPOLOGY%WAUE%WAUE%WILLMBOOND69_1%1 | Boondocks - Williams 69 kV | Line | WAUE.WILLMSCB.WILLMBOOND69_1.WAUE.BOONDOCB.69.69 | 1 | BOONDOCK8 69.000 | 656757 | WILLIAMS8 69.000 | 656787 | 69
WAUE | TOPOLOGY%WAUE%WAUE%BNEVLBNEVL69_1%1 | Boone Valley - Boone Valley Tap 69 kV | Line |  | 1 | BOONEVLY8 69.000 | 656000 | BOONVLYT8 69.000 | 656845 | 69
WAUE | LINE%CURRENTLY%NOT%MODELED%IN%EMS | Boone Valley Jct. - Boone Valley Tap 69 kV | Line |  | 1 | BOONVLYT8 69.000 | 656845 | BOONVLYJCT8 69.000 | 656907 | 69
WAUE | TOPOLOGY%WAUE%WAUE%BNEVLDENHR69_1%1 | Boone Valley Jct. - Denhart 69 kV | Line | WAUE.BNEVLJCB.BNEVLDENHR69_1.WAUE.DENHRTCB.69.69 | 1 | DENHART8 69.000 | 656855 | BOONVLYJCT8 69.000 | 656907 | 69
WAUE | TOPOLOGY%WAUE%WAUE%BNEVLKLEMM69_1%1 | Boone Valley Jct. - Klemme 69 kV | Line |  | 1 | KLEMME 8 69.000 | 656871 | BOONVLYJCT8 69.000 | 656907 | 69
WAUE | TOPOLOGY%WAUE%WAUE%BNEVLOWL_L69_1%1 | Boone Valley Tap - Owl Lake Tap 69 kV | Line |  | 1 | OWLLKT 8 69.000 | 656097 | BOONVLYT8 69.000 | 656845 | 69
WAUE | TOPOLOGY%WAUE%WAUE%BOTTNOSE_METIG%A | Bottineau - Metigoshe Tap 69 kV | Line | WAUE.BOTTNOSE.BOTTNOSE_METIG.WAUE.METIGOSH.69.69 | 1 | BOTTNO 69 69.000 | 652468 | METIGOSHE 69.000 | 659667 | 69
WAUE | TOPOLOGY%WAUE%WAUE%BOTTNBOTTN11_1%1 | Bottineau OTP- Bottineau Southeast 115 kV | Line |  | 1 | BOTTNO 7 115.00 | 652455 | BOTNO_SE_CP7115.00 | 659151 | 115
WAUE | TOPOLOGY%WAUE%WAUE%BOTTNOSE_WSTBO%A | Bottineau Southeast - Bottineau West Jct 115 kV | Line | WAUE.BOTTNOSE.BOTTNOSE_WSTBO.WAUE.WSTBOTJC.115.115 | 1 | WHITBY -CP7115.00 | 659150 | BOTNO_SE_CP7115.00 | 659151 | 115
WAUE | TOPOLOGY%CO%DV%LINE%LN | Bottineau Southeast - Metigoshe Tap 69kV | Line | Not in EMS | 1 | BOTTINEA-CP869.000 | 659666 | METIGOSH-CP869.000 | 659667 | 69
WAUE | TOPOLOGY%WAUE%WAUE%BOTTNTOWNE11_1%1 | Bottineau Southeast - Towner 115 kV | Line |  | 1 | TOWNER 7 115.00 | 652453 | BOTNO_SE_CP7115.00 | 659151 | 115
WAUE | TOPOLOGY%WAUE%WAUE%BOTTNOSE_THORN%A | Bottineaue S.E. - Thorne 69kV | Line | WAUE.BOTTNOSE.BOTTNOSE_THORN.WAUE.THORNE.69.69 | [5 empty] | 69
WAUE | TOPOLOGY%WAUE%WAUE%BOWMAHETIN23_1%1 | Bowman - Hettinger 230 kV Ckt 1 | Line | WAUE.BOWMANWP.BOWMAHETIN23_1.WAUE.HETINGRW.230.230 | 1 | BOWMAN 4 230.00 | 661010 | HETINGR4 230.00 | 661047 | 230
WAUE | TOPOLOGY%WAUE%WAUE%RHAMEBOWMA23_1%1 | Bowman - Rhame 230 kV Ckt 1 | Line | WAUE.BOWMANWP.RHAMEBOWMA23_1.WAUE.RHAME.230.230 | 1 | RHAME 4 230.00 | 659266 | BOWMAN 4 230.00 | 661010 | 230
WAUE | TOPOLOGY%WAUE%WAUE%BOWMASUB_V69_1%1 | Bowman Tap - Fort Dodge Sub V 69 kV | Line |  | 1 | SB V FD8 69.000 | 636116 | BOWMANT8 69.000 | 656909 | 69
WAUE | TOPOLOGY%WAUE%WAUE%SWEAZBOWMA69_1%1 | Bowman Tap - Sweazy 69 kV | Line | WAUE.BOWMANCB.SWEAZBOWMA69_1.WAUE.SWEAZYCB.69.69 | 1 | SWEAZY G 69.000 | 656887 | BOWMANT8 69.000 | 656909 | 69
WAUE | TOPOLOGY%WAUE%WAUE%J6BOYER_DENISN%A | Boyer - Denison 69 kV | Line | WAUE.DENISON.J6BOYER_DENISN.WAUE.J6BOYER.69.69 | 1 | DENISON8 69.000 | 652583 | J6BOYER8 69.000 | 659912 | 69
WAUE | TOPOLOGY%WAUE%WAUE%MARTIN_WANBLEE | Boyer - Dunlap 69 kV | Line |  | 1 | J6BOYER8 69.000 | 659912 | J12DUNL8 69.000 | 659918 | 69
WAUE | TOPOLOGY%WAUE%WAUE%FREEDBRDFR69_1%1 | Bradford - Fredericksburg 69 kV | Line |  | 1 | BRADFORD8 69.000 | 656009 | FRDRCKSB8 69.000 | 656025 | 69
WAUE | TOPOLOGY%WAUE%WAUE%BRDFRMIDWA69_1%1 | Bradford - Midway 69 kV | Line | WAUE.MIDWAYCB.BRDFRMIDWA69_1.WAUE.BRDFRDCB.69.69 | 1 | BRADFORD8 69.000 | 656009 | MIDWAY8 69.000 | 656047 | 69
WAUE | TOPOLOGY%WAUE%WAUE%BRANDCORSO11_1%1 | Brandon - Corson 115 kV | Line |  | 1 | SXF CORSON 7115.00 | 659251 | SXF BRANDON7115.00 | 659252 | 115
WAUE | TOPOLOGY%WAUE%WAUE%BRANDROWEN11_1%1 | Brandon - Rowena 115 kV | Line |  | 1 | SXF BRANDON7115.00 | 659252 | SXF ROWENA 7115.00 | 659253 | 115
WAUE | LINE%CURRENTLY%NOT%MODELED%IN%EMS | Breda - Breda Tap 69 kV | Line |  | 1 | BREDA8 69.000 | 656229 | BREDATAP8 69.000 | 656231 | 69
WAUE | TOPOLOGY%WAUE%WAUE%BREDALAKEC69_1%1 | Breda Tap - Lake City 69 kV | Line |  | 1 | LAKECTY8 69.000 | 636090 | BREDATAP8 69.000 | 656231 | 69
WAUE | TOPOLOGY%WAUE%WAUE%TOMCOBREDA69_1%1 | Breda Tap - Thomas C. Conner 69 kV | Line |  | 1 | BREDATAP8 69.000 | 656231 | CONNER8 69.000 | 656235 | 69
WAUE | TOPOLOGY%WAUE%WAUE%BREMEFLOYD16_1%1 | Bremer County - Floyd MEC 161 kV Ckt 1 | Line |  | 1 | FLOYD 5 161.00 | 636300 | BREMER CO5 161.00 | 656087 | 161
WAUE | TOPOLOGY%WAUE%WAUE%BREMEHORTO69_1%1 | Bremer County - Horton Tap 69 kV | Line |  | 1 | BREMER CO8 69.000 | 656089 | HORTONTP8 69.000 | 656357 | 69
WAUE | TOPOLOGY%WAUE%WAUE%BREMECBPLN69_1%1 | Bremer County - Plainfield 69 kV | Line |  | 1 | PLAINFD8 69.000 | 656063 | BREMER CO8 69.000 | 656089 | 69
WAUE | TOPOLOGY%WAUE%WAUE%GROTOBRIST11_1%1 | Bristol - Groton 115 kV | Line |  | 1 | GROTON 7 115.00 | 652512 | BRISTOL7 115.00 | 652533 | 115
WAUE | TOPOLOGY%WAUE%WAUE%BRISTSUMMI11_1%1 | Bristol - Summit 115 kV | Line | WAUE.SUMMITW.BRISTSUMMI11_1.WAUE.BRISTOL3.115.115 | 1 | SUMMIT-7 115.00 | 652522 | BRISTOL7 115.00 | 652533 | 115
WAUE | TOPOLOGY%WAUE%WAUE%PRKRBBRSTO69_1%1 | Bristow - Parkersburg 69 kV | Line |  | 1 | BRISTOW8 69.000 | 656011 | PRKSBRG8 69.000 | 656065 | 69
WAUE | TOPOLOGY%WAUE%WAUE%LACY_BRSTO69_1%1 | Bristow Jct - Lacy 69 kV | Line | WAUE.LACY_CB.LACY_BRSTO69_1.WAUE.BRSTOWCB.69.69 | 1 | BRSTWJCT8 69.000 | 656013 | LACY T8 69.000 | 656091 | 69
WAUE | TOPOLOGY%WAUE%WAUE%PACKRBRSTO69_1%1 | Bristow Jct - Packard Tap 69 kV | Line | WAUE.PACKRDCB.PACKRBRSTO69_1.WAUE.BRSTOWCB.69.69 | 1 | BRSTWJCT8 69.000 | 656013 | PACKARDT8 69.000 | 656093 | 69
WAUE | TOPOLOGY%WAUE%WAUE%HUTCHGARNE69_1%1 | Britt Jct. - Garner Tap 69 kV | Line |  | 1 | BRITTJC8 69.000 | 656849 | GARNER T8 69.000 | 656863 | 69
WAUE | TOPOLOGY%WAUE%WAUE%L3HAWDN_J1CENT%A | Britt Jct. - Hutchins 69 kV | Line |  | 1 | BRITTJC8 69.000 | 656849 | HUTCHINS8 69.000 | 656869 | 69
WAUE | TOPOLOGY%WAUE%WAUE%BRDLAHURON23_1%1 | Broadland - Huron 230 kV Ckt 1 | Line |  | 1 | HURON 4 230.00 | 652514 | BRDLAND4 230.00 | 659205 | 230
WAUE | TOPOLOGY%ALTW%ALTW%BROOKFOXR69_1%1 | Brooke - Fox Run 69 kV | Line | ALTW.BROOKE.BROOKFOXR69_1.WAUE.FOXR.69.69 | 1 | BROOKE 8 69.000 | 630353 | FOXRUN8 69.000 | 656467 | 69
WAUE | TOPOLOGY%WAUE%WAUE%BRK_BROSS_11_1%1 | Brooke Bank Tap - Ross Tap 115 kV | Line | WAUE.BRK_BANK.BRK_BROSS_11_1.WAUE.ROSS_TAP.115.115 | 1 | BROOKBANK 7115.00 | 659601 | ROSS -MW7115.00 | 659603 | 115
WAUE | TOPOLOGY%NSP%NSP%WHITEBRKNG34_1%1 | Brooking County NSP - White 345 kV Ckt 1 | Line | NSP.BRKNGCO.WHITEBRKNG34_1.WAUE.WHITE.345.345 | 1 | BRKNGCO3 345.00 | 601031 | WHITE 3 345.00 | 652537 | 345
WAUE | TOPOLOGY%NSP%NSP%WHITEBRKNG34_2%1 | Brooking County NSP - White 345 kV Ckt 2 | Line | NSP.BRKNGCO.WHITEBRKNG34_2.WAUE.WHITE.345.345 | 2 | BRKNGCO3 345.00 | 601031 | WHITE 3 345.00 | 652537 | 345
WAUE | TOPOLOGY%WAUE%WAUE%BROOKWATER11_1%1 | Brookings - Watertown 115 kV | Line |  | 1 | BROOKNG7 115.00 | 652504 | WATERTN7 115.00 | 652531 | 115
WAUE | TOPOLOGY%WAUE%WAUE%WHITEBROOK11_1%1 | Brookings - White 115 kV | Line |  | 1 | BROOKNG7 115.00 | 652504 | WHITE 7 115.00 | 652538 | 115
WAUE | TOPOLOGY%WAUE%WAUE%HORTOBUCKC69_1%1 | Buck Creek Tap - Horton Tap 69 kV | Line |  | 1 | BUCKCKTP8 69.000 | 656015 | HORTONTP8 69.000 | 656357 | 69
WAUE | TOPOLOGY%WAUE%WAUE%BUCKCSUMNE69_1%1 | Buck Creek Tap - Sumner Tap 69 kV | Line |  | 1 | BUCKCKTP8 69.000 | 656015 | SUMNERJC8 69.000 | 656077 | 69
WAUE | TOPOLOGY%WAUE%WAUE%BCKEYPLESN69_1%1 | Buckeye WAUE - Pleasant 69 kV | Line | WAUE.BCKEYECB.BCKEYPLESN69_1.WAUE.PLESNTCB.69.69 | 1 | BUCKEYE8 69.000 | 656759 | PLEASANT8 69.000 | 656781 | 69
WAUE | TOPOLOGY%WAUE%WAUE%RADCBUCKN69_1%1 | Buckner - Radcliffe 69 kV | Line |  | 1 | BUCKNER8 69.000 | 656149 | RADCLIFF8 69.000 | 656791 | 69
WAUE | TOPOLOGY%WAUE%WAUE%BUCKNWILLM69_1%1 | Buckner - Williams 69 kV | Line | WAUE.BUCKNRCB.BUCKNWILLM69_1.WAUE.WILLMSCB.69.69 | 1 | BUCKNER8 69.000 | 656149 | WILLIAMS8 69.000 | 656787 | 69
WAUE | TOPOLOGY%WAUE%WAUE%WISDOBVIST16_1%1 | Buena Vista MEC - Wisdom 161 kV Ckt 1 | Line |  | 1 | BVISTA 5 161.00 | 635280 | WISDOM5 161.00 | 656570 | 161
WAUE | TOPOLOGY%WAUE%WAUE%BURTALGON69_1%1 | Burt - Algonia 69 kV | Line | WAUE.BURT.BURTALGON69_1.WAUE.ALGONACB.69.69 | 1 | ALGONA8 69.000 | 656337 | BURT8 69.000 | 656425 | 69
WAUE | TOPOLOGY%WAUE%WAUE%BURTBURTMT69_1%1 | Burt - Burt Muni Tap 69kV | Line | WAUE.BURT.BURTBURTMT69_1.WAUE.BURTMT.69.69 | 1 | BURT8 69.000 | 656425 | BURTMUNIT8 69.000 | 656595 | 69
WAUE | TOPOLOGY%ALTW%ALTW%HANCOBURT16_1%1 | Burt - Hancock ALTW 161 kV Ckt 1 | Line |  | 1 | HANCOCK5 161.00 | 631103 | BURT5 161.00 | 656423 | 161
WAUE | TOPOLOGY%WAUE%WAUE%BURTHOPE_16_1%1 | Burt - Hope 161 kV Ckt 1 | Line |  | 1 | HOPE5 161.00 | 656353 | BURT5 161.00 | 656423 | 161
WAUE | TOPOLOGY%WAUE%WAUE%BURTOSGOO16_1%1 | Burt - Osgood 161 kV Ckt 1 | Line | WAUE.BURT.BURTOSGOO16_1.WAUE.OSGOOD.161.161 | 1 | BURT5 161.00 | 656423 | OSGOOD5 161.00 | 656527 | 161
WAUE | TOPOLOGY%WAUE%WAUE%BURTMBURTM69_1%1 | Burt Muni - Burt Muni Tap 69 kV | Line | WAUE.BURTM.BURTMBURTM69_1.WAUE.BURTMT.69.69 | 1 | BURTMUNI8 69.000 | 656581 | BURTMUNIT8 69.000 | 656595 | 69
WAUE | TOPOLOGY%WAUE%WAUE%CLDONEGF_I11_1%1 | Caledonia - East Grand Forks Ind 115 kV | Line | WAUE.CLDONIAW.CLDONEGF_I11_1.WAUE.EGF_IND.115.115 | 1 | EGF IND7 115.00 | 652430 | CALEDON7 115.00 | 657707 | 115
WAUE | TOPOLOGY%WAUE%WAUE%CLDONFARGO11_1%1 | Caledonia - Fargo 115 kV | Line |  | 1 | FARGO 7 115.00 | 652436 | CALEDON7 115.00 | 657707 | 115
WAUE | TOPOLOGY%OTP%OTP%CANBYGRANI11_1%1 | Canby OTP - Granite Falls 115 kV | Line |  | 1 | CANBY 7 115.00 | 620211 | GRANITF7 115.00 | 652551 | 115
WAUE | TOPOLOGY%WAUE%WAUE%CANTP_CAN69_1%1 | Canton - Canton Tap 69kV | Line | WAUE.CANTN_ER.CANTP_CAN69_1.WAUE.CANTP_ER.69.69 | 1 | CANTN_ER 169.000 | 652635 | CANTP_ER 169.000 | 652637 | 69
WAUE | TOPOLOGY%WAUE%WAUE%COONRCARLN69_1%1 | Carollton - Coon Rapids 69 kV | Line |  | 1 | CAROLTON8 69.000 | 656233 | COONRPDS G 69.000 | 656237 | 69
WAUE | TOPOLOGY%WAUE%WAUE%CARLNGLIDD69_1%1 | Carollton - Glidden 69 kV | Line |  | 1 | CAROLTON8 69.000 | 656233 | GLIDDEN8 69.000 | 656239 | 69
WAUE | TOPOLOGY%WAUE%WAUE%TOYNECARLN69_1%1 | Carollton - Toyne 69 kV | Line |  | 1 | CAROLTON8 69.000 | 656233 | TOYNE8 69.000 | 656249 | 69
WAUE | TOPOLOGY%WAUE%WAUE%CARPNHURON23_1%1 | Carpenter - Huron 230 kV Ckt 1 | Line |  | 1 | HURON 4 230.00 | 652514 | CARPENTER 4 230.00 | 652614 | 230
WAUE | TOPOLOGY%WAUE%WAUE%CARPNWATER23_1%1 | Carpenter - Watertown 230 kV Ckt 1 | Line |  | 1 | WATERTN4 230.00 | 652530 | CARPENTER 4 230.00 | 652614 | 230
WAUE | TOPOLOGY%WAUE%WAUE%BARLOCARNG11_1%1 | Carrington - Barlow 115 kV | Line | WAUE.CARNGTN.BARLOCARNG11_1.WAUE.BARLOW.115.115 | 1 | BARLOW 7 115.00 | 652423 | CARNGTN7 115.00 | 652428 | 115
WAUE | TOPOLOGY%WAUE%WAUE%CARNGJAMES11_1%1 | Carrington - Jamestown 115 kV | Line | WAUE.JAMESTN.CARNGJAMES11_1.WAUECARNGTN.115.115 | 1 | CARNGTN7 115.00 | 652428 | JAMESTN7 115.00 | 652445 | 115
WAUE | TOPOLOGY%MEC%MEC%DRAGECARRO16_1%1 | Carroll MEC - Drager 161 kV Ckt 1 | Line |  | 1 | CARROLL5 161.00 | 635320 | DRAGER5 161.00 | 656283 | 161
WAUE | TOPOLOGY%ALTW%ALTW%CAYLEWISDO16_1%1 | Cayler ALTW - Wisdom 161 kV Ckt 1 | Line |  | 1 | CAYLER5 161.00 | 631183 | WISDOM5 161.00 | 656570 | 161
WAUE | TOPOLOGY%WAUE%WAUE%J1CENEAGLE69_1%1 | Center - Eagle 69 kV | Line |  | 1 | EAGLE 8 69.000 | 659901 | J1CENTR8 69.000 | 659907 | 69
WAUE | LINE%CURRENTLY%NOT%MODELED%IN%EMS | Center - Hawarden 69 kV | Line |  | 1 | L3HAWDN8 69.000 | 659904 | J1CENTR8 69.000 | 659907 | 69
WAUE | TOPOLOGY%WAUE%WAUE%ER_CNER_S869_1%1 | Centerville - Switch 848 69kV | Line | WAUE.ER_SW848.ER_CNER_S869_1.WAUE.ER_CNTRV.69.69 | 1 | ER_SW848 169.000 | 652632 | ER_CNTRV 169.000 | 652634 | 69
WAUE | TOPOLOGY%WAUE%WAUE%CHANCVFODN11_1%1 | Chancellor - V Fodness 115 kV | Line | WAUE.CHANCLLR.CHANCVFODN11_1.WAUE.VFODNESS.115.115 | 1 | VFODNES7 115.00 | 652397 | SXF CHANCLR7115.00 | 659259 | 115
WAUE | TOPOLOGY%CO%DV%LINE%LN | Charlie Creek - Four Eyes MKC 115kV | Line | Not in EMS | [5 empty] | 115
WAUE | TOPOLOGY%WAUE%WAUE%GRSYBCHAR_11_1%1 | Charlie Creek - Grassy Butte MKC 115 kV | Line | WAUE.CHAR_CK.GRSYBCHAR_11_1.WAUE.GRSYBTAP.115.115 | 1 | CHAR.CK7 115.00 | 659182 | GRSYBUTTAP 7115.00 | 659653 | 115
WAUE | TOPOLOGY%WAUE%WAUE%CHAR_KILDE11_1%1 | Charlie Creek - Killdeer 115 kV | Line | WAUE.CHAR_CK.CHAR_KILDE11_1.WAUE.KILDEER.115.115 | 1 | KILDEER7 115.00 | 652419 | CHAR.CK7 115.00 | 659182 | 115
WAUE | TOPOLOGY%WAUE%WAUE%CHAR_CK_PATENT%A | Charlie Creek - Patent Gate 345kV | Line | WAUE.CHAR_CK.CHAR_CK_PATENT.WAUE.PATENT_G.345.345 | 1 | CHAR.CK3 345.00 | 659183 | PATENTGATE 3345.00 | 659390 | 345
WAUE | TOPOLOGY%WAUE%WAUE%CHAR_RGHDR11_1%1 | Charlie Creek - Rough Rider 115 kV | Line |  | 1 | CHAR.CK7 115.00 | 659182 | R.RIDER7 115.00 | 659184 | 115
WAUE | TOPOLOGY%WAUE%WAUE%CHAR_WATFO23_1%1 | Charlie Creek - Watford City 230 kV Ckt 1 | Line | WAUE.WATFORD.CHAR_WATFO23_1.WAUE.CHAR_CK.230.230 | 1 | WATFORD4 230.00 | 652216 | CHAR.CK4 230.00 | 659302 | 230
WAUE | TOPOLOGY%CO%DV%LINE%LN | Cherry Creek - J9 MCK 115kV | Line | Not in EMS | [5 empty] | 115
WAUE | TOPOLOGY%WAUE%WAUE%CCHERRWATFO11_1%1 | Cherry Creek MCK - Watford City 115 kV | Line | WAUE.WATFORD.CCHERRWATFO11_1.WAUE.CHERRYCK.115.115 | 1 | WATFORD7 115.00 | 652408 | CHRRYCRK-MK7115.00 | 659640 | 115
WAUE | TOPOLOGY%WAUE%WAUE%AGATELEEDS69_1%1 | Churches Ferry Tap - Leeds 69 kV | Line | WAUE.LEEDS2.AGATELEEDS69_1.WAUE.AGATE.69.69 | 1 | AGATE 8 69.000 | 652218 | LEEDS 8 69.000 | 652317 | 69
WAUE | TOPOLOGY%WAUE%WAUE%WOLFPCIRCL11_1%1 | Circle - Wolf Point 115 kV | Line | WAUE.CIRCLE.WOLFPCIRCL11_1.WAUE.WOLFPT.115.115 | 1 | CIRCLE 7 115.00 | 652401 | WOLFPT 7 115.00 | 652409 | 115
WAUE | TOPOLOGY%CO%DV%LINE%LN | Clark Jct - Kampeska 69kV | Line | Not in EMS | [5 empty] | 69
WAUE | TOPOLOGY%WAUE%WAUE%REDFLD_CLRK%A | Clark Jct. - Redfield 115 kV | Line | WAUE.REDFLD.REDFLD_CLRK.WAUE.CLARKJCT.115.115 | 1 | REDFLD 7 115.00 | 660002 | CLARK JCT 115.00 | 660013 | 115
WAUE | TOPOLOGY%WAUE%WAUE%CLARK_WATER%A | Clark Jct. - Watertown East 115 kV | Line | WAUE.CLARKJCT.CLARK_WATER.WAUE.WATERPP.115.115 | 1 | WTREAST7 115.00 | 658088 | CLARK JCT 115.00 | 660013 | 115
WAUE | TOPOLOGY%WAUE%WAUE%CLEVEPAHOJ23_1%1 | Cleveland - Pahoja 230 kV Ckt 1 | Line | WAUE.CLEVELD.CLEVEPAHOJ23_1.WAUE.PAHOJA.230.230 | 1 | PAHOJA 4 230.00 | 652578 | CLEVELD4 230.00 | 652588 | 230
WAUE | TOPOLOGY%WAUE%WAUE%CLUTTRAJ69_1%1 | Clutier - Clutier Tap 69 kV | Line | WAUE.CLUTIER.CLUTTRAJ69_1.WAUE.TRAJ.69.69 | 1 | CLUTIER8 69.000 | 656273 | TRAERTAP8 69.000 | 656299 | 69
WAUE | TOPOLOGY%WAUE%WAUE%COLEHARBR41TIE%A | Cole Harbor OTP - Max WAUE 41.6 kV | Line | WAUE.MAX.COLEHARBR41TIE.OTP.COLHARBR.41.6.41.6 | 1 | COLE HARBOR 41.600 | 652262 | MAX 9 41.600 | 652222 | 0
WAUE | TOPOLOGY%WAUE%WAUE%CONTCRAD69_1%1 | Conrad - Conrad Tap 69 kV | Line | WAUE.CONT.CONTCRAD69_1.WAUE.CRAD.69.69 | 1 | CONRAD 8 69.000 | 630350 | CONRAD8 69.000 | 656275 | 69
WAUE | TOPOLOGY%WAUE%WAUE%CRATCRAD69_1%1 | Conrad - Cramer Jct. 69 kV | Line | WAUE.CRAT.CRATCRAD69_1.WAUE.CRAD.69.69 | 1 | CONRAD8 69.000 | 656275 | CRAMERJC8 69.000 | 656279 | 69
WAUE | TOPOLOGY%WAUE%WAUE%CONTMERS69_1%1 | Conrad - Melrose Tap 69 kV | Line | WAUE.CONT.CONTMERS69_1.WAUE.MERS.69.69 | 1 | CONRAD 8 69.000 | 630350 | MELRSTAP8 69.000 | 656297 | 69
WAUE | LINE%CURRENTLY%NOT%MODELED%IN%EMS | Coon Rapids - Tall Corn Ethanol Tap 69kV | Line | Not in EMS | 1 | COONRPDS G 69.000 | 656237 | TCE TAP8 69.000 | 656245 | 69
WAUE | TOPOLOGY%WAUE%WAUE%CRNT | Cornell - Cornell Tap 69 kV | Line |  | 1 | CORNELL8 69.000 | 656431 | CORNLLTA8 69.000 | 656433 | 69
WAUE | TOPOLOGY%WAUE%WAUE%FOXRCRNT69_1%1 | Cornell Tap - Fox Run 69 kV | Line | WAUE.FOXR.FOXRCRNT69_1.WAUE.CRNT.69.69 | 1 | CORNLLTA8 69.000 | 656433 | FOXRUN8 69.000 | 656467 | 69
WAUE | TOPOLOGY%WAUE%WAUE%ROYLCRNT69_1%1 | Cornell Tap - Royal 69 kV | Line |  | 1 | ROYAL 8 69.000 | 630010 | CORNLLTA8 69.000 | 656433 | 69
WAUE | TOPOLOGY%WAUE%WAUE%CORSOWBRAN11_1%1 | Corson - West Brandon 115 kV | Line |  | 1 | SXF WBRANDN7115.00 | 659250 | SXF CORSON 7115.00 | 659251 | 115
WAUE | TOPOLOGY%WAUE%WAUE%CYTE_SCHAF11_1%1 | Coyote Charm - Schafer 115 kV | Line | WAUE.CYTE_CHR.CYTE_SCHAF11_1.WAUE.SCHAFER.115.115 | 1 | COYOTCHARMK7115.00 | 659597 | SCHAFER -MK7115.00 | 659598 | 115
WAUE | TOPOLOGY%WAUE%WAUE%CYTE_WATFO11_1%1 | Coyote Charm - Watford City 115 kV | Line | WAUE.CYTE_CHR.CYTE_WATFO11_1.WAUE.WATFORD.115.115 | 1 | WATFORD7 115.00 | 652408 | COYOTCHARMK7115.00 | 659597 | 115
WAUE | TOPOLOGY%WAUE%WAUE%CRAMCRAT69_1%1 | Cramer - Cramer Jct. 69 kV | Line |  | 1 | CRAMER8 69.000 | 656277 | CRAMERJC8 69.000 | 656279 | 69
WAUE | TOPOLOGY%WAUE%WAUE%DNDLCRAT69_1%1 | Cramer Jct. - Dinsdale 69 kV | Line |  | 1 | CRAMERJC8 69.000 | 656279 | DINSDALE8 69.000 | 656281 | 69
WAUE | TOPOLOGY%WAUE%WAUE%CRESTMAXBU16_1%1 | Creston - Macksburg MEC 161 kV Ckt 1 | Line |  | 1 | MCKSBRG 5 161.00 | 635645 | CRESTON5 161.00 | 652560 | 161
WAUE | TOPOLOGY%WAUE%WAUE%CRESTMARYV16_1%1 | Creston - Maryville AECI 161 kV Ckt 1 | Line | WAUE.CRESTONW.CRESTMARYV16_1.AECI.MARYVIL.161.161 | 1 | 5MARYVL 161.00 | 300097 | CRESTON5 161.00 | 652560 | 161
WAUE | TOPOLOGY%WAUE%WAUE%CRESTSLAK69_2%1 | Creston - Slak #2 69 kV | Line | WAUE.CRESTONW.CRESTSLAK69_2.ALTW.SLAK.69.69 |  | SLAKEN 8 69.000 | 630381 | CRESTON8 69.000 | 652569 | 69
WAUE | TOPOLOGY%WAUE%WAUE%CRESTSLAK69_1%1 | Creston - Slak 69 kV | Line | WAUE.CRESTONW.CRESTSLAK69_1.ALTW.SLAK.69.69 |  | SLAKEN 8 69.000 | 630381 | CRESTON8 69.000 | 652569 | 69
WAUE | TOPOLOGY%WAUE%WAUE%CRESTCREE69_1%1 | Creston WAUE - Cree ALTW 69 kV | Line | WAUE.CRESTONW.CRESTCREE69_1.ALTW.CREE.69.69 |  | CRESTON8 69.000 | 652569 | ECRESTN8 69.000 | 630419 | 69
WAUE | TOPOLOGY%WAUE%WAUE%CROOKS_LD_TIE%1 | Crooks 8 (NSP) Pseudo Load to Crookswa (WAUE) 69 kV | Line | [6 empty] | 69
WAUE | TOPOLOGY%WAUE%WAUE%CLBRTCLBRT11_1%1 | Culbertson - Culbertson Generation 115 kV | Line | WAUE.CLBRTSNE.CLBRTCLBRT11_1.WAUE.CLBRTSNG.115.115 | 1 | CULBERTSN E7115.00 | 659262 | CLBRTSONGEN7115.00 | 659269 | 115
WAUE | TOPOLOGY%WAUE%WAUE%CLBRTCLBTS11_1%1 | Culbertson - Culbertson WAUE 115 kV | Line | WAUE.CLBRTSNE.CLBRTCLBTS11_1.WAUE.CLBTSNWP.115.115 | [5 empty] | 115
WAUE | TOPOLOGY%WAUE%WAUE%CLBRTWILIS11_1%1 | Culbertson - Williston 115 kV | Line | WAUE.CLBRTSNE.CLBRTWILIS11_1.WAUE.WILISTN.115.115 | 1 | WILISTN7 115.00 | 652421 | CULBERTSN E7115.00 | 659262 | 115
WAUE | TOPOLOGY%WAUE%WAUE%POPLACLBRT11_1%1 | Culbertson WAUE - Poplar 115 kV | Line | WAUE.POPLARWP.POPLACLBRT11_1.WAUE.CLBTSNWP.115.115 | 1 | CLBRTSN7 115.00 | 661012 | POPLAR 7 115.00 | 661075 | 115
WAUE | TOPOLOGY%CO%DV%LINE%LN | Custer Trail - Devaul 69kV | Line | Not in EMS | [5 empty] | 69
WAUE | TOPOLOGY%CO%DV%LINE%LN | Custer Trail - Plainsview 69kV | Line | Not in EMS | [5 empty] | 69
WAUE | TOPOLOGY%WAUE%WAUE%RHAME_DAGLUM%A | Daglum - Rhame 230 kV | Line | WAUE.DAGLUM.RHAME_DAGLUM.WAUE.RHAME.230.230 | 1 | RHAME 4 230.00 | 659266 | DAGLUM 4230.00 | 659448 | 230
WAUE | TOPOLOGY%WAUE%WAUE%HOPE_DAKCT69_1%1 | Dakota - Hope 69 kV | Line | HOPE_CB | [5 empty] | 69
WAUE | TOPOLOGY%WAUE%WAUE%DAKCTLUVER69_1%1 | Dakota - Luverne Jct. 69 kV | Line |  | 1 | DAKOTA C8 69.000 | 656343 | LVRMRJCT 69.000 | 656385 | 69
WAUE | LINE%CURRENTLY%NOT%MODELED%IN%EMS | Dakota Access - Huron 115 kV (Not in EMS) | Line |  |  | HURON 7 115.00 | 652515 | REDFELD7 115.00 | 652535 | 115
WAUE | TOPOLOGY%WAUE%WAUE%KUMMRRDG_DAP%A | DAP - Kummer Ridge 115 kV | Line | WAUE.KUMMRRDG.KUMMRRDG_DAP.WAUE.DAP.115.115 | [5 empty] | 115
WAUE | TOPOLOGY%WAUE%WAUE%DAP_VEEDER%A | Dap - Veeder 115 kV | Line | WAUE.DAP.DAP_VEEDER.WAUE.VEEDER.115.115 | [5 empty] | 115
WAUE | TOPOLOGY%WAUE%WAUE%CANTNDAVIS69_1%1 | Davis - Canton 69kV | Line | WAUE.DAVIS_ER.CANTNDAVIS69_1.WAUE.CANTN_ER.69.69 | 1 | DAVIS_ER 169.000 | 652633 | CANTN_ER 169.000 | 652635 | 69
WAUE | TOPOLOGY%WAUE%WAUE%MINGUSVL_DAWSO%A | Dawson City - Mingusville 230 kV | Line | WAUE.MINGUSVL.MINGUSVL_DAWSO.WAUE.DAWSONC.230.230 | 1 | dawon |  | mingusville |  | 230
WAUE | TOPOLOGY%WAUE%WAUE%CIRCLDAWSO11_1%1 | Dawson County - Circle 115 kV | Line | WAUE.CIRCLE.CIRCLDAWSO11_1.WAUE.DAWSONC.115.115 | 1 | CIRCLE 7 115.00 | 652401 | DAWSONC7 115.00 | 652404 | 115
WAUE | TOPOLOGY%WAUE%WAUE%FTPECDAWSO23_1%1 | Dawson County - Fort Peck 230kV Ckt 1 | Line | WAUE.DAWSONC.FTPECDAWSO23_1.WAUE.FTPECK.230.230 | 1 | FTPECK 4 230.00 | 652405 | DAWSONC4 230.00 | 652403 | 230
WAUE | TOPOLOGY%MDU%MDU%DAWSOGLEND11_1%1 | Dawson County - Glendive 115 kV | Line | WAUE.DAWSONC.DAWSOGLEND11_1.WAUE.GLENDCT.115.115 | 1 | GLENDIVE7 115.00 | 652200 | DAWSONC7 115.00 | 652404 | 115
WAUE | TOPOLOGY%WAUE%WAUE%DAWSOLEWIS11_1%1 | Dawson County - Lewis & Clark MDU 115 kV | Line | WAUE.DAWSONC.DAWSOLEWIS11_1.WAUE.LEWISWP.115.115 | 1 | DAWSONC7 115.00 | 652404 | LEWIS 7 115.00 | 661056 | 115
WAUE | TOPOLOGY%WAUE%WAUE%MI_CTDAWSO23_1%1 | Dawson County - Miles City2 230 kV Ckt 1 | Line | WAUE.MI_CTYE.MI_CTDAWSO23_1.WAUE.DAWSONC.230.230 | 1 | DAWSONC4 230.00 | 652403 | MI CTYE4 230.00 | 652411 | 230
WAUE | TOPOLOGY%WAUE%WAUE%FALLODAWSO11_1%1 | Dawson County - OFallon Creek 115 kV | Line | WAUE.FALLON.FALLODAWSO11_1.WAUE.DAWSONC.115.115 | 1 | DAWSONC7 115.00 | 652404 | FALLON 7 115.00 | 652407 | 115
WAUE | TOPOLOGY%WAUE%WAUE%DAYCNDAYCO11_1%1 | Day County Tap - Day County Wind 115 kV | Line |  | 1 | DAYCNTYTAP 7115.00 | 659287 | DAYCNTYWND 7115.00 | 659288 | 115
WAUE | TOPOLOGY%WAUE%WAUE%DAYCOGROTO11_1%1 | Day County Tap - Groton 115 kV | Line |  | 1 | GROTON 7 115.00 | 652512 | DAYCNTYTAP 7115.00 | 659287 | 115
WAUE | TOPOLOGY%WAUE%WAUE%CRANDDAYCO11_1%1 | Day County Tap - Groton Keystone Pump Site 115 kV | Line | WAUE.CRANDALL.CRANDDAYCO11_1.WAUE.DAYCOTAP.115.115 | 1 | GRTKEYPS20 7115.00 | 659174 | DAYCNTYTAP 7115.00 | 659287 | 115
WAUE | TOPOLOGY%WAUE%WAUE%DEERCWHITE34_1%1 | Deer Creek - White 345 kV Ckt 1 | Line |  | 1 | WHITE 3 345.00 | 652537 | DEERCREEK 3345.00 | 659286 | 345
WAUE | TOPOLOGY%WAUE%WAUE%DENBITOWNE11_1%1 | Denbigh Tap - Towner 115 kV | Line |  | 1 | TOWNER 7 115.00 | 652453 | DENBIGH TAP7115.00 | 652464 | 115
WAUE | TOPOLOGY%WAUE%WAUE%DENBIVOLTA11_1%1 | Denbigh Tap - William J Neal 115 kV | Line | WAUE.DENBIGHT.DENBIVOLTA11_1.WAUE.VOLTAIR.115.115 | 1 | DENBIGH TAP7115.00 | 652464 | VOLTAIR7 115.00 | 659113 | 115
WAUE | TOPOLOGY%WAUE%WAUE%HAWKPDENHR69_1%1 | Denhart - Hawkeye Pride Tap 69 kV | Line |  | 1 | DENHART8 69.000 | 656855 | HAWK PRD T8 69.000 | 656901 | 69
WAUE | TOPOLOGY%WAUE%WAUE%EXIRADENIS16_1%1 | Denison - Exira 161 kV Ckt 1 | Line |  | 1 | DENISON5 161.00 | 652561 | EXIRA 5 161.00 | 652603 | 161
WAUE | TOPOLOGY%WAUE%WAUE%DENISMANCB69_1%1 | Denison - Manning Tap 69 kV | Line |  | 1 | DENISON8 69.000 | 652583 | MANNINGTAP 869.000 | 656267 | 69
WAUE | TOPOLOGY%WAUE%WAUE%SIOUXDENIS23_1%1 | Denison - Sioux City 230 kV Ckt 1 | Line |  | 1 | SIOUXCY4 230.00 | 652565 | DENISON4 230.00 | 652567 | 230
WAUE | TOPOLOGY%WAUE%WAUE%DENMUDENIS69_1%1 | Denison West - Denison WAUE 69 kV Ckt 1 | Line | WAUE.DENMUNG.DENMUDENIS69_1.WAUE.DENISON.69.69 | [5 empty] | 69
WAUE | TOPOLOGY%WAUE%WAUE%DENMUDENIS69_2%1 | Denison West - Denison WAUE 69 kV Ckt 2 | Line | WAUE.DENMUNG.DENMUDENIS69_2.WAUE.DENISON.69.69 | 1 | DENISON8 69.000 | 652583 | DENISONWEST869.000 | 658030 | 69
WAUE | TOPOLOGY%WAUE%WAUE%DEVAUL_GLNHAM%A | Devaul - Glenham 115 kV | Line | WAUE.DEVAUL.DEVAUL_GLNHAM.WAUE.GLNHAMWP.115.115 | 1 | DEVAUL 7 115.00 | 652416 | GLNHAMWP 115.00 | 652714 | 115
WAUE | TOPOLOGY%WAUE%WAUE%DEVAUNSALE11_1%1 | Devaul - New Salem 115 kV | Line | WAUE.NSALEM.DEVAUNSALE11_1.WAUE.DEVAUL.115.115 | 1 | DEVAUL 7 115.00 | 652416 | NSALEM 7 115.00 | 652420 | 115
WAUE | TOPOLOGY%OTP%OTP%DEVILDEVIL11_2%1 | Devils Lake - Devils Lake East OTP 115 kV | Line | WAUE.DEVILSL.DEVILDEVIL11_2.OTP.DEVIL_J.115.115 | 1 | DEVIL J7 115.00 | 620267 | DEVILSL7 115.00 | 652431 | 115
WAUE | TOPOLOGY%WAUE%WAUE%DEVILLAKOT11_1%1 | Devils Lake - Lakota 115 kV | Line | WAUE.LAKOTA.DEVILLAKOT11_1.WAUE.DEVILSL.115.115 | 1 | DEVILSL7 115.00 | 652431 | LAKOTA 7 115.00 | 652448 | 115
WAUE | TOPOLOGY%WAUE%WAUE%PENN_DEVIL11_1%1 | Devils Lake - Penn Tap115 kV | Line | WAUE.DEVILSL.PENN_DEVIL11_1.WAUE.PENN_TAP.115.115 | 1 | DEVILSL7 115.00 | 652431 | PENN 7 115.00 | 652465 | 115
WAUE | TOPOLOGY%WAUE%WAUE%DICKNRNDLK69_1%1 | Dickens - Round Lake Tap 69 kV | Line | WAUE.DICKNSCB.DICKNRNDLK69_1.WAUE.RNDLKECB.69.69 | 1 | DICKENS8 69.000 | 656437 | RNDLKETP8 69.000 | 656549 | 69
WAUE | TOPOLOGY%WAUE%WAUE%HEBRON4_DKSNWP%A | Dickinson - Mandan Junction MDU 230 kV Ckt 1 | Line | WAUE.HEBRON4.HEBRON4_MANDAN.WAUE.MANDAN.230.230 | 1 | HEBRON 4 230.00 | 652390 | DICKNSN4 230.00 | 652417 | 230
WAUE | TOPOLOGY%WAUE%WAUE%DNDLTRAJ69_1%1 | Dinsdale - Clutier Tap 69 kV | Line | WAUE.TRAJ.DNDLTRAJ69_1.WAUE.DNDL.69.69 | 1 | DINSDALE8 69.000 | 656281 | TRAERTAP8 69.000 | 656299 | 69
WAUE | TOPOLOGY%WAUE%WAUE%REINBDNDL69_1%1 | Dinsdale - Hicks Tap 69 kV | Line | WAUE.DNDL.REINBDNDL69_1.WAUE.REINBCT.69.69 | 1 | DINSDALE8 69.000 | 656281 | HICKSTAP 69.000 | 656307 | 69
WAUE | TOPOLOGY%WAUE%WAUE%DOLIVR_DOLVRTP%A | Dolliver - Dolliver Tap 69 kV | Line | WAUE.DOLLIVER.DOLIVR_DOLVRTP.WAUE.DOLVRTP.69.69 | 1 | DOLLIVER8 69.000 | 656439 | DOLLVRTP8 69.000 | 656441 | 69
WAUE | TOPOLOGY%WAUE%WAUE%ILKJCT_DOLVRTP%A | Dolliver Tap - Iowa Lakes Tap 69 kV | Line | WAUE.IALAKJCT.ILKJCT_DOLVRTP.WAUE.DOLVRTP.69.69 | 1 | DOLLVRTP8 69.000 | 656441 | IALAKEST8 69.000 | 656489 | 69
WAUE | TOPOLOGY%WAUE%WAUE%DLVRTP_SWNLJCT%A | Dolliver Tap - Maple Hill 69 kV | Line | WAUE.DOLVRTP.DLVRTP_SWNLJCT.WAUE.SWNLKJCT.69.69 | 1 | DOLLVRTP8 69.000 | 656441 | SWANLKJCT 69.000 | 656505 | 69
WAUE | TOPOLOGY%WAUE%WAUE%ESMAY_DOUGLAS%A | Douglas - James Esmay 69 kV | Line | WAUE.ESDOUG.ESMAY_DOUGLAS.WAUE.DOUGLAS.69.69 | 1 | ESMAY8 69.000 | 656155 | DOUGLAS8 69.000 | 656969 | 69
WAUE | TOPOLOGY%WAUE%WAUE%DOUG_ROSEG11_1%1 | Douglas Creek - Roseglen 115 kV | Line |  | 1 | DGLASCRK-CP7115.00 | 659661 | ROSEGLEN-CP7115.00 | 659662 | 115
WAUE | TOPOLOGY%WAUE%WAUE%DOUG_SNK_C11_1%1 | Douglas Creek - Snake Creek 115 kV | Line |  | 1 | SNAKECR7 115.00 | 652590 | DGLASCRK-CP7115.00 | 659661 | 115
WAUE | TOPOLOGY%WAUE%WAUE%FELDDOVT69_1%1 | Dover - Feldman Tap 69 kV | Line | WAUE.FELD.FELDDOVT69_1.WAUE.DOVT.69.69 | 1 | DOVER8 69.000 | 656443 | FELD_TAP8 69.000 | 656461 | 69
WAUE | TOPOLOGY%WAUE%WAUE%DOVTLRNS69_1%1 | Dover - Lauren 69 kV | Line | WAUE.DOVT.DOVTLRNS69_1.WAUE.LRNS.69.69 | 1 | DOVER8 69.000 | 656443 | LAURENS8 69.000 | 656497 | 69
WAUE | TOPOLOGY%WAUE%WAUE%DOVTPOCHO69_1%1 | Dover - Pocahontas 69 kV | Line | WAUE.DOVT.DOVTPOCHO69_1.WAUE.POCHONT.69.69 | 1 | DOVER8 69.000 | 656443 | POCHNTS8 69.000 | 656537 | 69
WAUE | TOPOLOGY%WAUE%WAUE%DOWS_GALT_69_1%1 | Dows - Galt 69 kV | Line |  | 1 | DOWS8 69.000 | 656181 | GALT8 69.000 | 656859 | 69
WAUE | TOPOLOGY%WAUE%WAUE%HAMILTNT_DOWS%A | Dows - Hamilton Tap 69 kV | Line | WAUE.HAMILTNT.HAMILTNT_DOWS.WAUE.DOWS_CB.69.69 | 1 | DOWS8 69.000 | 656181 | HAMILTNT 69.000 | 656194 | 69
WAUE | TOPOLOGY%ALTW%ALTW%DRAGEGR_JC16_1%1 | Drager - Grand Junction ALTW 161 kV Ckt 1 | Line |  | 1 | GR JCT 5 161.00 | 631074 | DRAGER5 161.00 | 656283 | 161
WAUE | TOPOLOGY%WAUE%WAUE%SCHUMDRAGE69_1%1 | Drager - Schumacher 69 kV | Line | WAUE.DRAGERCB.SCHUMDRAGE69_1.WAUE.SCHUMACH.69.69 | 1 | SCHUMACHERT869.000 | 656255 | DRAGER8 69.000 | 656285 | 69
WAUE | TOPOLOGY%WAUE%WAUE%DRAGETOMCO69_1%1 | Drager - Thomas C. Conner 69 kV | Line | WAUE.DRAGERCB.DRAGETOMCO69_1.WAUE.TOMCONCB.69.69 | 1 | CONNER8 69.000 | 656235 | DRAGER8 69.000 | 656285 | 69
WAUE | TOPOLOGY%WAUE%WAUE%DRAGEDRAGE69_1%1 | Drager WAUE - Drager MEC 69 kV | Line | WAUE.DRAGERCB.DRAGEDRAGE69_1.MEC.DRAGER.69.69 |  | CONNER8 69.000 | 656235 | DRAGER8 69.000 | 656285 | 69
WAUE | TOPOLOGY%WAUE%WAUE%DRAKE41TIE%A | Drake OTP - Voltair WAUE 41.6 kV | Line | WAUE.VOLTAIR.DRAKE41TIE.OTP.DRAKEOTP.41.6.41.6 | 1 | drake |  | voltair |  | 0
WAUE | TOPOLOGY%WAUE%WAUE%RAPIDCITY_TIE%A | Dry Creek - New Underwood 230kV | Line | WAUE.DRYCREEK.RAPIDCITY_TIE.WAUE.NUNDRWD.230.230 | 1 | NUNDRWD4 230.00 | 652484 | DRY CREEK 4230.00 | 659376 | 230
WAUE | TOPOLOGY%WAUE%WAUE%DRYCRK_RAPIDCY%A | Dry Creek - Rapid City 115 kV | Line | WAUE.DRYCREEK.DRYCRK_RAPIDCY.WAUE.RAPIDCY.115.115 | 1 | DRY CREEK 7115.00 | 659377 | RAPIDCY7 115.00 | 652490 | 115
WAUE | TOPOLOGY%WAUE%WAUE%DUMONDMONT69_1%1 | Dumont - Dumont Tap 69 kV | Line | WAUE.DUMONTCB.DUMONDMONT69_1.WAUE.DMONTP.69.69 | 1 | DUMONT 8 69.000 | 636249 | DUMONT8 69.000 | 656021 | 115
WAUE | TOPOLOGY%WAUE%WAUE%PRKRBDUMON69_1%1 | Dumont - Parkersburg 69 kV | Line |  | 1 | DUMONT8 69.000 | 656021 | PRKSBRG8 69.000 | 656065 | 69
WAUE | TOPOLOGY%WAUE%WAUE%GENEVDMONT69_1%1 | Dumont Tap - Geneva 69 kV | Line | WAUE.DMONTP.GENEVDMONT69_1.WAUE.GENEVACB.69.69 | 1 | DUMONT8 69.000 | 656021 | GENEVA8 69.000 | 656187 | 69
WAUE | TOPOLOGY%WAUE%WAUE%SNELLJC-DNCMJCT%A | Duncombe - Snell Tap 69 kV | Line | WAUE.DUNCMBCB.DUNCMSNELL69_1.WAUE.SNELLJCB.69.69 | [5 empty] | 69
WAUE | TOPOLOGY%WAUE%WAUE%DNCMJCT-DNCMCB%A | Duncombe - Sweazy Jct. 69 kV | Line | WAUE.DUNCMBCB.DNCMJCT-DNCMCB.WAUE.DNCMBJCT.69.69 | 1 | DUNCOMBE8 69.000 | 656857 | SWEAZYJC8 69.000 | 656889 | 69
WAUE | TOPOLOGY%WAUE%WAUE%DUNCMWEBSR69_1%1 | Duncombe - Web Tap 69 kV | Line |  | 1 | WEB TAP8 69.000 | 656367 | DUNCOMBE8 69.000 | 656857 | 69
WAUE | TOPOLOGY%WAUE%WAUE%ROUNDUP_DUNN%A | Dunn Center - Round Up 115kV | Line | WAUE.ROUNDUP.ROUNDUP_DUNN.WAUE.DUNNCNTR.115.115 |  | DUNNCENTRMK7115.00 | 659593 |  |  | 115
WAUE | TOPOLOGY%WAUE%WAUE%DUNNCMCK_H11_1%1 | Dunncenter - Halliday 115 kV | Line | WAUE.DUNNCNTR.DUNNCMCK_H11_1.WAUE.MCK_HLD.115.115 | 1 | DUNNCENTRMK7115.00 | 659593 | HALLIDAY-MK7115.00 | 659594 | 115
WAUE | TOPOLOGY%WAUE%WAUE%DUNNCOAKDA11_1%1 | Dunncenter - Oakdale 115 kV | Line |  | 1 | DUNNCENTRMK7115.00 | 659593 | OAKDALE -MK7115.00 | 659656 | 115
WAUE | TOPOLOGY%WAUE%WAUE%RUTHVDUNNI11_1%1 | Dunning - East Ruthville 115 kV | Line | WAUE.EASTRUTH.RUTHVDUNNI11_1.WAUE.DUNNING.115.115 | 1 | EASTRUTH 115.00 | 652713 | DUNNING7 115.00 | 659166 | 115
WAUE | TOPOLOGY%WAUE%WAUE%WSTBOTJC_DUNNI%A | Dunning - Whitby 115 kV | Line | WAUE.WSTBOTJC.WSTBOTJC_DUNNI.WAUE.DUNNING.115.115 | 1 | WHITBY -CP7115.00 | 659150 | DUNNING7 115.00 | 659166 | 115
WAUE | TOPOLOGY%WAUE%WAUE%EAGLEHUDSO69_1%1 | Eagle - Hudson | Line | WAUE.EAGLE.EAGLEHUDSO69_1.WAUE.HUDSON2.69.69 |  | Eagle | 659901 | Hudson | 635385 | 69
WAUE | TOPOLOGY%WAUE%WAUE%EAGLEIRETO69_1%1 | EAGLE - IRETON | Line | WAUE.EAGLE.EAGLEIRETOP69_1.WAUE.IRETONTP.69.69 | 1 | IRETONT8 69.000 | 635391 | EAGLE 8 69.000 | 659901 | 69
WAUE | TOPOLOGY%WAUE%WAUE%EAGLELEDYR69_1%1 | Eagle - Ledyard 69 kV | Line | WAUE.EAGLE_CB.EAGLELEDYR69_1.WAUE.LEDYRDCB.69.69 | 1 | EAGLE8 69.000 | 656447 | LEDYARD8 69.000 | 656501 | 69
WAUE | TOPOLOGY%WAUE%WAUE%PAHOJEAGLE23_1%1 | Eagle - Pahoja 230 kV Ckt 1 | Line |  | 1 | PAHOJA 4 230.00 | 652578 | EAGLE 4 230.00 | 659900 | 230
WAUE | TOPOLOGY%WAUE%WAUE%SIOUXEAGLE23_1%1 | Eagle - Sioux City 230 kV Ckt 1 | Line |  | 1 | SIOUXCY4 230.00 | 652565 | EAGLE 4 230.00 | 659900 | 230
WAUE | TOPOLOGY%WAUE%WAUE%FAITHEAGLE11_1%1 | Eagle Butte - Faith 115 kV | Line | WAUE.EAGLEBT.FAITHEAGLE11_1.WAUE.FAITH.115.115 | 1 | FAITH 7 115.00 | 652243 | EAGLEBT7 115.00 | 652476 | 115
WAUE | TOPOLOGY%WAUE%WAUE%OAHEEAGLE11_1%1 | Eagle Butte - Oahe 115 kV | Line | WAUE.OAHE.OAHEEAGLE11_1.WAUE.EAGLEBT.115.115 | 1 | EAGLEBT7 115.00 | 652476 | OAHE 7 115.00 | 652520 | 115
WAUE | TOPOLOGY%WAUE%WAUE%SPRBHOPE_69_1%1 | Eagle Grove - Hope 69 kV | Line | WAUE.EAGLGROC.SPRBHOPE_69_1.WAUE.HOPE_CB.69.69 | 1 | EAGLE GR8 69.000 | 656345 | HUMBOLDT8 69.000 | 656355 | 69
WAUE | TOPOLOGY%WAUE%WAUE%EAGLGWALLA69_1%1 | Eagle Grove - Wall Lake Tap 69 kV | Line | WAUE.EAGLGROC.EAGLGWALLA69_1.WAUE.WALLAKCB.69.69 | 1 | EAGLE GR8 69.000 | 656345 | WALLLKTP8 69.000 | 656899 | 69
WAUE | TOPOLOGY%WAUE%WAUE%EGF_IGRNDF11_1%1 | East Grand Forks Ind - Grand Forks 115 kV | Line | WAUE.GRNDFKS.EGF_IGRNDF11_1.WAUE.EGF_IND.115.115 | 1 | EGF IND7 115.00 | 652430 | GRNDFKS7 115.00 | 652443 | 115
WAUE | TOPOLOGY%WAUE%WAUE%RINARSUBRF69_1%1 | East Jct. - Rinard 69 kV | Line |  | 1 | EAST JCT8 69.000 | 656153 | RINARD8 69.000 | 656157 | 69
WAUE | TOPOLOGY%WAUE%WAUE%TWINLSUBRF69_1%1 | East Jct. - Twin Lakes Jct. 69 kV | Line |  | 1 | EAST JCT8 69.000 | 656153 | TWLK JCT8 69.000 | 656165 | 69
WAUE | TOPOLOGY%WAUE%WAUE%RUTHVMINOT11_1%1 | East Ruthville - Minot WInd 115 kV | Line | WAUE.EASTRUTH.RUTHVMINOT11_1.WAUE.MINOT.115.115 | [5 empty] | 115
WAUE | LINE%CURRENTLY%NOT%MODELED%IN%EMS | East Sheffield - East Sheffield Tap 69 kV | Line |  | 1 | ESHEFFLD8 69.000 | 656183 | ESHEFFTP8 69.000 | 656185 | 69
WAUE | TOPOLOGY%WAUE%WAUE%GLCOAESHFF69_1%1 | East Sheffield Tap - G.L. Coatings 69 kV | Line | WAUE.ESHFFLCB.GLCOAESHFF69_1.WAUE.GLCOATCB.69.69 | 1 | ESHEFFTP8 69.000 | 656185 | GLCOATNG8 69.000 | 656189 | 69
WAUE | TOPOLOGY%WAUE%WAUE%SHEFFESHFF69_1%1 | East Sheffield Tap - Sheffield WAUE 69 kV | Line | WAUE.SHEFFLD1.SHEFFESHFF69_1.WAUE.ESHFFLCB.69.69 | 1 | ESHEFFTP8 69.000 | 656185 | WSHEFFLD8 69.000 | 656205 | 69
WAUE | TOPOLOGY%WAUE%WAUE%RICHLKOCH11_1%1 | East Sidney - Koch Oil 115kV | Line | WAUE.KOCH.RICHLKOCH11_1.WAUE.RICHLND2.115.115 | 1 | RICHLND7 115.00 | 652451 | EASTSIDN-LY7115.00 | 659186 | 115
WAUE | TOPOLOGY%WAUE%WAUE%COGSWEDGEL69_1%1 | Edgeley - Dickey Tap 69 kV | Line |  | 1 | COGSWEL8 69.000 | 652429 | EDGELEY8 69.000 | 652433 | 69
WAUE | TOPOLOGY%WAUE%WAUE%EDGELJAMES11_1%1 | Edgeley - Jamestown 115 kV | Line | WAUE.JAMESTN.EDGELJAMES11_1.WAUE.EDGELEY.115.115 | 1 | EDGELEY7 115.00 | 652432 | JAMESTN7 115.00 | 652445 | 115
WAUE | TOPOLOGY%WAUE%WAUE%EDGELORDWA11_1%1 | Edgeley - Ordway 115 kV | Line | WAUE.ORDWAY.EDGELORDWA11_1.WAUE.EDGELEY.115.115 | 1 | EDGELEY7 115.00 | 652432 | ORDWAY 7 115.00 | 652534 | 115
WAUE | TOPOLOGY%WAUE%WAUE%EDGELEDGEL11_1%S | Edgeley - Pomona 115 kV | Line |  | 1 | EDGELEY7 115.00 | 652432 | POMONA 7 115.00 | 659280 | 115
WAUE | TOPOLOGY%WAUE%WAUE%ELDORWELSB69_1%1 | Eldora - Wellsburg 69 kV | Line |  | 1 | WELSBRG G 69.000 | 656301 | ELDORA8_WAP 69.000 | 656761 | 69
WAUE | TOPOLOGY%WAUE%WAUE%ELKCKNEWEL11_1%1 | Elk Creek - Newell 115 kV | Line | WAUE.NEWELL2.ELKCKNEWEL11_1.WAUE.ELKCKWA.115.115 | 1 | ELKCRK 7 115.00 | 652473 | NEWELL 7 115.00 | 652483 | 115
WAUE | TOPOLOGY%WAUE%WAUE%ELKCKRAPID11_1%1 | Elk Creek - Rapid City 115 kV | Line | WAUE.RAPIDCY.ELKCKRAPID11_1.WAUE.ELKCKWA.115.115 | 1 | ELKCRK 7 115.00 | 652473 | RAPIDCY7 115.00 | 652490 | 115
WAUE | TOPOLOGY%WAUE%WAUE%ELLIOENDER11_1%1 | Elliott - Enderline Tap115 kV | Line | WAUE.ELLIOTTW.ELLIOENDER11_1.WAUE.ENDERLNW.115.115 | 1 | ELLIOTT7 115.00 | 652462 | ENDERLIN 7 115.00 | 652638 | 115
WAUE | TOPOLOGY%WAUE%WAUE%ELLIOFORMN11_1%1 | Elliott - Forman 115 kV | Line |  | 1 | FORMAN 7 115.00 | 652438 | ELLIOTT7 115.00 | 652462 | 115
WAUE | TOPOLOGY%WAUE%WAUE%WHEELOK_ELLISV%A | Ellisville - Wheelok 115 kV | Line | WAUE.WHEELOK.WHEELOK_ELLISV.WAUE.ELLISVIL.115.115 |  | ELLISVIL-MW7115.00 | 655954 | WHEELOCK 7115.00 | 659363 | 115
WAUE | TOPOLOGY%WAUE%WAUE%ZAHL_ELLISVIL%A | Ellisville - Zahl 115 kV | Line | WAUE.ZAHL.ZAHL_ELLISVIL.WAUE.ELLISVIL.115.115 | 1 | ELLISVIL-MW7115.00 | 655954 | ZAHL -MW7115.00 | 655955 | 115
WAUE | TOPOLOGY%WAUE%WAUE%ELMTRSWENS11_1%1 | Elm Tree - Swenson 115 kV | Line | WAUE.ELMTREE.WLMTRSWENS11_1.WAUE.SWENSNMK.115.115 | 1 | SWENSON -MK7115.00 | 659647 | ELMTREE -MK7115.00 | 659657 | 115
WAUE | TOPOLOGY%WAUE%WAUE%ELSWRNUNDR11_1%1 | Elsworth - New Underwood 115 kV | Line |  | 1 | ELSWRTH7 115.00 | 652477 | NUNDRWD7 115.00 | 652485 | 115
WAUE | TOPOLOGY%WAUE%WAUE%RADCHZON69_1%1 | Elsworth - Radcliffe 69 kV | Line |  | 1 | ELSWORTH8 69.000 | 656763 | RADCLIFF8 69.000 | 656791 | 69
WAUE | TOPOLOGY%WAUE%WAUE%ELSWRRAPID11_1%1 | Elsworth - Rapid City 115 kV | Line | WAUE.ELSWRTH.ELSWRRAPID11_1.WAUE.RAPIDCY.115.115 | 1 | ELSWRTH7 115.00 | 652477 | RAPIDCY7 115.00 | 652490 | 115
WAUE | TOPOLOGY%WAUE%WAUE%SHEFFEMERY16_1%1 | Emery ALTW - Sheffield WAUE 161 kV Ckt 1 | Line | WAUE.SHEFFLD1.SHEFFEMERY16_1.WAUE.EMERY.161.161 | 1 | EMERY 5 161.00 | 631048 | SHEFFLD5 161.00 | 656201 | 161
WAUE | TOPOLOGY%WAUE%WAUE%EMMET_LD_TIE%1 | Emmet Xcel (NSP) Pseudo Load to Crooks_8 (WAUE) 69 kV | Line | WAUE.EMMETWA.EMMET_LD_TIE.NSP.EMMET_R8.69.69 | [5 empty] | 69
WAUE | TOPOLOGY%WAUE%WAUE%EMETSEMETS69_2%1 | Emmetsburg Tap - Emmetsburg 69 kV | Line | WAUE.EMETSB.EMETSEMETS69_2.WAUE.EMETSB1.69.69 | [5 empty] | 69
WAUE | TOPOLOGY%MEC%MEC%FFRDOEMTBS69_1%1 | Emmetsburg Tap - Freedom(MEC) 69 kV | Line | WAUE.EMETSB2.EMTSBEMETS69_2.MEC.EMTSBRGE.69.69 | 1 | FFRDOM 8 69.000 | 636106 | EBURGJCT 69.000 | 656451 | 69
WAUE | TOPOLOGY%WAUE%WAUE%WHITMEMETS69_1%1 | Emmetsburg Tap - Whitmore Jct. 69 kV | Line | WAUE.EMETSB.WHITMEMETS69_1.WAUE.WHITMR.69.69 | 1 | WHITTJCT8 69.000 | 656377 | EBURGJCT 69.000 | 656451 | 69
WAUE | TOPOLOGY%WAUE%WAUE%BEARCRKM_LDTIE%A | Enderline Tap - Bear Creek 115kV | Line | WAUE.ENDERLNW.BEARCRKM_LDTIE.OTP.BEARCRKM.115.115 | [5 empty] | 115
WAUE | TOPOLOGY%WAUE%WAUE%ENDERVALLE11_1%1 | Enderline Tap - Valley City 115 kV | Line | WAUE.ENDERLNW.ENDERVALLE11_1.WAUE.VALLEYC.115.115 | 1 | VALLEYC7 115.00 | 652454 | ENDERLIN 7 115.00 | 652638 | 115
WAUE | TOPOLOGY%WAUE%WAUE%12_MILE_EPPING%A | Epping - North Twelve Mile 115 kV | Line | WAUE.N12_MILE.12_MILE_EPPING.WAUE.EPPING.115.115 | 1 | EPPING 115.00 | 655958 | N12MILE 115.00 | 655959 | 115
WAUE | TOPOLOGY%WAUE%WAUE%EPPING_EPSWITC%A | Epping - Wheelok South Tap 115 kV | Line | WAUE.EPPING.EPPING_EPSWITC.WAUE.WELSOTAP.115.115 |  | EPPING 115.00 | 655958 | EPSWITCH 115.00 | 655957 | 115
WAUE | TOPOLOGY%NSP%NSP%ERIE_S311_1%1 | Erie Road NSP - S3 115 kV | Line |  | 1 | S3 7 115.00 | 652508 | ERIE RD7 115.00 | 658072 | 115
WAUE | TOPOLOGY%WAUE%WAUE%ESTRVSUPRI69_1%1 | Estherville Jct - Superior Tap 69 kV | Line | WAUE.ESTRVLCB.ESTRVSUPRI69_1.WAUE.SUPIRJCT.69.69 | 1 | SUPRORTP8 69.000 | 656563 | ESTRJCT8 69.000 | 656591 | 69
WAUE | TOPOLOGY%WAUE%WAUE%WFRTESTRV69_1%1 | Estherville Jct - Wallingford 69 kV | Line | WAUE.ESTRVLCB.WFRTESTRV69_1.WAUE.WFRT.69.69 | 1 | WALNGFD8 69.000 | 630254 | ESTRJCT8 69.000 | 656591 | 69
WAUE | TOPOLOGY%WAUE%WAUE%ESTMUESTRV69_1%1 | Estherville Muni - Estherville Tap 69 kV | Line | WAUE.ESTRVMU.ESTMUESTRV69_1.WAUE.ESTRV.69.69 | 1 | ESTERMUN G 69.000 | 656455 | ESTRTAP8 69.000 | 656459 | 69
WAUE | TOPOLOGY%WAUE%WAUE%IALAKESTRV69_1%1 | Estherville Muni - Iowa Lakes 69 kV | Line | WAUE.ESTRVMU.IALAKESTRV69_1.WAUE.IALAK.69.69 | 1 | ESTERMUN G 69.000 | 656455 | IALAKES8 69.000 | 656487 | 69
WAUE | TOPOLOGY%WAUE%WAUE%ESTRVESTCB69_1%1 | Estherville Tap - Esterville Jct | Line | WAUE.ESTRV.ESTRVESTCB69_1.WAUE.ESTRVLCB.69.69 | 1 | ESTRTAP8 69.000 | 656459 | ESTRJCT8 69.000 | 656591 | 69
WAUE | TOPOLOGY%WAUE%WAUE%EVANSPIERR11_1%1 | Evans Street - Pierre 115 kV | Line | WAUE.PIERRE.EVANSPIERR11_1.WAUE.EVANS_ST.115.115 | 1 | PIERRE 7 115.00 | 652489 | EVANS ST 115.00 | 652602 | 115
WAUE | TOPOLOGY%CO%DV%LINE%LN | Fairview West - LYC Nohly 115kV | Line | Not in EMS | 1 | FAIRVIEW 7 115.00 | 652651 | NOHLEY -LY7115.00 | 659569 | 115
WAUE | TOPOLOGY%CO%DV%LINE%LN | Fairview West - LYC Spring Lake 115kV | Line | Not in EMS | 1 | FAIRVIEW 7 115.00 | 652651 | SPRINGLK-LY7115.00 | 659568 | 115
WAUE | TOPOLOGY%WAUE%WAUE%FAIRVRICHL11_1%1 | Fairview West - Richland 115 kV | Line | WAUE.FAIRVIWP.FAIRVRICHL11_1.WAUE.RICHLND2.115.115 | 1 | RICHLND7 115.00 | 652451 | FAIRVIEW 7 115.00 | 652651 | 115
WAUE | TOPOLOGY%WAUE%WAUE%FAIRVWILIS11_1%1 | Fairview West - Williston 115 kV | Line | WAUE.FAIRVIWP.FAIRVWILIS11_1.WAUE.WILISTN.115.115 | 1 | WILISTN7 115.00 | 652421 | FAIRVIEW 7 115.00 | 652651 | 115
WAUE | TOPOLOGY%WAUE%WAUE%FAITHMAURI11_1%1 | Faith - Maurine 115 kV | Line |  | 1 | FAITH 7 115.00 | 652243 | MAURINE7 115.00 | 652480 | 115
WAUE | TOPOLOGY%OTP%OTP%FALCOGRNDF11_1%1 | Falconer MPC - Grand Forks 115 kV | Line | WAUE.GRNDFKS.FALCOGRNDF11_1.OTP.FALCONR.115.115 | 1 | GRNDFKS7 115.00 | 652443 | FALCONR7 115.00 | 657706 | 115
WAUE | TOPOLOGY%WAUE%WAUE%FANCYFNCYB11_1%1 | Fancy Butte - Fancy Butte Tap 115 kV | Line | WAUE.FANCYBTT.FANCYFNCYBU11_1.WAUE.BNCYB_T.115.115 | 1 | FNCYBTAP-MK7115.00 | 659599 | FNCY |  | 115
WAUE | TOPOLOGY%WAUE%WAUE%FANCYGARDE11_1%1 | Fancy Butte - Garden Creek 115 kV | Line |  | 1 | GARDN-FB-MK7115.00 | 659595 | GARDENCK2MK7115.00 | 659645 | 115
WAUE | TOPOLOGY%WAUE%WAUE%FNCYB_T_GALAXY%A | Fancy Butte Tap - Galaxy Tap 115 kV | Line | WAUE.FNCYB_T.FNCYB_T_GALAXY.WAUE.GALAXYTP.115.115 | 1 | FNCYBTAP-MK7115.00 | 659599 | GALAXYTP-MK7 | 655882 | 115
WAUE | TOPOLOGY%WAUE%WAUE%FNCYBSCHAF11_1%1 | Fancy Butte Tap - Schafer 115 kV | Line | WAUE.FNCYB_T.FNCYBSCHAF11_1.WAUE.SCHAFER.115.115 | 1 | SCHAFER -MK7115.00 | 659598 | FNCYBTAP-MK7115.00 | 659599 | 115
WAUE | TOPOLOGY%WAUE%WAUE%FNCYBVEEDE11_1%1 | Fancy Butte Tap - Veeder 115 kV | Line | WAUE.FNCYB_T.FNCYBVEEDE11_1.WAUE.VEEDER.115.115 | 1 | FNCYBTAP-MK7115.00 | 659599 | VEEDER -MK7115.00 | 659649 | 115
WAUE | TOPOLOGY%WAUE%WAUE%MPS_BFARGO11_1%1 | Fargo - Brookdale CMH 115 kV ckt 1 | Line | WAUE.FARGO.MPS_BFARGO11_1.WAUE.MPS_BROK.115.115 | 1 | FARGO 7 115.00 | 652436 | MPSBROOK 115.00 | 658080 | 115
WAUE | TOPOLOGY%WAUE%WAUE%FARGOJAMES23_1%1 | Fargo - Jamestown 230 kV Ckt 1 | Line |  | 1 | FARGO 4 230.00 | 652435 | JAMESTN4 230.00 | 652444 | 230
WAUE | TOPOLOGY%WAUE%WAUE%FARGOJAMES23_2%1 | Fargo - Jamestown 230 kV Ckt 2 | Line | WAUE.FARGO.FARGOJAMES23_1.WAUE.JAMESTN.230.230 | 2 | FARGO 4 230.00 | 652435 | JAMESTN4 230.00 | 652444 | 230
WAUE | TOPOLOGY%WAUE%WAUE%MOORHFARGO23_1%1 | Fargo - Moorehead 230 kV Ckt 1 | Line |  | 1 | FARGO 4 230.00 | 652435 | MOORHED4 230.00 | 652553 | 230
WAUE | TOPOLOGY%OTP%OTP%FARGOSHEYN23_1%1 | Fargo - Sheynne NSP 230 kV Ckt 1 | Line |  | 1 | SHEYNNE4 230.00 | 602006 | FARGO 4 230.00 | 652435 | 230
WAUE | TOPOLOGY%OTP%OTP%FARGOFARGO69_1%1 | Fargo -West Fargo MPC 69kV | Line | WAUE.FARGO.FARGOFARGO69_1.WAUE.FARGO_W.69.69 | [5 empty] | 69
WAUE | TOPOLOGY%WAUE%WAUE%FARMTP_FRMLND%A | Farmland - Farmland Tap 69 kV | Line | WAUE.FRMLNDTP.FARMTP_FRMLND.WAUE.FRMLNDCB.69.69 | 1 | FARM_TAP8 69.000 | 656769 | FARMLAND8 69.000 | 656771 | 69
WAUE | TOPOLOGY%WAUE%WAUE%FRMLNHAMPT69_1%1 | Farmland Tap - Hampton 69 kV | Line | WAUE.FRMLNDTP.FRMLNHAMPT69_1.WAUE.HAMPTON2.69.69 | 1 | HAMPTON8 69.000 | 656193 | FARM_TAP8 69.000 | 656769 | 69
WAUE | TOPOLOGY%WAUE%WAUE%FARMVLTP_FARMV%A | Farmvale - Farmvale Tap 115 kV | Line | WAUE.FARMVLTP.FARMVLTP_FARMV.WAUE.FARMVALE.115.115 | 1 | FARMVLTP 115.00 | 655943 | FARMVALE 115.00 | 655923 | 115
WAUE | TOPOLOGY%WAUE%WAUE%FARMVLTP_WESTB%A | Farmvale Tap - Westbank 115 kV | Line | WAUE.FARMVLTP.FARMVLTP_WESTB.WAUE.WESTBANK.115.115 | 1 | FARMVLTP 115.00 | 655943 | WESTBANK-MW7115.00 | 655922 | 115
WAUE | LINE%CURRENTLY%NOT%MODELED%IN%EMS | Feldman - Feldman Tap 69 kV | Line |  | 1 | FELD_TAP8 69.000 | 656461 | FELDMAN8 69.000 | 656463 | 69
WAUE | LINE%CURRENTLY%NOT%MODELED%IN%EMS | Fern - Fern Tap 69 kV | Line |  | 1 | FERN8 69.000 | 656287 | FERNTAP8 69.000 | 656303 | 69
WAUE | TOPOLOGY%WAUE%WAUE%WELBRFERNC69_1%1 | Fern Tap - Wellsburg East Tap 69 kV | Line | WAUE.WELBRGEA.WELBRFERNC69_1.WAUE.FERNCB.69.69 | 1 | FERNTAP8 69.000 | 656303 | WELBRGEASTT869.000 | 656309 | 69
WAUE | TOPOLOGY%WAUE%WAUE%FINSTOSBOR11_1%1 | Finstad - Osborn Tap 115 kV | Line | WAUE.FINSTAD.FINSTOSBOR11_1.WAUE.OSBORN_W.115.115 | 1 | FINSTAD -MW7115.00 | 659606 | OSBORN 7115.00 | 659619 | 115
WAUE | TOPOLOGY%WAUE%WAUE%FINSTRBNSN11_1%1 | Finstad - Robinson Lake 115 kV | Line |  | 1 | RBNSNLAK-MW7115.00 | 659605 | FINSTAD -MW7115.00 | 659606 | 115
WAUE | TOPOLOGY%WAUE%WAUE%SIOUXFLAND11_1%1 | Flandreau - Sioux Falls 115 kV | Line |  | 1 | FLANDRU7 115.00 | 652505 | SIOUXFL7 115.00 | 652524 | 115
WAUE | TOPOLOGY%WAUE%WAUE%MIDWAFLOYD69_1%A | Floyd - Midway 69 kV | Line | WAUE.MIDWAYCB.MIDWAFLOYD69_1.MEC.FLOYD.69.69 | 1 | MIDWAY8 69.000 | 656047 | FLOYD 8 69.000 | 636301 | 69
WAUE | TOPOLOGY%WAUE%WAUE%OAKWOFLOYD69_1%A | Floyd - Oakwood Tap 69 kV | Line | WAUE.OAKWOOCB.OAKWOFLOYD69_1.MEC.FLOYD.69.69 | 1 | FLOYD 8 69.000 | 636301 | OAKWODTA8 69.000 | 656053 | 69
WAUE | TOPOLOGY%WAUE%WAUE%COGSWFORMN69_1%1 | Forman - Cogswell Tap 69 kV | Line | WAUE.FORMNWA.COGSWFORMN69_1.WAUE.COGSWEL.69.69 | 1 | COGSWEL8 69.000 | 652429 | FORMAN 8 69.000 | 652439 | 69
WAUE | TOPOLOGY%OTP%OTP%FORMAFORMN11_1%1 | Forman - Forman OTP 115 kV | Line |  | 1 | FORMN 7 115.00 | 620263 | FORMAN 7 115.00 | 652438 | 115
WAUE | LINE%CURRENTLY%NOT%MODELED%IN%EMS | Forman - Ludden Keystone Pump Site 115 kV | Line |  | 1 | FORMAN 7 115.00 | 652438 | LUDDENPS19 7115.00 | 659172 | 115
WAUE | TOPOLOGY%WAUE%WAUE%SUMMIFORMN11_1%1 | Forman - Summit 115 kV | Line | WAUE.FORMNWA.SUMMIFORMN11_1.WAUE.SUMMITW.115.115 | 1 | FORMAN 7 115.00 | 652438 | SUMMIT-7 115.00 | 652522 | 115
WAUE | TOPOLOGY%WAUE%WAUE%DNCMJCT-SUBVFD%A | Fort Dodge Sub V - Sweazy Jct. 69 kV | Line | WAUE.DNCMBJCT.DNCMJCT-SUBVFD.WAUE.SUB_VFD.69.69 | 1 | SB V FD8 69.000 | 636116 | SWEAZYJC8 69.000 | 656889 | 69
WAUE | LINE%CURRENTLY%NOT%MODELED%IN%EMS | Fort Peck - Nashua 34.5kV | Line | Not in EMS | [5 empty] | 0
WAUE | TOPOLOGY%WAUE%WAUE%NEW_DEAL_WEST%A | Fort Peck - New Deal 69kV Ct 1 | Line | WAUE.NEW_DEAL.NEW_DEAL_WEST.WAUE.FTPECK.69.69 | 1 | NEW_DEAL 69.000 | 652709 | FTPECK13_8 69.000 | 652711 | 69
WAUE | TOPOLOGY%WAUE%WAUE%RICH_COUL_WEST%A | Fort Peck - Richardson Coulee 161kV | Line | WAUE.R_COULEE.RICH_COUL_WEST.WAUE.FTPECK.161.161 | 1 | FTPECK161 161.00 | 652700 | R_COULEE 161.00 | 652701 | 161
WAUE | TOPOLOGY%WAUE%WAUE%FTPECWOLFP11_1%1 | Fort Peck - Wolf Point 115 kV Ckt 1 | Line | WAUE.FTPECK.FTPECWOLFP11_1.WAUE.WOLFPT.115.115 | 1 | FTPECK 7 115.00 | 652406 | WOLFPT 7 115.00 | 652409 | 115
WAUE | TOPOLOGY%WAUE%WAUE%FTPECWOLFP11_2%1 | Fort Peck - Wolf Point 115 kV Ckt 2 | Line |  | 2 | FTPECK 7 115.00 | 652406 | WOLFPT 7 115.00 | 652409 | 115
WAUE | TOPOLOGY%WAUE%WAUE%FTRANFTTHO23_1%1 | Fort Randall - Fort Thompson 230 kV Ckt 1 | Line |  | 1 | FTTHOMP4 230.00 | 652507 | FTRANDL4 230.00 | 652509 | 230
WAUE | TOPOLOGY%WAUE%WAUE%FTRANLAKPL23_1%1 | Fort Randall - Lake Platte 230 kV Ckt 1 | Line | WAUE.LAKPLAT.FTRANLAKPL23_1.WAUE.FTRANDL.230.230 | 1 | FTRANDL4 230.00 | 652509 | LAKPLAT4 230.00 | 652516 | 230
WAUE | TOPOLOGY%NPPD%NPPD%FTRANKELLY23_1%A | Fort Randall - Meadow Grove 230 kV Ckt 1 | Line |  | 1 | MEADOWGROVE4230.00 | 640540 | FTRANDL4 230.00 | 652509 | 230
WAUE | TOPOLOGY%WAUE%WAUE%FTRANSIOUX23_1%1 | Fort Randall - Sioux City 230 kV Ckt 1 | Line |  | 1 | FTRANDL4 230.00 | 652509 | SIOUXCY4 230.00 | 652565 | 230
WAUE | TOPOLOGY%WAUE%WAUE%FTRANUTICA23_1%1 | Fort Randall - Utica Junction 230 kV Ckt 1 | Line | WAUE.FTRANDL.FTRANUTICA23_1.WAUE.UTICAJC.230.230 | 1 | FTRANDL4 230.00 | 652509 | UTICAJC4 230.00 | 652526 | 230
WAUE | TOPOLOGY%WAUE%WAUE%FTRANWH_SW11_1%1 | Fort Randall - White Swan 115 kV | Line |  | 1 | WH SWAN7 115.00 | 652463 | FTRANDL7 115.00 | 652510 | 115
WAUE | TOPOLOGY%WAUE%WAUE%FTTHOMP_GRPRAI%A | Fort Thompson - Grand Prairie 345kV | Line | WAUE.FTTHOMP.FTTHOM_GRPRAI.WAUE.GRPRAIR.345.345 | 1 | GRPRAIR 345.00 | 652499 | FTTHOMP3 345.00 | 652506 | 345
WAUE | TOPOLOGY%WAUE%WAUE%FTTHOHURON23_1%1 | Fort Thompson - Huron 230 kV Ckt 1 | Line | WAUE.FTTHOMP.FTTHOHURON23_1.WAUE.HURON.230.230 | 1 | FTTHOMP4 230.00 | 652507 | HURON 4 230.00 | 652514 | 230
WAUE | TOPOLOGY%WAUE%WAUE%FTTHOHURON23_2%1 | Fort Thompson - Huron 230 kV Ckt 2 | Line | WAUE.FTTHOMP.FTTHOHURON23_2.WAUE.HURON.230.230 | 2 | FTTHOMP4 230.00 | 652507 | HURON 4 230.00 | 652514 | 230
WAUE | TOPOLOGY%WAUE%WAUE%HIGHMFTTHO69_1%1 | Fort Thompson - Hyde 69 kV | Line | WAUE.HIGHMRTP.HIGHMFTTHO69_1.WAUE.FTTHOMP.69.69 | 1 | FTTHOMP8 69.000 | 652276 | HYDE 8 69.000 | 659281 | 69
WAUE | TOPOLOGY%WAUE%WAUE%LAKPLFTTHO23_1%1 | Fort Thompson - Lake Platte 230 kV Ckt 1 | Line |  | 1 | FTTHOMP4 230.00 | 652507 | LAKPLAT4 230.00 | 652516 | 230
WAUE | TOPOLOGY%WAUE%WAUE%FTTHOLELAN34_1%1 | Fort Thompson - Leland Olds2 345 kV Ckt 1 | Line | WAUE.LELANDO.FTTHOLELAN34_1.WAUE.FTTHOMP.345.345 | 1 | FTTHOM1-LNX3345.00 | 652806 | LELAND2-LNX3345.00 | 659424 | 345
WAUE | TOPOLOGY%WAUE%WAUE%LETCHFTTHO23_1%1 | Fort Thompson - Letcher 230 kV Ckt 1 | Line | WAUE.FTTHOMP.LETCHFTTHO23_1.WAUE.LETCHERW.230.230 | 1 | FTTHOMP4 230.00 | 652507 | LETCHER4 230.00 | 652606 | 230
WAUE | LINE%CURRENTLY%NOT%MODELED%IN%EMS | Fort Thompson - Lower Brule 230 kV Ckt 1 | Line |  | 1 | FTTHOMP4 230.00 | 652507 | LOWERBRULE 4230.00 | 659312 | 230
WAUE | TOPOLOGY%WAUE%WAUE%FTTHOOAHE23_1%1 | Fort Thompson - Oahe 230 kV Ckt 1 | Line | WAUE.OAHE.FTTHOOAHE23_1.WAUE.FTTHOMP.230.230 | 1 | FTTHOMP4 230.00 | 652507 | OAHE 4 230.00 | 652519 | 230
WAUE | TOPOLOGY%WAUE%WAUE%FTTHOOAHE23_2%1 | Fort Thompson - Oahe 230 kV Ckt 2 | Line | WAUE.FTTHOMP.FTTHOOAHE23_2.WAUE.OAHE.230.230 | 2 | FTTHOMP4 230.00 | 652507 | OAHE 4 230.00 | 652519 | 230
WAUE | TOPOLOGY%WAUE%WAUE%FTTHOOAHE23_3%1 | Fort Thompson - Oahe 230 kV Ckt 3 | Line | WAUE.FTTHOMP.FTTHOOAHE23_3.WAUE.OAHE.230.230 | 3 | FTTHOMP4 230.00 | 652507 | OAHE 4 230.00 | 652519 | 230
WAUE | TOPOLOGY%WAUE%WAUE%FTTHOOAHE23_4%1 | Fort Thompson - Oahe 230 kV Ckt 4 | Line | WAUE.FTTHOMP.FTTHOOAHE23_4.WAUE.OAHE.230.230 | 4 | FTTHOMP4 230.00 | 652507 | OAHE 4 230.00 | 652519 | 230
WAUE | TOPOLOGY%WAUE%WAUE%WESSPFTTHO23_1%1 | Fort Thompson - Wessington 230 kV Ckt 1 | Line | WAUE.FTTHOMP.WESSPFTTHO23_1.WAUE.WESSPRNG.230.230 | 1 | FTTHOMP4 230.00 | 652507 | WESSINGTON 4230.00 | 652607 | 230
WAUE | TOPOLOGY%WAUE%WAUE%OKOBOFOSTR69_1%1 | Fostoria - Arends 69 kV | Line | WAUE.ARENDS.OKOBOFOSTR69_1.WAUE.FOSTRACB.69.69 | 1 | FOSTORIA8 69.000 | 656465 | OKOBOJI8 69.000 | 656523 | 69
WAUE | TOPOLOGY%WAUE%WAUE%WISDMFOSTR69_1%1 | Fostoria - Wisdom Jct. 69 kV | Line | WAUE.WISDMJCB.WISDMFOSTR69_1.WAUE.FOSTRACB.69.69 | 1 | FOSTORIA8 69.000 | 656465 | WISDMJCT8 69.000 | 656571 | 69
WAUE | TOPOLOGY%WAUE%WAUE%CLNGFOXR69_1%1 | Fox Run - Linn Grove 69 kV | Line | WAUE.CLNG.CLNGFOXR69_1.WAUE.FOXR.69.69 | 1 | FOXRUN8 69.000 | 656467 | LINN GRV8 69.000 | 656503 | 69
WAUE | TOPOLOGY%WAUE%WAUE%REMBRFOXR69_1%1 | Fox Run - Rembrandt ALT 69 kV | Line | WAUE.REMBRNAL.REMBRFOXR69_1.WAUE.FOXR.69.69 | 1 | REMBRNT8 69.000 | 630014 | FOXRUN8 69.000 | 656467 | 69
WAUE | TOPOLOGY%WAUE%WAUE%CAIRO_LD_TIE%1 | Franklin (NSP) Pseudo Load to Cairowa (WAUE) | Line | WAUE.CAIROWA.CAIRO_LD_TIE.NSP.FRNKLN.69.69 | [5 empty] | 69
WAUE | TOPOLOGY%MEC%MEC%FRANKHAMP_16_1%1 | Franklin MEC - Hampton Tap 161 kV Ckt 1 | Line |  | 1 | FRANKLN5 161.00 | 636230 | HAMPTONTAP5 161.00 | 656207 | 161
WAUE | LINE%CURRENTLY%NOT%MODELED%IN%EMS | Frazer Tap - Oswego 34.5kV | Line | Not in EMS | [5 empty] | 0
WAUE | TOPOLOGY%CO%DV%LINE%LN | Frazer Tap - Wiota 34.5kV | Line | Not in EMS | [5 empty] | 0
WAUE | TOPOLOGY%WAUE%WAUE%LAWLEFREED69_1%1 | Fredericksburg - Lawler Tap 69 kV | Line | WAUE.FREEDBRG.LAWLEFREED69_1.WAUE.LAWLERCB.69.69 | 1 | FRDRCKSB8 69.000 | 656025 | LAWLERTP8 69.000 | 656039 | 69
WAUE | TOPOLOGY%WAUE%WAUE%FREEDSUMNE69_1%1 | Fredericksburg - Sumner Tap 69 kV | Line |  | 1 | FRDRCKSB8 69.000 | 656025 | SUMNERJC8 69.000 | 656077 | 69
WAUE | TOPOLOGY%WAUE%WAUE%FFRTAEMET269_1%1 | Freedom Tap - Emet Sub MEC 69 kV | Line | WAUE.FFRTAP.FFRTAEMET269_1.MEC.EMETSB2.69.69 |  | EMTSBGS8 69.000 | 636100 | FFRTAP 8 69.000 | 636107 | 69
WAUE | TOPOLOGY%WAUE%WAUE%FFRTAEMET169_1%1 | Freedom Tap - Emmetsburg 69 kV | Line | WAUE.FFRTAP.FFRTAEMET169_1.WAUE.EMETSB1.69.69 | 1 | FFRTAP 8 69.000 | 636107 | MECJCT8 69.000 | 656515 | 69
WAUE | TOPOLOGY%WAUE%WAUE%FFRTAFFRDO69_1%1 | Freedom Tap WAUE - Freedom MEC 69 kV | Line | WAUE.FFRTAP.FFRTAFFRDO69_1.MEC.FFRDOM.69.69 |  | FFRDOM 8 69.000 | 636106 | EBURGJCT 69.000 | 656451 | 69
WAUE | TOPOLOGY%WAUE%WAUE%HAMPTGLCOA69_1%1 | G.L. Coatings - Hampton 69 kV | Line |  | 1 | GLCOATNG8 69.000 | 656189 | HAMPTON8 69.000 | 656193 | 69
WAUE | TOPOLOGY%WAUE%WAUE%GALAXYTP_GALAX%A | Galaxy - Galaxy Tap 115 kV | Line | WAUE.GALAXYTP.GALAXYTP_GALAX.WAUE.GALAXY.115.115 | 1 | GALAXY-MK7 | 655883 | GALAXYTP-MK7 | 655882 | 115
WAUE | TOPOLOGY%WAUE%WAUE%GALAXYTP_KUMMR%A | Galaxy Tap - Kummer Ridge 115 kV | Line | WAUE.GALAXYTP.GALAXYTP_KUMMR.WAUE.KUMMRRDG.115.115 | 1 | GALAXYTP-MK7 | 655882 | KUMMERRIDGE7 | 659388 | 115
WAUE | TOPOLOGY%WAUE%WAUE%HAWKPGLBRT69_1%1 | Galbraith - Hawkeye Pride Tap 69 kV | Line |  | 1 | GALBRTH8 69.000 | 656347 | HAWK PRD T8 69.000 | 656901 | 69
WAUE | TOPOLOGY%WAUE%WAUE%GLBRTLUVER69_1%1 | Galbraith - Luverne Jct. 69 kV | Line |  | 1 | GALBRTH8 69.000 | 656347 | LVRMRJCT 69.000 | 656385 | 69
WAUE | TOPOLOGY%WAUE%WAUE%GALT_WLLMS69_1%1 | Galt - Willemssen 69 kV | Line | WAUE.GALT_CB.GALT_WLLMS69_1.WAUE.WLLMSNCB.69.69 | 1 | GALT8 69.000 | 656859 | WILLEMSN8 69.000 | 656903 | 69
WAUE | TOPOLOGY%WAUE%WAUE%HUTCHCBJC69_1%1 | Gar - Hutchins 69 kV | Line | WAUE.HUTCHINS.HUTCHCBJC69_1.ALTW.CBJC.69.69 |  | CB JCT 8 69.000 | 630454 | BRITTJC8 69.000 | 656849 | 69
WAUE | TOPOLOGY%WAUE%WAUE%PLCNCBJT69_1%1 | Gar - Pelican 69 kV | Line | WAUE.PLCN.PLCNCBJT69_1.ALTW.CBJT.69.69 |  | CBGAR T8 69.000 | 656427 | PELICAN8 69.000 | 656531 | 69
WAUE | TOPOLOGY%WAUE%WAUE%RLNDGRDNC69_1%1 | Garden City - Roland Tap 69 kV | Line |  | 1 | GARDEN C8 69.000 | 656789 | ROLANDTP8 69.000 | 656790 | 69
WAUE | TOPOLOGY%WAUE%WAUE%GARDEWATFO11_1%1 | Garden Creek MKC - Watford City 115 kV | Line | WAUE.WATFORD.GARDEWATFO11_1.WAUE.GARDENCK.115.115 | 1 | WATFORD7 115.00 | 652408 | GARDENCK-MK7115.00 | 659645 | 115
WAUE | TOPOLOGY%WAUE%WAUE%HUTCHGARNE69_1%1 | Garner Tap - Garner 69 kV | Line |  | 1 | GARNER T8 69.000 | 656863 | GARNER8 69.000 | 656861 | 69
WAUE | TOPOLOGY%WAUE%WAUE%GARRIJAMES23_1%1 | Garrison - Jamestown 230 kV Ckt 1 | Line | WAUE.GARRISN.GARRIJAMES23_1.WAUE.JAMESTN.230.230 | 1 | GARRISN4 230.00 | 652441 | JAMESTN4 230.00 | 652444 | 230
WAUE | TOPOLOGY%WAUE%WAUE%GARRILELAN23_1%1 | Garrison - Leland Olds 230 kV Ckt 1 | Line |  | 1 | GARRISN4 230.00 | 652441 | LELANDO4 230.00 | 659106 | 230
WAUE | TOPOLOGY%WAUE%WAUE%MAXGARRI11_1%1 | Garrison - Max 115 kV | Line |  | 1 | GARRISN7 115.00 | 652442 | MAX 7 115.00 | 652449 | 115
WAUE | TOPOLOGY%WAUE%WAUE%GARRIPICKC11_1%1 | Garrison - Pick City 115kV | Line | WAUE.GARRISN.GARRIPICKC11_1.WAUE.PICKCTY.115.115 | 1 | GARRISN7 115.00 | 652442 | PICKCITY RR7115.00 | 659543 | 115
WAUE | TOPOLOGY%WAUE%WAUE%GARRISNK_C11_1%1 | Garrison - Snake Creek 115 kV | Line |  | 1 | GARRISN7 115.00 | 652442 | SNAKECR7 115.00 | 652590 | 115
WAUE | TOPOLOGY%WAUE%WAUE%WSHBUGARRI23_1%1 | Garrison - Washburn 230 kV | Line |  | 1 | WASHBURN4 230.00 | 652639 | GARRISN4 230.00 | 652441 | 230
WAUE | TOPOLOGY%WAUE%WAUE%VOLTAGARRI11_1%1 | Garrison - William J Neal (Voltaire) 115 kV | Line | WAUE.VOLTAIR.VOLTAGARRI11_1.WAUE.GARRISN.115.115 | 1 | GARRISN7 115.00 | 652442 | VOLTAIR7 115.00 | 659113 | 115
WAUE | TOPOLOGY%WAUE%WAUE%GAVINSPIRI11_1%1 | Gavins Point Dam - Spirit Mound 115 kV | Line | WAUE.GAVINS.GAVINSPIRI11_1.WAUE.SPIRITM.115.115 | 1 | GAVINS 7 115.00 | 652511 | SPIRITM7 115.00 | 659121 | 115
WAUE | TOPOLOGY%WAUE%WAUE%GAVINYKNTJ11_1%1 | Gavins Point Dam - Yankton Junction 115 kV | Line | WAUE.GAVINS.GAVINYKNTJ11_1.WAUE.YKNTJCT.115.115 | 1 | GAVINS 7 115.00 | 652511 | YKNTJCT7 115.00 | 660006 | 115
WAUE | TOPOLOGY%WAUE%WAUE%HAMPTGENEV69_1%1 | Geneva - Hampton 69 kV | Line |  | 1 | GENEVA8 69.000 | 656187 | HAMPTON8 69.000 | 656193 | 69
WAUE | TOPOLOGY%WAUE%WAUE%LEDYRGERLE69_1%1 | Gerled - Gerled Tap 69 kV | Line |  | 1 | GERLED 69.000 | 656469 | GERLEDTP8 69.000 | 656471 | 69
WAUE | TOPOLOGY%WAUE%WAUE%LEDYRGERLE69_1%1 | Gerled Tap - Ledyard 69 kV | Line |  | 1 | GERLEDTP8 69.000 | 656471 | LEDYARD8 69.000 | 656501 | 69
WAUE | TOPOLOGY%WAUE%WAUE%SPRGFGERLE69_1%1 | Gerled Tap - Springfield 69 kV | Line | WAUE.SPRGFLCB.SPRGFGERLE69_1.WAUE.GERLEDCB.69.69 | 1 | GERLEDTP8 69.000 | 656471 | SPRNGFLD8 69.000 | 656557 | 69
WAUE | TOPOLOGY%WAUE%WAUE%GILMRGILMR69_2%1 | Gilmore City - Gilmore Tap 69 kV | Line | WAUE.GILMRCTY.GILMRGILMR69_2.WAUE.GILMRCCB.69.69 | 1 | GILMOREC8 69.000 | 656473 | GILMR TP8 69.000 | 656475 | 69
WAUE | TOPOLOGY%WAUE%WAUE%PIONEGILMR69_1%1 | Gilmore Tap - Pioneer Tap 69 kV | Line |  | 1 | PIONRTP8 69.000 | 656363 | GILMR TP8 69.000 | 656475 | 69
WAUE | TOPOLOGY%WAUE%WAUE%GILMRPOCHO69_1%1 | Gilmore Tap - Pocahontas 69 kV | Line |  | 1 | GILMR TP8 69.000 | 656475 | POCHNTS8 69.000 | 656537 | 69
WAUE | TOPOLOGY%WAUE%WAUE%GLASGO_WEST%A | Glasgow East - Glasgow West 69kV | Line | WAUE.GLASGO_E.GLASGO_WEST.WAUE.GLASGO_W.69.69 | 1 | GLASGO_W 69.000 | 652706 | GLASGO_E 69.000 | 652707 | 69
WAUE | TOPOLOGY%WAUE%WAUE%COTTON_R_WEST%A | Glasgow West - Cotton Switch 69kV | Line | WAUE.COTTON_R.COTTON_R_WEST.WAUE.GLASGO_W.69.69 | 1 | COTTON_R 69.000 | 652705 | GLASGO_W 69.000 | 652706 | 69
WAUE | TOPOLOGY%MDU%MDU%DAWSOGLEND11_1%1 | Glendive - Glendive Turbine Jct MDU 115 kV | Line |  | 1 | GLENDIVE7 115.00 | 652200 | GLENDCT7 115.00 | 661032 | 115
WAUE | TOPOLOGY%WAUE%WAUE%GLENHWHITL23_1%1 | Glenham - Whitlock 230 kV Ckt 1 | Line | WAUE.GLNHAMWP.GLENHWHITL23_1.WAUE.WHITLKWP.230.230 | 1 | WHITLOK4 230.00 | 652527 | GLENHAM4 230.00 | 661038 | 230
WAUE | TOPOLOGY%WAUE%WAUE%GRAETGRAET69_1%1 | Graettinger - Graettinger Tap 69 kV | Line | WAUE.GRAETNMU.GRAETGRAET69_1.WAUE.GRAETNCB.69.69 | 1 | GRAET MU8 69.000 | 656477 | GRAETTEN8 69.000 | 656479 | 69
WAUE | TOPOLOGY%WAUE%WAUE%OSGOOGRAET69_1%1 | Graettinger - Osgood 69 kV | Line |  | 1 | GRAETTEN8 69.000 | 656479 | OSGOOD G 69.000 | 656529 | 69
WAUE | TOPOLOGY%WAUE%WAUE%MOCCASN_GRAIL%A | Grail - Moccassin 115 kV | Line | WAUE.MOCCASN.MOCCASN_GRAIL.WAUE.GRAIL.115.115 | [5 empty] | 115
WAUE | TOPOLOGY%WAUE%WAUE%GRNDFCENTR69_1%1 | Grand Forks - Central OTP 69 kV | Line | WAUE.GRNDFKS.GRNDFCENTR69_1.OTP.CENTRALM.69.69 | 1 | CENTRAL8 69.000 | 605485 | GRNDFKS8 69.000 | 652202 | 69
WAUE | TOPOLOGY%WAUE%WAUE%GRNDFMILL_69_1%1 | Grand Forks - MPC 69kV | Line | WAUE.GRNDFKS.GRNDFMILL_69_1.OTP.MILL_RD.69.69 | 1 | GRNDFKS8 69.000 | 652202 | MILL RD8 69.000 | 657894 | 69
WAUE | LINE%CURRENTLY%NOT%MODELED%IN%EMS | Grand Forks - NSP 69kV | Line | [6 empty] | 69
WAUE | TOPOLOGY%WAUE%WAUE%PICKRGRNDF23_1%1 | Grand Forks - Pickert 230 kV Ckt 1 | Line |  | 1 | GRNDFKS4 230.00 | 652437 | PICKERT4 230.00 | 657759 | 230
WAUE | TOPOLOGY%OTP%OTP%PRAIRGRNDF23_1%1 | Grand Forks - Prairie MPC 230 kV | Line | OTP.PRAIRIE2.PRAIRGRNDF23_1.WAUE.GRNDFKS.230.230 | 1 | GRNDFKS4 230.00 | 652437 | PRAIRIE4 230.00 | 657755 | 230
WAUE | TOPOLOGY%WAUE%WAUE%GRPRAI_AUX_ZBR%A | Grand Prairie WAUE - psuedo load to NPPD 345 kV | Line | WAUE.GRPRAIR.GRPRAI_AUX_ZBR.NPPD.NPD_WAUE.345.345 |  | GRPRAIR 345.00 | 652499 |  |  | 345
WAUE | TOPOLOGY%WAUE%WAUE%WELSBGNDY69_1%1 | Grandy County - Wellsburg 69 kV | Line |  | 1 | GRNDYCN8 69.000 | 630339 | WELSBRG G 69.000 | 656301 | 69
WAUE | TOPOLOGY%NSP%NSP%MINVAGRANI11_1%1 | Granite Falls - Minnesota Valley NSP 115 kV | Line |  | 1 | MINVALY7 115.00 | 603030 | GRANITF7 115.00 | 652551 | 115
WAUE | TOPOLOGY%NSP%NSP%GRANIMINVA23_1%1 | Granite Falls - Minnesota Valley NSP 230 kV Ckt 1 | Line |  | 1 | MINVALT4 230.00 | 602008 | GRANITF4 230.00 | 652550 | 230
WAUE | TOPOLOGY%WAUE%WAUE%GRANIS10823_1%1 | Granite Falls - Minnesota Valley Tap NSP/Panther 230 kV Ckt 1 | Line | WAUE.GRANITF.GRANIS10823_1.NSP.S108.230.230 | 1 | MNVLTAP4 230.00 | 602009 | GRANITF4 230.00 | 652550 | 230
WAUE | TOPOLOGY%WAUE%WAUE%MORRIGRANI23_1%1 | Granite Falls - Morris 230 kV Ckt 1 | Line | WAUE.GRANITF.MORRIGRANI23_1.WAUE.MORRIS.230.230 | 1 | GRANITF4 230.00 | 652550 | MORRIS 4 230.00 | 652554 | 230
WAUE | TOPOLOGY%WAUE%WAUE%S3GRANI11_1%1 | Granite Falls - S3 115 kV | Line |  | 1 | S3 7 115.00 | 652508 | GRANITF7 115.00 | 652551 | 115
WAUE | TOPOLOGY%GRE%GRE%WILLMGRANI23_1%1 | Granite Falls - Willmar GRE 230 kV Ckt 1 | Line | WAUE.GRANITF.WILLMGRANI23_1.GRE.WILLMRU.230.230 | 1 | GRE-WILLMAR4230.00 | 619975 | GRANITF4 230.00 | 652550 | 230
WAUE | TOPOLOGY%OTP%OTP%MORRIGRANT11_1%1 | Grant County OTP - Morris 115 kV | Line |  | 1 | MORRIS 7 115.00 | 652555 | GRANTCO7 115.00 | 658102 | 115
WAUE | TOPOLOGY%NSP%NSP%GRANTMITCH11_1%1 | Grant NSP - Mitchell 115 kV | Line | NSP.GRANT.GRANTMITCH11_1.WAUE.MITCHEL.115.115 | 1 | GRANT 7 115.00 | 603009 | MITCHEL7 115.00 | 660004 | 115
WAUE | TOPOLOGY%WAUE%WAUE%GRAN_SS_TIE%A | Granville - Granville ZBR | Line | WAUE.GRANVILE.GRAN_SS_TIE.OTP.GRANVPSL.41.6.41.6 | [5 empty] | 0
WAUE | TOPOLOGY%WAUE%WAUE%GRANVILE41TIE%A | Granville - Rugby 230 OTP 41.6 kV | Line | WAUE.GRANVILE.GRANVILE41TIE.OTP.RUGBY230.41.6.41.6 | 1 | GRANVILLE 42.900 | 659678 | RUGBY T2 41.600 | 620479 | 0
WAUE | TOPOLOGY%WAUE%WAUE%VOLT_GRAN_41%A | Granville - Voltair 41.6 kV | Line | WAUE.VOLTAIR.VOLT_GRAN_41.WAUE.GRANVILE.41.6.41.6 | 1 | VOLTAIR 41.600 | 652253 | granville416 |  | 0
WAUE | TOPOLOGY%WAUE%WAUE%GRASSGRSYB11_1%1 | Grassy Butte - Grassy Butte Tap 115 kV | Line |  | 1 | GRSYBUTTAP 7115.00 | 659653 | GRASSYBT 7115.00 | 659654 | 115
WAUE | TOPOLOGY%WAUE%WAUE%GRSYBL_KNI11_1%1 | Grassy Butte Tap - Little Knife 115 kV | Line |  | 1 | GRSYBUTTAP 7115.00 | 659653 | LITTLEKNIFE7115.00 | 659655 | 115
WAUE | TOPOLOGY%WAUE%WAUE%GREEN_SHINEJCT%A | Green - Shine Jct. 69 kV | Line | WAUE.GREENCB.GREEN_SHINEJCT.WAUE.SHIN_JCT.69.69 | 1 | GREENP8 69.000 | 656541 | SHIN_JCT 69.000 | 656619 | 69
WAUE | TOPOLOGY%WAUE%WAUE%GREEN_SPNCR_E%A | Green - Spencer East 69 kV | Line | WAUE.GREENCB.GREEN_SPNCR_E.WAUE.SPNCR_E.69.69 |  | GREENP8 69.000 | 656541 | SPENCERE8 69.000 | 656607 | 69
WAUE | TOPOLOGY%WAUE%WAUE%GREEN_SPNR_JCT%A | Green Park - Industrial CBPC 69kV | Line | WAUE.GREENCB.GREEN_SPNR_JCT.WAUE.SPNR.69.69 | 1 | GREENP8 69.000 | 656541 | INDUST T8 69.000 | 656491 | 69
WAUE | TOPOLOGY%WAUE%WAUE%GREEN_RVRTONCB%A | Green Park - Riverton 69kV | Line | WAUE.GREENCB.GREEN_RVRTONCB.WAUE.RVRTONCB.69.69 | 1 | GREENP8 69.000 | 656541 | RIVERTON8 69.000 | 630823 | 69
WAUE | TOPOLOGY%WAUE%WAUE%GREGOWINNE11_1%1 | Gregory - Winner 115 kV | Line | WAUE.WINNER.GREGOWINNE11_1.WAUE.GREGORY.115.115 | 1 | GREGORY7 115.00 | 652478 | WINNER 7 115.00 | 652494 | 115
WAUE | TOPOLOGY%WAUE%WAUE%PLNTYGRENW11_1%1 | Grenora - Plentywood MDU 115 kV | Line |  | 1 | GRENORA7 115.00 | 659145 | PLNTYWD7 115.00 | 661077 | 115
WAUE | TOPOLOGY%WAUE%WAUE%SNAKEGRENO11_1%1 | Grenora - Snake Butte Tap 115 kV | Line | WAUE.SNAKE_BT.SNAKEGRENO11_1.WAUE.GRENORAW.115.115 | 1 | GRENORA7 115.00 | 659145 | SNAKEBTT-SH7115.00 | 659626 | 115
WAUE | TOPOLOGY%CO%DV%LINE%LN | Groton - Garden City 115kV | Line | Not in EMS | [5 empty] | 69
WAUE | TOPOLOGY%WAUE%WAUE%GROTOLELAN34_1%1 | Groton - Leland Olds2 345 kV Ckt 1 | Line | WAUE.LELANDO.GROTOLELAN34_1.WAUE.GROTON.345.345 | 1 | LELAND1-LNX3345.00 | 659422 | GROTON-LNX3 345.00 | 659423 | 345
WAUE | TOPOLOGY%WAUE%WAUE%ORDWAGROTO11_1%1 | Groton - Ordway 115 kV | Line |  | 1 | GROTON 7 115.00 | 652512 | ORDWAY 7 115.00 | 652534 | 115
WAUE | TOPOLOGY%WAUE%WAUE%REDFEGROTO11_1%1 | Groton - Redfield 115 kV | Line |  | 1 | GROTON 7 115.00 | 652512 | REDFELD7 115.00 | 652535 | 115
WAUE | TOPOLOGY%WAUE%WAUE%WATERGROTO34_1%1 | Groton - Watertown 345 kV Ckt 1 | Line |  | 1 | WATERTN3 345.00 | 652529 | GROTON 3 345.00 | 659160 | 345
WAUE | TOPOLOGY%CO%DV%LINE%LN | Groton - Webster 69kV | Line | Not in EMS | [5 empty] | 69
WAUE | LINE%CURRENTLY%NOT%MODELED%IN%EMS | Grundy Center - Grundy Municipal Tap 69 kV | Line |  | 1 | GRNDYCTR8 69.000 | 656289 | GRNDYMUNT8 69.000 | 656305 | 69
WAUE | TOPOLOGY%WAUE%WAUE%GNDYALTW_TIE%1 | Grundy County - Grundy Municipal Tap 69 kV | Line | WAUE.GNDY.DOESNOTEXIST.WAUE.GNDY.69.69 | 1 | GRNDYCN8 69.000 | 630339 | GRNDYMUNT8 69.000 | 656305 | 69
WAUE | TOPOLOGY%WAUE%WAUE%GRNDYCTR_REINB%A | Grundy County - Reinbeck 69 kV | Line | WAUE.GNDY.GNDYREINB69_1.WAUE.REINBCK.69.69 | 1 | DIKEMORRISN869.000 | 630860 | REINBECK8 69.000 | 630861 | 69
WAUE | LINE%CURRENTLY%NOT%MODELED%IN%EMS | Grundy Municipal - Grundy Municipal Tap 69 kV | Line |  | 1 | GRNDYMUN G 69.000 | 656291 | GRNDYMUNT8 69.000 | 656305 | 69
WAUE | TOPOLOGY%WAUE%WAUE%HALIDMCK_H11_1%1 | Halliday - Halliday MK 115 kV | Line | WAUE.HALIDYWP.HALIDMCK_H11_1.WAUE.MCK_HLD.115.115 | 1 | HALIDAY7 115.00 | 652422 | HALLIDAY-MK7115.00 | 659594 | 115
WAUE | TOPOLOGY%WAUE%WAUE%HALIDKILDE11_1%1 | Halliday - Killdeer 115 kV | Line | WAUE.KILDEER.HALIDKILDE11_1.WAUE.HALIDYWP.115.115 | 1 | KILDEER7 115.00 | 652419 | HALIDAY7 115.00 | 652422 | 115
WAUE | TOPOLOGY%WAUE%WAUE%HAMILTNT_HAMIL%A | Hamilton - Hamilton Tap 69kV | Line | WAUE.HAMILTNT.HAMILTNT_HAMIL.WAUE.HAMILTON.69.69 | 1 | HAMILTNT 69.000 | 656194 | HAMILTN 69.000 | 656195 | 69
WAUE | TOPOLOGY%WAUE%WAUE%HAMPTON2_HAMIL%A | Hamilton Tap - Hamton 69kV | Line | WAUE.HAMILTNT.HAMPTON2_HAMIL.WAUE.HAMPTON2.69.69 | 1 | HAMPTON8 69.000 | 656193 | HAMILTNT 69.000 | 656194 | 69
WAUE | TOPOLOGY%WAUE%WAUE%HAMPTHAMP_16_1%1 | Hampton - Hampton Tap 161 kV Ckt 1 | Line |  | 1 | HAMPTON5 161.00 | 656191 | HAMPTONTAP5 161.00 | 656207 | 161
WAUE | TOPOLOGY%WAUE%WAUE%SHEFFHAMP_16_1%1 | Hampton Tap - Sheffield 161 kV Ckt 1 | Line | WAUE.HAMPT_TP.SHEFFHAMP_16_1.WAUE.SHEFFLD1.161.161 | 1 | SHEFFLD5 161.00 | 656201 | HAMPTONTAP5 161.00 | 656207 | 161
WAUE | TOPOLOGY%ALTW%ALTW%HNCOCKLEMM69_1%1 | Hancock ALTW - Klemme 69 kV | Line | ALTW.HNCOCKCB.HNCOCKLEMM69_1.WAUE.KLEMMECB.69.69 | 1 | KLEMME 8 69.000 | 656871 | HANCOCK J1 869.000 | 630821 | 69
WAUE | TOPOLOGY%ALTW%ALTW%HNCOCLIBRT69_1%1 | Hancock ALTW - Liberty 69 kV | Line | ALTW.HNCOCKCB.HNCOCLIBRT69_1.WAUE.LIBRTYCB.69.69 | 1 | HANCOCK J1 869.000 | 630821 | LIBERTY8_WAP69.000 | 656873 | 69
WAUE | TOPOLOGY%WAUE%WAUE%HANLON_SHOOFLY%A | Hanlon - Hanlon Shoo Fly 230 kV ZBR | Line | WAUE.VTHANLON.HANLON_SHOOFLY.WAUE.HANLON.230.230 | 1 | HANLON 4 230.00 | 652513 | SIOUXFL4 230.00 | 652523 | 230
WAUE | TOPOLOGY%WAUE%WAUE%SIOUXHANLO23_1%1 | Hanlon - Sioux Falls 230 kV Ckt 1 | Line | WAUE.HANLON.SIOUXHANLO23_1.WAUE.SIOUXFL.230.230 | 1 | HANLON 4 230.00 | 652513 | SIOUXFL4 230.00 | 652523 | 230
WAUE | TOPOLOGY%WAUE%WAUE%STORLHANLO23_1%1 | Hanlon - Storla 230 kV Ckt 1 | Line | WAUE.STORLA.STORLHANLO23_1.WAUE.HANLON.230.230 | 1 | HANLON 4 230.00 | 652513 | STORLA 4 230.00 | 659122 | 230
WAUE | TOPOLOGY%WAUE%WAUE%SIOUXHANLO23_1%1 | Hanlon Shoo Fly - Sioux Falls 230 kV | Line | WAUE.SIOUXFL.SIOUXHANLO23_1.WAUE.VTHANLON.230.230 | 1 | HANLON 4 230.00 | 652513 | SIOUXFL4 230.00 | 652523 | 230
WAUE | TOPOLOGY%WAUE%WAUE %HANOVRCB%69%HANOVR1 | Hanover - Hanover Tap 69 kV | Line |  | 1 | HANOVER8 69.000 | 656481 | HANOVRTP8 69.000 | 656483 | 69
WAUE | TOPOLOGY%MEC%MEC%SACHANOV69_1%1 | Hanover - SAC MEC 69 kV | Line | WAUE.HANOVRCB.SACHANOV69_1.MEC.SAC.69.69 | 1 | HANOVRTP8 69.000 | 656483 | SAC 8 69.000 | 635341 | 69
WAUE | TOPOLOGY%WAUE%WAUE%J11HRJ10KM69_1%1 | Harlan - Kimbalton 69 kV | Line |  | 1 | K309HARLAN 869.000 | 659869 | J10KMBL8 69.000 | 659916 | 69
WAUE | TOPOLOGY%WAUE%WAUE%J11HRJ7PAN69_1%1 | Harlan - Panama 69 kV | Line |  | 1 | J7PANMA8 69.000 | 659913 | J11HRLN8 69.000 | 659917 | 69
WAUE | LINE%CURRENTLY%NOT%MODELED%IN%EMS | Harlem - Havre 161kV | Line | Not in EMS | [5 empty] | 161
WAUE | TOPOLOGY%WAUE%WAUE%HARLEM_WEST%A | Harlem - Malta 161kV | Line | WAUE.HARLEM_W.HARLEM_WEST.WAUE.MALTA_A.161.161 | 1 | MALTA_A 161.00 | 652702 | HARLEM_W 161.00 | 652703 | 161
WAUE | TOPOLOGY%WAUE%WAUE%HARRSSHIND11_1%1 | Harrisburg - Shindler 115 kV | Line |  | 1 | SXF SHINDLR7115.00 | 659257 | SXF HARSBRG7115.00 | 659258 | 115
WAUE | TOPOLOGY%WAUE%WAUE%HARRSVFODN11_1%1 | Harrisburg - V Fodness 115 kV | Line | WAUE.HARRSBRG.HARRSVFODN11_1.WAUE.VFODNESS.115.115 | 1 | VFODNES7 115.00 | 652397 | SXF HARSBRG7115.00 | 659258 | 115
WAUE | TOPOLOGY%WAUE%WAUE%L3HAWL8ORA69_1%1 | Hawarden - Orange City 69 kV | Line |  | 1 | L3HAWDN8 69.000 | 659904 | L8ORANG8 69.000 | 659905 | 69
WAUE | LINE%CURRENTLY%NOT%MODELED%IN%EMS | Hawkeye - Larson 115 kV | Line |  | 1 | LARSON 7115.00 | 659373 | HAWKEYE -BD7115.00 | 659614 | 115
WAUE | LINE%CURRENTLY%NOT%MODELED%IN%EMS | Hawkeye Pride - Hawkeye Pride Tap 69 kV | Line |  | 1 | HAWK PRD T8 69.000 | 656901 | HAWKEYEPRDE869.000 | 656905 | 69
WAUE | TOPOLOGY%WAUE%WAUE%HAYBULONES11_1%1 | Hay Butte - Lonesome Creek 115 kV | Line |  | 1 | LONESMCRKGN7115.00 | 659348 | EASTHYBT-MK7115.00 | 659587 | 115
WAUE | TOPOLOGY%WAUE%WAUE%HAYB_LCSW11_1%A | Hay Butte - Lonesome Creek Switchyard 115 kV | Line | WAUE.HAYBUTTE.HAYB_LCSW11_1.WAUE.LCSWITCH.115.115 | 1 | LSSSWTCHST 7115.00 | 659349 | EASTHYBT-MK7115.00 | 659587 | 115
WAUE | TOPOLOGY%WAUE%WAUE%PATENT_G_HAYBU%A | Hay Butte - Patent Gate 115 kV | Line | WAUE.PATENT_G.PATENT_G_HAYBU.WAUE.HAYBUTTE.115.115 | [5 empty] | 115
WAUE | TOPOLOGY%WAUE%WAUE%HAYBUTRUEO11_1%1 | Hay Butte - Redwing/True 115 kV | Line | WAUE.HAYBUTTE.HAYBUTRUEO11_1.WAUE.TRUEOIL.115.115 | 1 | HAYBUTTE-MK7115.00 | 659642 | TRUEOIL -MK7115.00 | 659643 | 115
WAUE | TOPOLOGY%WAUE%WAUE%HAYBUTTE_LCGAS%A | Hay Butte-MKC Lonesome Creek Gas Plant 115kV | Line | WAUE.HAYBUTTE.HAYBUTTE_LCGAS.WAUE.LCGASPLT.115.115 | 1 | EASTHYBT-MK7115.00 | 659587 | LCGASPLT-MK7115.00 | 659589 | 115
WAUE | LINE%CURRENTLY%NOT%MODELED%IN%EMS | Haybutte - Horse Creek MKC 69kV | Line | not in EMS | [5 empty] | 69
WAUE | TOPOLOGY%WAUE%WAUE%WOLFPPOPLA11_1%1 | Headdress - Poplar 115kV | Line | WAUE.POPLARWP.WOLFPPOPLA11_1.WAUE.WOLFPT.115.115 | 1 | WOLFPT 7 115.00 | 652409 | POPLAR 7 115.00 | 661075 | 115
WAUE | TOPOLOGY%WAUE%WAUE%WOLFPPOPLA11_1%1 | Headdress - Wolf Point 115 kV | Line | WAUE.WOLFPT.WOLFPPOPLA11_1.WAUE.POPLARWP.115.115 | 1 | WOLFPT 7 115.00 | 652409 | POPLAR 7 115.00 | 661075 | 115
WAUE | TOPOLOGY%WAUE%WAUE%FRMLNIFIP69_1%1 | Heartland CBPC - Farmland 69 kV | Line | WAUE.ACKLEY.ACKLEFRMLN69_1.WAUE.FRMLNDCB.69.69 |  | IAFINDP8 69.000 | 630341 | FARM_TAP8 69.000 | 656769 | 69
WAUE | TOPOLOGY%WAUE%WAUE%HEBRON4_DKSNWP%A | Hebron - Dickinson 230 kV | Line | WAUE.HEBRON4.HEBRON4_DKSNWP.WAUE.DKSNNDWP.230.230 | 1 | HEBRON 4 230.00 | 652390 | DICKNSN4 230.00 | 652417 | 230
WAUE | TOPOLOGY%WAUE%WAUE%HEBRON4_MANDAN%A | Hebron - Mandan Junction MDU 230 kV | Line | WAUE.HEBRON4.HEBRON4_MANDAN.MDU.MANDAN.230.230 | 1 | HEBRON 4 230.00 | 652390 | MANDAN 4 230.00 | 661053 | 230
WAUE | TOPOLOGY%WAUE%WAUE%RICHLND_HELMUT%A | Helmut - Richland 115 kV | Line | WAUE.RICHLND2.RICHLND_HELMUT.WAUE.HELMUT.115.115 | 1 | HELMUT 115.00 | 655790 | RICHLND7 115.00 | 652451 | 115
WAUE | TOPOLOGY%WAUE%WAUE%HESS_N_TIO11_1%1 | Hess Gas - North Tioga 115 kV | Line |  | Z | NTIOGA-MW 7115.00 | 659572 | HESS GAS-MW7115.00 | 659609 | 115
WAUE | TOPOLOGY%WAUE%WAUE%HESS_NESET11_1%1 | Hess MTE - Neset MTE115 kV | Line | WAUE.HESS_W.HESS_NESET11_1.WAUE.NESET.115.115 | 1 | NESET 7 115.00 | 659139 | HESS GAS-MW7115.00 | 659609 | 115
WAUE | TOPOLOGY%WAUE%WAUE%HESSRAIL_WSTBN%A | Hess Rail - West Bank Tap 115 kV | Line | WAUE.HESSRAIL.HESSRAIL_WSTBN.WAUE.WSTBNKTP.115.115 | 2 | HESSRAIL 115.00 | 655962 | WSTBNKTP-MW7115.00 | 655953 | 115
WAUE | TOPOLOGY%WAUE%WAUE%WESTBANK_HESSR%A | Hess Rail - Westbank 115 kV | Line | WAUE.WESTBANK.WESTBANK_HESSR.WAUE.HESSRAIL.115.115 | 1 | HESSRAIL 115.00 | 655962 | WESTBANK-MW7115.00 | 655922 | 115
WAUE | TOPOLOGY%WAUE%WAUE%REINBHICKS69_1%1 | Hicks Tap - Hicks 69 kV | Line | WAUE.REINBCT.REINBHICKS69_1.WAUE.HICKS_CB.69.69 | 1 | HICKS8 69.000 | 656293 | HICKSTAP 69.000 | 656307 | 69
WAUE | TOPOLOGY%WAUE%WAUE%HILKEWSHBU23_1%1 | Hilken - Washburn 230 kV Ckt 1 | Line |  | 1 | HILKEN 4 230.00 | 652466 | WASHBURN4 230.00 | 652639 | 230
WAUE | LINE%CURRENTLY%NOT%MODELED%IN%EMS | Hobarton - Hobarton Tap 69 kV | Line |  | 1 | HOBARTON8 69.000 | 656349 | HOBRTNTP8 69.000 | 656351 | 69
WAUE | TOPOLOGY%WAUE%WAUE%HOBARWHITT69_1%1 | Hobarton Tap - Whitmore 69 kV | Line |  | 1 | HOBRTNTP8 69.000 | 656351 | WHITTEMR8 69.000 | 656375 | 69
WAUE | TOPOLOGY%WAUE%WAUE%MANSOHOPE_69_1%1 | Hope - Manson 69 kV | Line |  | 1 | SUB MTP8 69.000 | 656161 | HUMBOLDT8 69.000 | 656355 | 69
WAUE | TOPOLOGY%WAUE%WAUE%MANSOHOPE_69_1%1 | Hope - Sub MTP 69 kV | Line |  | 1 | SUB MTP8 69.000 | 656161 | HUMBOLDT8 69.000 | 656355 | 69
WAUE | TOPOLOGY%MEC%MEC%WEBSTHOPE_16_1%1 | Hope - Webster MEC 161 kV Ckt 1 | Line |  | 1 | WEBSTER5 161.00 | 636001 | HOPE5 161.00 | 656353 | 161
WAUE | TOPOLOGY%WAUE%WAUE%RADCHZON69_1%1 | Horizon - Jewell 69 kV | Line |  | 1 | HORIZON8 69.000 | 656773 | JEWELL8 69.000 | 656777 | 69
WAUE | TOPOLOGY%MEC%MEC%HUMBCHOPE_69_1%1 | Humboldt - Hope 69 kV | Line |  | 1 | hope |  | HUMBOLDT8 69.000 | 656355 | 69
WAUE | TOPOLOGY%WAUE%WAUE%PIONEHOPE_69_1%1 | Humboldt - Pioneer Tap 69 kV | Line | WAUE.HOPE_CB.PIONEHOPE_69_1.WAUE.PIONERCB.69.69 | 1 | HUMBOLDT8 69.000 | 656355 | PIONRTP8 69.000 | 656363 | 69
WAUE | TOPOLOGY%WAUE%WAUE%WEBSTHOPE_69_1%1 | Humboldt - Webster 69 kV | Line | WAUE.HOPE_CB.WEBSTHOPE_69_1.WAUE.WEBSTRCB.69.69 | 1 | HUMBOLDT8 69.000 | 656355 | WEBSTER8_WAP69.000 | 656369 | 69
WAUE | TOPOLOGY%WAUE%WAUE%SUPRIR_W_HUMML%A | Hummel - Superior 69 kV | Line | WAUE.SUPRIR_W.SUPRIR_W_HUMML.WAUE.HUMMEL.69.69 | 1 | HUMMEL 69.000 | 656485 | SUPERIOR8 69.000 | 656561 | 69
WAUE | TOPOLOGY%WAUE%WAUE%HURONHURON11_1%1 | Huron - Huron Tap 115 kV | Line |  | 1 | HURON 7 115.00 | 652515 | BTAP WP7 115.00 | 660009 | 115
WAUE | TOPOLOGY%WAUE%WAUE%REDFEHURON11_1%1 | Huron - Redfield 115 kV | Line |  | 1 | HURON 7 115.00 | 652515 | REDFELD7 115.00 | 652535 | 115
WAUE | TOPOLOGY%WAUE%WAUE%HURONWATER23_2%1 | Huron - Watertown 230 kV Ckt 2 | Line |  | 2 | HURON 4 230.00 | 652514 | WATERTN4 230.00 | 652530 | 230
WAUE | TOPOLOGY%WAUE%WAUE%WESTPHURON11_1%1 | Huron - West Park 115 kV | Line |  | 1 | HURON 7 115.00 | 652515 | HURONWP7 115.00 | 660003 | 115
WAUE | TOPOLOGY%WAUE%WAUE%HURONWOONS11_1%1 | Huron - Woonsocket 115 kV | Line | WAUE.HURON.HURONWOONS11_1.WAUE.WOONSKT.115.115 | 1 | HURON 7 115.00 | 652515 | WOONSKT7 115.00 | 652528 | 115
WAUE | TOPOLOGY%WAUE%WAUE%HURONTAP_DAC%A | Huron Tap - Dakota Access 115 kV | Line | WAUE.DAC.HURONTAP_DAC.WAUE.HURONTAP.115.115 | 1 | BTAP WP7 115.00 | 660009 | DAKOTA AC 115.00 | 659677 | 115
WAUE | TOPOLOGY%MEC%MEC%IDAGRJ4IDA69_1%1 | Ida Grove - Ida Grove MEC 69kV | Line | WAUE.J4IDAGR8.IDAGRJ4IDA69_1.MEC.IDAGR.69.69 | 1 | IDAGROV8 69.000 | 635307 | J4IDAGR8 69.000 | 659910 | 69
WAUE | TOPOLOGY%WAUE%WAUE%IAFLEHRTLN69_1%1 | IFE CBPC - IFE 69 kV | Line | WAUE.IAFLE_CB.IAFLEHRTLN69_1.WAUE.HRTLNDCB.69.69 | 1 | IAFINDP8 69.000 | 630341 | IFE8 69.000 | 656775 | 69
WAUE | TOPOLOGY%WAUE%WAUE%SPNREATON69_1%1 | Industrial CBPC- Industrial Jct 69 kV | Line | WAUE.SPNR.SPNREATON69_1.WAUE.EATONCB.69.69 | 1 | INDUST T8 69.000 | 656491 | INDUSTRI8 69.000 | 656493 | 69
WAUE | TOPOLOGY%WAUE%WAUE%INDUWISDO69_1%1 | Industrial CBPC - Wisdom CT 69 kV | Line | WAUE.WISDOMCB.INDUWISDO69_1.WAUE.INDU.69.69 | 1 | INDUSTRI8 69.000 | 656493 | WISDOM G 69.000 | 656573 | 69
WAUE | TOPOLOGY%WAUE%WAUE%INDUEATON69_1%1 | Industry Tap - Industrial Jct. 69 kV | Line | WAUE.INDU.INDUEATON69_1.WAUE.EATONCB.69.69 | 1 | industry |  | industrial |  | 69
WAUE | TOPOLOGY%WAUE%WAUE%INDUWISDO69_1%1 | Industry Tap - Wisdom CB 69 KV | Line | WAUE.INDU.INDUWISDO69_1.WAUE.WISDOMCB.69.69 | [5 empty] | 69
WAUE | TOPOLOGY%WAUE%WAUE%IALAK_ILAKJCT%A | Iowa Lakes - Iowa Lakes Tap 69 kV | Line | WAUE.IALAK.IALAK_ILAKJCT.WAUE.IALAKJCT.69.69 | 1 | IALAKEST8 69.000 | 656489 | IALAKES8 69.000 | 656487 | 69
WAUE | TOPOLOGY%WAUE%WAUE%ILKKJCT_WALNGF%A | Iowa Lakes Tap - Wallingford 69 kV | Line | WAUE.IALAKJCT.ILKKJCT_WALNGF.WAUE.WALNGFCB.69.69 | 1 | IALAKEST8 69.000 | 656489 | WLNGFRD8 69.000 | 656575 | 69
WAUE | TOPOLOGY%WAUE%WAUE%IANORSHELR69_1%1 | Iowa Northern - Shell Rock Ethanol 69 kV | Line |  | 1 | SHELLRCK8 69.000 | 656073 | IANORTH8 69.000 | 656085 | 69
WAUE | TOPOLOGY%WAUE%WAUE%IANORUNVRF69_1%1 | Iowa Northern - Unverferth 69 kV | Line |  | 1 | UNVERFRT8 69.000 | 656081 | IANORTH8 69.000 | 656085 | 69
WAUE | TOPOLOGY%WAUE%WAUE%IRVSIMIDLA11_1%1 | Irv Simmons - Midland 115 kV | Line | WAUE.IRVSIMM.IRVSIMIDLA11_1.WAUE.MIDLAND2.115.115 | 1 | MIDLAND7 115.00 | 652481 | IRVSIMM7 115.00 | 652491 | 115
WAUE | TOPOLOGY%WAUE%WAUE%IRVSIOAHE11_1%1 | Irv Simmons - Oahe 115 kV | Line | WAUE.IRVSIMM.IRVSIOAHE11_1.WAUE.OAHE.115.115 | 1 | IRVSIMM7 115.00 | 652491 | OAHE 7 115.00 | 652520 | 115
WAUE | TOPOLOGY%WAUE%WAUE%PIERRIRVSI11_1%1 | Irv Simmons - Pierre 115 kV | Line | WAUE.IRVSIMM.PIERRIRVSI11_1.WAUE.PIERRE.115.115 | 1 | PIERRE 7 115.00 | 652489 | IRVSIMM7 115.00 | 652491 | 115
WAUE | TOPOLOGY%WAUE%WAUE%IVANHWHITE11_1%1 | Ivanhoe - White 115 kV | Line |  | 1 | IVANHOE7 115.00 | 652294 | WHITE 7 115.00 | 652538 | 115
WAUE | TOPOLOGY%WAUE%WAUE%J1CENEAGLE69_1%1 | J1 - Eagle 69kV | Line | WAUE.J1CENTR.J1CENEAGLE69_1.WAUE.EAGLE.69.69 | 1 | EAGLE 8 69.000 | 659901 | J1CENTR8 69.000 | 659907 | 69
WAUE | TOPOLOGY%WAUE%WAUE%J1CENTR_K218R%A | J1 - K218 69kV | Line | WAUE.J1CENTR.J1CENTR_K218R.WAUE.K218ROCK.69.69 | 1 | J1CENTR8 69.000 | 659907 | K218ROCKVAL869.000 | 659977 | 69
WAUE | TOPOLOGY%WAUE%WAUE%J1CENTR_K223SI%A | J1 - K223 69kV | Line | WAUE.J1CENTR.J1CENTR_K223SI.WAUE.K223SIOU.69.69 | 1 | J1CENTR8 69.000 | 659907 | K223SIOUXLA869.000 | 659940 | 69
WAUE | TOPOLOGY%WAUE%WAUE%J10KMBL8_K309H%A | J10 - K309 69kV | Line | WAUE.J10KMBL8.J10KMBL8_K309.WAUE.K309HARL.69.69 | 1 | K309HARLAN 869.000 | 659869 | J10KMBL8 69.000 | 659916 | 69
WAUE | TOPOLOGY%WAUE%WAUE%J10KMBL8_K329K%A | J10 - K329 69kV | Line | WAUE.J10KMBL8.J10KMBL8_K329K.WAUE.K329KIMM.69.69 | 1 | K329KIMMUNI869.000 | 659870 | J10KMBL8 69.000 | 659916 | 69
WAUE | TOPOLOGY%MEC%MEC%EXIRAJ10KM69_1%1 | J10 - MEC Exira 69kV | Line | WAUE.J10KMBL8.EXIRAJ10KM69_1.MEC.EXIRA.69.69 | 1 | EXIRA 8 69.000 | 635327 | J10KMBL8 69.000 | 659916 | 69
WAUE | TOPOLOGY%MEC%MEC%AVOCAJ7PAN69_1%1 | J11 - Avoca 69kV | Line | WAUE.J11HRLN8.AVOCAJ11HR69_1.MEC.AVOCA2.69.69 | [5 empty] | 69
WAUE | TOPOLOGY%WAUE%WAUE%J11HRJ7PAN69_1%1 | J11 - J7 69kV | Line | WAUE.J11HRLN8.J11HRJ7PAN69_1.WAUE.J7PANMA8.69.69 | 1 | J7PANMA8 69.000 | 659913 | J11HRLN8 69.000 | 659917 | 69
WAUE | TOPOLOGY%WAUE%WAUE%J11HRLN8_K309H%A | J11 - K309 69kV | Line | WAUE.J11HRLN8.J11HRLN8_K309H.WAUE.K309HARL.69.69 | 1 | K309HARLAN 869.000 | 659869 | J11HRLN8 69.000 | 659917 | 69
WAUE | TOPOLOGY%WAUE%WAUE%J13WDBN8_K110H%A | J13 - K110 69kV | Line | WAUE.J13WDBN8.J13WDBN8_K110H.WAUE.K110HARD.69.69 | 1 | K110HARDSCR869.000 | 659859 | J13WDBN8 69.000 | 659919 | 69
WAUE | TOPOLOGY%WAUE%WAUE%J13WDLOGAN69_1%1 | J13 - MEC Logan 69kV | Line | WAUE.J13WDBN8.J13WDLOGAN69_1.MEC.LOGAN_SS.69.69 | 1 | LOGAN 8 69.000 | 635082 | J13WDBN8 69.000 | 659919 | 69
WAUE | TOPOLOGY%WAUE%WAUE%PERKNHULL_69_1%1 | J14 - Hictory | Line |  | 1 | J14 |  | hictory |  | 69
WAUE | TOPOLOGY%WAUE%WAUE%EAGLE_J15SXCNT%A | J15 - Eagle 69kV | Line | WAUE.J15SXCNT.EAGLE_J15SXCNT.WAUE.EAGLE.69.69 | 1 | EAGLE 8 69.000 | 659901 | J15SXCNTR8 69.000 | 659921 | 69
WAUE | TOPOLOGY%WAUE%WAUE%L4SXCTNM_J15SX%A | J15 - L4 69kV | Line | WAUE.J15SXCNT.L4SXCTNM_J15SX.WAUE.L4SXCTNM.69.69 | 1 | L4SXCTNMUNI869.000 | 658900 | J15SXCNTR8 69.000 | 659921 | 69
WAUE | TOPOLOGY%WAUE%WAUE%L5SXCTWM_J15SX%A | J15 - L5 69kV | Line | WAUE.J15SXCNT.L5SXCTWM_J15SX.WAUE.L5SXCTWM.69.69 | 1 | L5SXCTWMUNI869.000 | 658902 | J15SXCNTR8 69.000 | 659921 | 69
WAUE | TOPOLOGY%WAUE%WAUE%J2NIPCO_K411PA%A | J2 - K411 69kV | Line | WAUE.J2NIPCO.J2NIPCO_K411PA.WAUE.K411PAUL.69.69 | 1 | J2PRMGR8 69.000 | 659908 | K411PAULNAM869.000 | 659961 | 69
WAUE | TOPOLOGY%WAUE%WAUE%NIP_J3_K402TIL%A | J3 - K402 69kV | Line | WAUE.NIP_J3.NIP_J3_K402TIL.WAUE.K402TILD.69.69 | 1 | J3CHEROKEE 869.000 | 659909 | K402TILDEN 869.000 | 659964 | 69
WAUE | TOPOLOGY%WAUE%WAUE%NIP_J3_K410A%A | J3 - K410 69kV | Line | WAUE.NIP_J3.NIP_J3_K410A.WAUE.K410AURE.69.69 | 1 | J3CHEROKEE 869.000 | 659909 | K410AURELMT869.000 | 659965 | 69
WAUE | TOPOLOGY%WAUE%WAUE%NIP_JLIT_S69_1%1 | J3 - Little Sioux MEC 69kV | Line | WAUE.NIP_J3.NIP_JLIT_S69_1.MEC.LIT_SX.69.69 | 1 | LTL SIOUX 8 69.000 | 635361 | J3CHEROKEE 869.000 | 659909 | 69
WAUE | TOPOLOGY%MEC%MEC%MERIDNIP_J69_1%1 | J3 - Meriden 69kV | Line | WAUE.NIP_J3.MERIDNIP_J69_1.MEC.MERIDEN.69.69 | 1 | MERIDEN8 69.000 | 635272 | J3CHEROKEE 869.000 | 659909 | 69
WAUE | TOPOLOGY%WAUE%WAUE%J4IDAGR8%A | J4 - K332 69kV | Line | WAUE.J4IDAGR8.J4IDAGR8.WAUE.K332CORW.69.69 | 1 | K332CORWIN 869.000 | 659890 | J4IDAGR8 69.000 | 659910 | 69
WAUE | TOPOLOGY%WAUE%WAUE%J5ONAWA8_K104T%A | J5 - K104 69kV | Line | WAUE.J5ONAWA8.J5ONAWA8_K104T.WAUE.K104TURI.69.69 | 1 | J5ONAWA8 69.000 | 659911 | K104TURIN 869.000 | 659988 | 69
WAUE | TOPOLOGY%WAUE%WAUE%J5ONAWA8_K113B%A | J5 - K113 69kV | Line | WAUE.J5ONAWA8.J5ONAWA8_K113B.WAUE.K113BLEN.69.69 | 1 | J5ONAWA8 69.000 | 659911 | K113BLENCOE869.000 | 659991 | 69
WAUE | TOPOLOGY%WAUE%WAUE%J6BOYER_J12DUN%A | J6 - J12 69kV | Line | WAUE.J6BOYER.J6BOYER_J12DUN.WAUE.J12DUNL8.69.69 | 1 | J6BOYER8 69.000 | 659912 | J12DUNL8 69.000 | 659918 | 69
WAUE | TOPOLOGY%WAUE%WAUE%J6BOYER_K307D%A | J6 - K307 69kV | Line | WAUE.J6BOYER.J6BOYER_K307D.WAUE.K307DENI.69.69 | 1 | K307DENISON869.000 | 659862 | J6BOYER8 69.000 | 659912 | 69
WAUE | TOPOLOGY%WAUE%WAUE%J6BOYER_K335AM%A | J6 - K335 69kV | Line | WAUE.J6BOYER.J6BOYER_K335AM.WAUE.K335AMAI.69.69 | 1 | K335AMAIZIN869.000 | 659854 | J6BOYER8 69.000 | 659912 | 69
WAUE | TOPOLOGY%WAUE%WAUE%J6BOYER_DENISN%A | J6 -WDN | Line | [6 empty] | 69
WAUE | TOPOLOGY%MEC%MEC%AVOCAJ7PAN69_1%1 | J7 - Avoca MEC 69kV | Line | WAUE.J7PANMA8.AVOCAJ7PAN69_1.MEC.AVOCA2.69.69 | 1 | AVOCA 8 69.000 | 635040 | J7PANMA8 69.000 | 659913 | 69
WAUE | TOPOLOGY%WAUE%WAUE%J7PANMA8_K328P%A | J7 - K328 69kV | Line | WAUE.J7PANMA8.J7PANMA8_K328P.WAUE.K328PANA.69.69 | 1 | K328PANAMA 869.000 | 659858 | J7PANMA8 69.000 | 659913 | 69
WAUE | TOPOLOGY%WAUE%WAUE%J8NIPCO_K312GR%A | J8 - K312 69kV | Line | WAUE.J8NIPCO.J8NIPCO_K312GR.WAUE.K312GRIS.69.69 | 1 | K312GRISWOL869.000 | 659882 | J8ATLAN8 69.000 | 659914 | 69
WAUE | TOPOLOGY%WAUE%WAUE%J8NIPCO_K322M%A | J8 - K322 69kV | Line | WAUE.J8NIPCO.J8NIPCO_K322M.WAUE.K322MECW.69.69 | 1 | K322MEC WAL869.000 | 659873 | J8ATLAN8 69.000 | 659914 | 69
WAUE | TOPOLOGY%WAUE%WAUE%WALNUTWFJ869_1%1 | J8 - Walnut WF 69kV | Line | WAUE.J8NIPCO.WALNUTWFJ869_1.WAUE.WALNT_WA.69.69 | 1 | TEAKWOOD 8 69.000 | 635046 | J8ATLAN8 69.000 | 659914 | 69
WAUE | TOPOLOGY%WAUE%WAUE%SHRWDESMAY69_1%1 | James Esmay - Sherwood 69 kV | Line |  | 1 | ESMAY8 69.000 | 656155 | SHRWOOD8 69.000 | 656159 | 69
WAUE | TOPOLOGY%WAUE%WAUE%JAMESWEBER23_1%1 | Jamestown - Herbert Weber 230 kV Ckt 1 | Line | WAUE.WEBERWP.JAMESWEBER23_1.WAUE.JAMESTN.230.230 | 1 | JAMESTN4 230.00 | 652444 | WEBER 4 230.00 | 661028 | 230
WAUE | TOPOLOGY%WAUE%WAUE%PICKRJAMES23_1%1 | Jamestown - Pickert 230 kV Ckt 1 | Line | WAUE.JAMESTN.PICKRJAMES23_1.WAUE.PICKRTWA.230.230 | 1 | JAMESTN4 230.00 | 652444 | PICKERT4 230.00 | 657759 | 230
WAUE | TOPOLOGY%WAUE%WAUE%VALLEJAMES11_1%1 | Jamestown - Valley City 115 kV | Line | WAUE.JAMESTN.VALLEJAMES11_1.WAUE.VALLEYC.115.115 | 1 | JAMESTN7 115.00 | 652445 | VALLEYC7 115.00 | 652454 | 115
WAUE | TOPOLOGY%WAUE%WAUE%HZONLYONC69_1%1 | Jewell - Lyon 69 kV | Line | WAUE.HZON.HZONLYONC69_1.WAUE.LYONCB.69.69 | 1 | LYON 69.000 | 630358 | JEWELL8 69.000 | 656777 | 69
WAUE | TOPOLOGY%WAUE%WAUE%HZONLYOT69_1%1 | Jewell - Lyon Tap 69 kV | Line | WAUE.HZON.HZONLYOT69_1.WAUE.LYOT.69.69 | 1 | JEWELL8 69.000 | 656777 | IESLYONT8 69.000 | 656778 | 69
WAUE | TOPOLOGY%WAUE%WAUE%HZONWILLM69_1%1 | Jewell - Williams 69 kV | Line | WAUE.HZON.HZONWILLM69_1.WAUE.WILLMSCB.69.69 | 1 | JEWELL8 69.000 | 656777 | WILLIAMS8 69.000 | 656787 | 69
WAUE | TOPOLOGY%WAUE%WAUE%JUDSOSTATL11_1%1 | Judson - Stateline 115 kV | Line |  | 1 | STATELINEMW7115.00 | 659624 | JUDSON MW7115.00 | 659625 | 115
WAUE | TOPOLOGY%WAUE%WAUE%JUDSON_TANDE%A | Judson - Tande 345 kV | Line | WAUE.JUDSON.JUDSON_TANDE.WAUE.TANDELNX.345.345 |  | JUDSON 3345.00 | 659333 | TANDELNX 345.00 | 659579 | 345
WAUE | TOPOLOGY%WAUE%WAUE%JUDSOWILIS11_1%1 | Judson - Williston 115 kV | Line | WAUE.WILISTN.JUDSOWILIS11_1.WAUE.JUDSONMW.115.115 | 1 | WILISTN7 115.00 | 652421 | JUDSON MW7115.00 | 659625 | 115
WAUE | TOPOLOGY%WAUE%WAUE%K10215A8_K101L%A | K102 - K144 69kV | Line | WAUE.K10215A8.K10215A8_K101L.WAUE.K101LAWT.69.69 | 1 | K10215A8 69.000 | 659922 | K101LAWTON 869.000 | 659979 | 69
WAUE | TOPOLOGY%WAUE%WAUE%NO_K10215A8%A | K102 Bus Tie | Line | WAUE.K10215A8.NO_K10215A8.WAUE.K10215A8.69.69 | Z | K10215A8 69.000 | 659922 | K10225A8 69.000 | 659923 | 69
WAUE | TOPOLOGY%WAUE%WAUE%K114_K103ONAW%A | K103 - K114 69kV | Line | WAUE.K103ONAW.K114_K103ONAW.WAUE.K114.69.69 | 1 | K103ONAWA 869.000 | 659983 | K114 869.000 | 659984 | 69
WAUE | TOPOLOGY%WAUE%WAUE%K103ONAW_K118L%A | K103 - K118 69kV | Line | WAUE.K103ONAW.K103ONAW_K118L.WAUE.K118LOSL.69.69 | 1 | K118LOSLING869.000 | 659982 | K103ONAWA 869.000 | 659983 | 69
WAUE | TOPOLOGY%WAUE%WAUE%J9UTE_8__K104T%A | K104 - J9 69kV | Line | WAUE.K104TURI.J9UTE_8__K104T.WAUE.J9UTE_8.69.69 | 1 | J9UTE 8 69.000 | 659915 | K104TURIN 869.000 | 659988 | 69
WAUE | TOPOLOGY%WAUE%WAUE%K132WILL_K105U%A | K105 - K132 69kV | Line | WAUE.K105UTE.K132WILL_K105U.WAUE.K132WILL.69.69 | 1 | K132WILLOW 869.000 | 659997 | K105UTE 869.000 | 659998 | 69
WAUE | TOPOLOGY%WAUE%WAUE%J12DUNL8_K106C%A | K106 - J12 69kV | Line | WAUE.K106CHAR.J12DUNL8_K106C.WAUE.J12DUNL8.69.69 | 1 | J12DUNL8 69.000 | 659918 | K106CHARTER869.000 | 659999 | 69
WAUE | TOPOLOGY%WAUE%WAUE%K105UTE_K106C%A | K106 - K105 69kV | Line | WAUE.K106CHAR.K105UTE_K106C.WAUE.K105UTE.69.69 | 1 | K105UTE 869.000 | 659998 | K106CHARTER869.000 | 659999 | 69
WAUE | TOPOLOGY%WAUE%WAUE%K108MOND_K119C%A | K108 - K119 69kV | Line | WAUE.K108MOND.K108MOND_K119C.WAUE.K119CLAY.69.69 | 1 | K119CLAY 869.000 | 659994 | K108MONDAMI869.000 | 659995 | 69
WAUE | TOPOLOGY%WAUE%WAUE%K108M_K120L%A | K108 - K120 69kV | Line | WAUE.K108MOND.K108M_K120L.WAUE.K120LOGN.69.69 | 1 |  |  | K120MEC LOG869.000 | 659996 | 69
WAUE | TOPOLOGY%WAUE%WAUE%K110HARD_K130C%A | K110 - K130 69kV | Line | WAUE.K110HARD.K110HARD_K130C.WAUE.K130CASS.69.69 | 1 | K110HARDSCR869.000 | 659859 | K130CASS 869.000 | 659860 | 69
WAUE | TOPOLOGY%WAUE%WAUE%J7PANMA8_K111S%A | K111 - J7 69kV | Line | WAUE.K111SHEL.J7PANMA8_K111S.WAUE.J7PANMA8.69.69 | 1 | K111SHELBY 869.000 | 659874 | J7PANMA8 69.000 | 659913 | 69
WAUE | TOPOLOGY%WAUE%WAUE%K112OAKL_K312G%A | K112 - K312 69kV | Line | WAUE.K112OAKL.K112OAKL_K312G.WAUE.K312GRIS.69.69 | 1 | K112OAKLAND869.000 | 659881 | K312GRISWOL869.000 | 659882 | 69
WAUE | TOPOLOGY%WAUE%WAUE%K139ONAW_K114%A | K114 - K139 69kV | Line | WAUE.K114.K139ONAW_K114.WAUE.K139ONAW.69.69 | 1 | K114 869.000 | 659984 | K139ONAWAMU869.000 | 659985 | 69
WAUE | TOPOLOGY%WAUE%WAUE%K116AMER_K112O%A | K116 - K112 69kV | Line | WAUE.K116AMER.K116AMER_K112O.WAUE.K112OAKL.69.69 | 1 | K116AMERICA869.000 | 659880 | K112OAKLAND869.000 | 659881 | 69
WAUE | TOPOLOGY%WAUE%WAUE%K131WEST_K116A%A | K116 - K131 69kV | Line | WAUE.K116AMER.K131WEST_K116A.WAUE.K131WEST.69.69 | 1 | K131WESTERN869.000 | 659879 | K116AMERICA869.000 | 659880 | 69
WAUE | TOPOLOGY%WAUE%WAUE%K113BLEN_K117M%A | K117 - K113 69kV | Line | WAUE.K117MECL.K113BLEN_K117M.WAUE.K113BLEN.69.69 | 1 | K117MEC LIT869.000 | 659992 | K113BLENCOE869.000 | 659991 | 69
WAUE | TOPOLOGY%WAUE%WAUE%K115MECM_K117M%A | K117 - K115 69kV | Line | WAUE.K117MECL.K115MECM_K117M.WAUE.K115MECM.69.69 | 1 | K117MEC LIT869.000 | 659992 | K115MEC MON869.000 | 659993 | 69
WAUE | TOPOLOGY%WAUE%WAUE%K119CLAY_K115M%A | K119 - K115 69kV | Line | WAUE.K119CLAY.K119CLAY_K115M.WAUE.K115MECM.69.69 | 1 | K115MEC MON869.000 | 659993 | K119CLAY 869.000 | 659994 | 69
WAUE | TOPOLOGY%WAUE%WAUE%K120L_J13WDBN%A | K120 - J13 69 kV | Line | WAUE.K120LOGN.K120L_J13WDBN.WAUE.J13WDBN8.69.69 | 1 | J13WDBN8 69.000 | 659919 | K120MEC LOG869.000 | 659996 | 69
WAUE | TOPOLOGY%WAUE%WAUE%K122MECM_K140N%A | K122 - K140 69kV | Line | WAUE.K122MECM.K122MECM_K140N.WAUE.K140NEOL.69.69 | 1 | K122MEC MIN869.000 | 659877 | K140NEOLA 869.000 | 659878 | 69
WAUE | TOPOLOGY%WAUE%WAUE%J7PANMA8_K124M%A | K124 - J7 69kV | Line | WAUE.K124MECP.J7PANMA8_K124M.WAUE.J7PANMA8.69.69 | 1 | K124MEC POR869.000 | 659861 | J7PANMA8 69.000 | 659913 | 69
WAUE | TOPOLOGY%WAUE%WAUE%K130CASS_K124M%A | K124 - K130 69kV | Line | WAUE.K124MECP.K130CASS_K124M.WAUE.K130CASS.69.69 | 1 | K130CASS 869.000 | 659860 | K124MEC POR869.000 | 659861 | 69
WAUE | TOPOLOGY%WAUE%WAUE%J12DUNL8_K125D%A | K125 - J12 69kV | Line | WAUE.K125DUNL.J12DUNL8_K125D.WAUE.J12DUNL8.69.69 | 1 | K125DUNLAP 869.000 | 659853 | J12DUNL8 69.000 | 659918 | 69
WAUE | TOPOLOGY%WAUE%WAUE%K125DUNL_K126M%A | K125 - K126 69kV | Line | WAUE.K125DUNL.K125DUNL_K126M.WAUE.K126MECD.69.69 | 1 | K126MEC DUN869.000 | 659852 | K125DUNLAP 869.000 | 659853 | 69
WAUE | TOPOLOGY%WAUE%WAUE%K126MECD_K133W%A | K126 - K133 69kV | Line | WAUE.K126MECD.K126MECD_K133W.WAUE.K133WDBN.69.69 | 1 | K133WDBNMUN869.000 | 659851 | K126MEC DUN869.000 | 659852 | 69
WAUE | TOPOLOGY%WAUE%WAUE%K127MECW_K102%A | K127 - K102 69kV | Line | WAUE.K127MECW.K127MECW_K102.WAUE.K10215A8.69.69 | 1 | K10225A8 69.000 | 659923 | K127MEC WHI869.000 | 659981 | 69
WAUE | TOPOLOGY%WAUE%WAUE%K118LOSL_K127M%A | K127 - K118 69kV | Line | WAUE.K127MECW.K118LOSL_K127M.WAUE.K118LOSL.69.69 | 1 | K127MEC WHI869.000 | 659981 | K118LOSLING869.000 | 659982 | 69
WAUE | TOPOLOGY%WAUE%WAUE%J5ONAWA8_K128%A | K128 - J5 69kV | Line | WAUE.K128.J5ONAWA8_K128.WAUE.J5ONAWA8.69.69 | 1 | J5ONAWA8 69.000 | 659911 | K128 869.000 | 659987 | 69
WAUE | TOPOLOGY%WAUE%WAUE%K128_K114%A | K128 - K114 69kV | Line | WAUE.K128.K128_K114.WAUE.K114.69.69 | 1 | K114 869.000 | 659984 | K128 869.000 | 659987 | 69
WAUE | TOPOLOGY%WAUE%WAUE%K128_K138BLUE%A | K128 - K138kV 69kV | Line | WAUE.K128.K128_K138BLUE.WAUE.K138BLUE.69.69 | 1 | K138BLUELAK869.000 | 659986 | K128 869.000 | 659987 | 69
WAUE | TOPOLOGY%WAUE%WAUE%J13WDBN8_K129W%A | K129 - J13 69kV | Line | WAUE.K129WOOD.J13WDBN8_K129W.WAUE.J13WDBN8.69.69 | 1 | K129WOODBIN869.000 | 659850 | J13WDBN8 69.000 | 659919 | 69
WAUE | TOPOLOGY%WAUE%WAUE%K133WDBN_K129W%A | K129 - K133 69kV | Line | WAUE.K129WOOD.K133WDBN_K129W.WAUE.K133WDBN.69.69 | 1 | K129WOODBIN869.000 | 659850 | K133WDBNMUN869.000 | 659851 | 69
WAUE | TOPOLOGY%WAUE%WAUE%K140NEOL_K131W%A | K131 - K140 69kV | Line | WAUE.K131WEST.K140NEOL_K131W.WAUE.K140NEOL.69.69 | 1 | K140NEOLA 869.000 | 659878 | K131WESTERN869.000 | 659879 | 69
WAUE | TOPOLOGY%WAUE%WAUE%J9UTE_8__K132W%A | K132 - J9 69kV | Line | WAUE.K132WILL.J9UTE_8__K132W.WAUE.J9UTE_8.69.69 | 1 | J9UTE 8 69.000 | 659915 | K132WILLOW 869.000 | 659997 | 69
WAUE | TOPOLOGY%WAUE%WAUE%K111SHEL_K134S%A | K134 - K111 69kV | Line | WAUE.K134SHLM.K111SHEL_K134S.WAUE.K11SHEL.69.69 | 1 | K111SHELBY 869.000 | 659874 | K134SHLMUNI869.000 | 659875 | 69
WAUE | TOPOLOGY%WAUE%WAUE%K134SHLM_K141P%A | K134 - K141 69kV | Line | WAUE.K134SHLM.K134SHLM_K141P.WAUE.K141PLEA.69.69 | 1 | K134SHLMUNI869.000 | 659875 | K141PLEASAN869.000 | 659876 | 69
WAUE | TOPOLOGY%WAUE%WAUE%K101LAWT_K135C%A | K135 - K144 69kV | Line | WAUE.K135CONC.K101LAWT_K135C.WAUE.K101LAWT.69.69 | 1 | K101LAWTON 869.000 | 659979 | K135CONCORD869.000 | 659980 | 69
WAUE | TOPOLOGY%WAUE%WAUE%SIOUXCY_K135C%A | K135 - WSC line 1 69kV | Line | WAUE.K135CONC.SIOUXCY_K135C.WAUE.SIOUXCY.69.69 | 1 | SIOUXCY8 69.000 | 652574 | K135CONCORD869.000 | 659980 | 69
WAUE | TOPOLOGY%WAUE%WAUE%J9UTE_8__K136M%A | K136 - J9 69kV | Line | WAUE.K136MAPL.J9UTE_8__K136M.WAUE.J9UTE_8.69.69 | 1 | J9UTE 8 69.000 | 659915 | K136MAPLE 869.000 | 659989 | 69
WAUE | TOPOLOGY%WAUE%WAUE%K136MAPL_K121M%A | K136 - K121 69kV | Line | WAUE.K136MAPL.K136MAPL_K121M.WAUE.K121MAPL.69.69 | 1 | K136MAPLE 869.000 | 659989 | K121MAPLETM869.000 | 659990 | 69
WAUE | TOPOLOGY%WAUE%WAUE%K138BLUE_K139O%A | K138 - K139 69kV | Line | WAUE.K138BLUE.K138BLUE_K139O.WAUE.K139ONAW.69.69 | 1 | K139ONAWAMU869.000 | 659985 | K138BLUELAK869.000 | 659986 | 69
WAUE | TOPOLOGY%WAUE%WAUE%K141PLEA_K122M%A | K141 - K122 69kV | Line | WAUE.K141PLEA.K141PLEA_K122M.WAUE.K122MECM.69.69 | 1 | K141PLEASAN869.000 | 659876 | K122MEC MIN869.000 | 659877 | 69
WAUE | TOPOLOGY%WAUE%WAUE%K202PRES_K201M%A | K202 - K225 69kV | Line | WAUE.K202PRES.K202PRES_K201M.WAUE.K201MERA.69.69 | 1 | K202PRESTON869.000 | 659944 | K201MER ADA869.000 | 659945 | 69
WAUE | TOPOLOGY%WAUE%WAUE%K208ARCH_HOSPE%A | K208 - MEC Hospers 69kV | Line | MEC.HOSPERS.K208ARCH_HOSPE.WAUE.K208ARCH.69.69 | 1 | HOSPERS8 69.000 | 635371 | K208ARCHER 869.000 | 659956 | 69
WAUE | TOPOLOGY%WAUE%WAUE%K211SENE_K214%A | K211 - K214 69kV | Line | WAUE.K211SENE.K211SENE_K214.WAUE.K214.69.69 | 1 | K214 869.000 | 659948 | K211SENEY 869.000 | 659949 | 69
WAUE | TOPOLOGY%WAUE%WAUE%K215_K211SENE%A | K211 - K215 69kV | Line | WAUE.K211SENE.K215_K211SENE.WAUE.K215.69.69 | 1 | K211SENEY 869.000 | 659949 | K215 869.000 | 659950 | 69
WAUE | TOPOLOGY%WAUE%WAUE%K212REMS_K215%A | K212 - K215 69kV | Line | WAUE.K212REMS.K212REMS_K215.WAUE.K215.69.69 | 1 | K215 869.000 | 659950 | K212REMSENM869.000 | 659952 | 69
WAUE | TOPOLOGY%WAUE%WAUE%L2UNION8_K212R%A | K212 - L2 69kV | Line | WAUE.K212REMS.L2UNION8_K212R.WAUE.L2UNION8.69.69 | 1 | L2UNION8 69.000 | 659903 | K212REMSENM869.000 | 659952 | 69
WAUE | TOPOLOGY%WAUE%WAUE%K213HOSP_HOSPE%A | K213 - MEC Hospers 69kV | Line | WAUE.K213HOSP.K213HOSP_HOSPE.MEC.HOSPERS.69.69 | 1 | HOSPERS8 69.000 | 635371 | K213HOSPERS869.000 | 659955 | 69
WAUE | TOPOLOGY%WAUE%WAUE%K214_K220MECO%A | K214 - K220 69kV | Line | WAUE.K214.K214_K220MECO.WAUE.K220MECO.69.69 | 1 | K214 869.000 | 659948 | K220MEC OC 869.000 | 659978 | 69
WAUE | TOPOLOGY%WAUE%WAUE%K216LIBE_SIOUX%A | K216 - WSC line 2 69kV | Line | WAUE.K216LIBE.K216LIBE_SIOUX.WAUE.SIOUXCY.69.69 | 1 | SIOUXCY8 69.000 | 652574 | K216LIBERTY869.000 | 659946 | 69
WAUE | TOPOLOGY%WAUE%WAUE%EAGLE_K217HAWA%A | K217 - Eagle 69kV | Line | WAUE.K217HAWA.EAGLE_K217HAWA.WAUE.EAGLE.69.69 | 1 | EAGLE 8 69.000 | 659901 | K217HAWARDE869.000 | 659942 | 69
WAUE | TOPOLOGY%WAUE%WAUE%K217HAWA_L3HAW%A | K217 - L3 69kV | Line | WAUE.K217HAWA.K217HAWA_L3HAW.WAUE.L3HAWDN.69.69 | 1 | L3HAWDN8 69.000 | 659904 | K217HAWARDE869.000 | 659942 | 69
WAUE | TOPOLOGY%WAUE%WAUE%K218ROCK_RVALT%A | K218 Rock - Rock Valley Tap 69kV | Line | WAUE.K218ROCK.K218ROCK_RVALT.MEC.RVALTP | 1 | RKVALTT8 69.000 | 635381 | K218ROCKVAL869.000 | 659977 | 69
WAUE | TOPOLOGY%WAUE%WAUE%K219PRIM_J2NIP%A | K219 - J2 69kV | Line | WAUE.K219PRIM.K219PRIM_J2NIP.WAUE.J2NIPCO.69.69 | 1 | J2PRMGR8 69.000 | 659908 | K219PRIMGHM869.000 | 659957 | 69
WAUE | TOPOLOGY%WAUE%WAUE%K208ARCH_K219P%A | K219 - K208 69kV | Line | WAUE.K219PRIM.K208ARCH_K219P.WAUE.K208ARCH.69.69 | 1 | K208ARCHER 869.000 | 659956 | K219PRIMGHM869.000 | 659957 | 69
WAUE | TOPOLOGY%WAUE%WAUE%K214_K221ALTO%A | K221 - K214 69kV | Line | WAUE.K221ALTO.K214_K221ALTO.WAUE.K214.69.69 | 1 | K221ALTONMU869.000 | 659947 | K214 869.000 | 659948 | 69
WAUE | TOPOLOGY%WAUE%WAUE%K221ALTO_L14OC%A | K221 - L14 69kV | Line | WAUE.K221ALTO.K221ALTO_L14OC.WAUE.L14OCIND.69.69 | 1 | L14OCINDMUN869.000 | 658903 | K221ALTONMU869.000 | 659947 | 69
WAUE | TOPOLOGY%WAUE%WAUE%L1SXCTR8_K222H%A | K222 - L1 69kV | Line | WAUE.K222HULL.L1SXCTR8_K222H.WAUE.L1SXCTR8.69.69 | 1 | L1SXCTR8 69.000 | 659902 | K222HULL 869.000 | 659941 | 69
WAUE | TOPOLOGY%WAUE%WAUE%K222HULL_L4SXC%A | K222 - L4 69kV | Line | WAUE.K222HULL.K222HULL_L4SXC.WAUE.L4SXCTNM.69.69 | 1 | L4SXCTNMUNI869.000 | 658900 | K222HULL 869.000 | 659941 | 69
WAUE | TOPOLOGY%WAUE%WAUE%K215_K224MEAD%A | K224 - K215 69kV | Line | WAUE.K224MEAD.K215_K224MEAD.WAUE.K215.69.69 | 1 | K215 869.000 | 659950 | K224MEADOW 869.000 | 659951 | 69
WAUE | LINE%CURRENTLY%NOT%MODELED%IN%EMS | K224 - Marcus MEC | Line | [6 empty] | 69
WAUE | TOPOLOGY%WAUE%WAUE%K201MERA_K216L%A | K225 - K216 69kV | Line | WAUE.K201MERA.K201MERA_K216L.WAUE.K216LIBE.69.69 | 1 | K201MER ADA869.000 | 659945 | K216LIBERTY869.000 | 659946 | 69
WAUE | TOPOLOGY%WAUE%WAUE%K301HINT_SIOUX%A | K301 - WSC line 3 69kV | Line | WAUE.K301HINT.K301HINT_SIOUX.WAUE.SIOUXCY.69.69 | 1 | SIOUXCY8 69.000 | 652574 | K301HINTON 869.000 | 659971 | 69
WAUE | TOPOLOGY%WAUE%WAUE%K303CLMB_K302M%A | K303 - K302 69kV | Line | WAUE.K303CLMB.K303CLMB_K302M.WAUE.K302MOVI.69.69 | 1 | K302MOVILLE869.000 | 659973 | K303CLMBHIL869.000 | 659974 | 69
WAUE | TOPOLOGY%WAUE%WAUE%K320ANNT_K303C%A | K303 - K320 69kV | Line | WAUE.K303CLMB.K320ANNT_K303C.WAUE.K320ANNT.69.69 | 1 | K303CLMBHIL869.000 | 659974 | K320ANNTONM869.000 | 659975 | 69
WAUE | TOPOLOGY%WAUE%WAUE%J4IDAGR8_K304A%A | K304 - J4 69kV | Line | WAUE.K304ANTH.J4IDAGR8_K304A.WAUE.J4IDAGR8.69.69 | 1 | J4IDAGR8 69.000 | 659910 | K304ANTHON 869.000 | 659976 | 69
WAUE | TOPOLOGY%WAUE%WAUE%K304ANTH_K320A%A | K304 - K320 69kV | Line | WAUE.K304ANTH.K304ANTH_K320A.WAUE.K320ANNT.69.69 | 1 | K320ANNTONM869.000 | 659975 | K304ANTHON 869.000 | 659976 | 69
WAUE | TOPOLOGY%WAUE%WAUE%K332CORW_K305G%A | K305 - K332 69kV | Line | WAUE.K305GRAN.K332CORW_K305G.WAUE.K332CORW.69.69 | 1 | K305GRANT 869.000 | 659889 | K332CORWIN 869.000 | 659890 | 69
WAUE | TOPOLOGY%WAUE%WAUE%K305GRAN_K337A%A | K305 - K337 69kV | Line | WAUE.K305GRAN.K305GRAN_K337A.WAUE.K337ARTH.69.69 | 1 | K337ARTHUR 869.000 | 659888 | K305GRANT 869.000 | 659889 | 69
WAUE | TOPOLOGY%WAUE%WAUE%J6BOYER_K306S%A | K306 - J6 69kV | Line | WAUE.K306SCHL.J6BOYER_K306S.WAUE.J6BOYER.69.69 | 1 | K306SCHLESW869.000 | 659885 | J6BOYER8 69.000 | 659912 | 69
WAUE | TOPOLOGY%WAUE%WAUE%K326OTTE_K306S%A | K306 - K326 69kV | Line | WAUE.K306SCHL.K326OTTE_K306S.WAUE.K326OTTE.69.69 | 1 | K306SCHLESW869.000 | 659885 | K326OTTERCR869.000 | 659886 | 69
WAUE | TOPOLOGY%WAUE%WAUE%K308EARL_K318M%A | K308 - K318 69kV | Line | WAUE.K308EARL.K308EARL_K318M.WAUE.K318MECB.69.69 | 1 | K318MEC BUC869.000 | 659855 | K308EARLING869.000 | 659856 | 69
WAUE | TOPOLOGY%WAUE%WAUE%K307DENI_K313H%A | K313 - K307 69kV | Line | WAUE.K313HALB.K307DENI_K313H.WAUE.K307DENI.69.69 | 1 | K307DENISON869.000 | 659862 | K313HALBUR 869.000 | 659863 | 69
WAUE | TOPOLOGY%WAUE%WAUE%K313HALB_K317M%A | K313 - K317 69kV | Line | WAUE.K313HALB.K313HALB_K317M.WAUE.K317MAN8.69.69 | 1 | K313HALBUR 869.000 | 659863 | K317MAN8 69.000 | 659906 | 69
WAUE | TOPOLOGY%WAUE%WAUE%J10KMBL8_K314F%A | K314 - J10 69kV | Line | WAUE.K314FISC.J10KMBL8_K314F.WAUE.J10KMBL8.69.69 | 1 | K314FISCUS 869.000 | 659866 | J10KMBL8 69.000 | 659916 | 69
WAUE | TOPOLOGY%WAUE%WAUE%K325MECI_K314F%A | K314 - K325 69kV | Line | WAUE.K314FISC.K325MECI_K314F.WAUE.K325MECI.69.69 | 1 | K325MEC IRW869.000 | 659865 | K314FISCUS 869.000 | 659866 | 69
WAUE | TOPOLOGY%WAUE%WAUE%K318MECB_K335A%A | K318 - K335 69kV | Line | WAUE.K318MECB.K318MECB_K335A.WAUE.K335AMAI.69.69 | 1 | K335AMAIZIN869.000 | 659854 | K318MEC BUC869.000 | 659855 | 69
WAUE | TOPOLOGY%WAUE%WAUE%K317MAN8_K319E%A | K319 - K317 69kV | Line | WAUE.K319EWOL.K317MAN8_K319E.WAUE.K317MAN8.69.69 | 1 | K319EWOLDT 869.000 | 659867 | K317MAN8 69.000 | 659906 | 69
WAUE | TOPOLOGY%WAUE%WAUE%K319EWOL_L9MAN%A | K319 - L9 69kV | Line | WAUE.K319EWOL.K319EWOL_L9MAN.WAUE.L9MANNIN.69.69 | 1 | K319EWOLDT 869.000 | 659867 | L9 MANNING 869.000 | 659868 | 69
WAUE | TOPOLOGY%WAUE%WAUE%K321MECE_K308E%A | K321 - K308 69kV | Line | WAUE.K321MECE.K321MECE_K308E.WAUE.K308EARL.69.69 | 1 | K308EARLING869.000 | 659856 | K321MEC EAR869.000 | 659857 | 69
WAUE | TOPOLOGY%WAUE%WAUE%K328PANA_K321M%A | K321 - K328 69kV | Line | WAUE.K321MECE.K328PANA_K321M.WAUE.K328PANA.69.69 | 1 | K321MEC EAR869.000 | 659857 | K328PANAMA 869.000 | 659858 | 69
WAUE | TOPOLOGY%WAUE%WAUE%K322MECW_K311E%A | K322 - K311 69kV | Line | WAUE.K322MECW.K322MECW_K311E.WAUE.K311ELKH.69.69 | 1 | K311ELKHORN869.000 | 659872 | K322MEC WAL869.000 | 659873 | 69
WAUE | TOPOLOGY%WAUE%WAUE%K312GRIS_K323G%A | K323 - K312 69kV | Line | WAUE.K323GRIS.K312GRIS_K323G.WAUE.K312GRIS.69.69 | 1 | K312GRISWOL869.000 | 659882 | K323GRISWOL869.000 | 659883 | 69
WAUE | TOPOLOGY%WAUE%WAUE%K323GRIS_GRISW%A | K323 - MEC Griswold 69kV | Line | WAUE.K323GRIS.K323GRIS_GRISW.MEC.GRISWOLD.69.69 | 1 | GRISWLD8 69.000 | 635068 | K323GRISWOL869.000 | 659883 | 69
WAUE | TOPOLOGY%WAUE%WAUE%K311ELKH_K324P%A | K324 - K311 69kV | Line | WAUE.K324PRAI.K311ELKH_K324P.WAUE.K311ELKH.69.69 | 1 | K324PRAIROS869.000 | 659871 | K311ELKHORN869.000 | 659872 | 69
WAUE | TOPOLOGY%WAUE%WAUE%K324PRAI_K329K%A | K324 - K329 69kV | Line | WAUE.K324PRAI.K324PRAI_K329K.WAUE.K329KIMM.69.69 | 1 | K329KIMMUNI869.000 | 659870 | K324PRAIROS869.000 | 659871 | 69
WAUE | TOPOLOGY%WAUE%WAUE%K317MAN8_K330M%A | K330 - K317 69kV | Line | WAUE.K330MANM.K317MAN8_K330M.WAUE.K317MAN8.69.69 | 1 | K330MANMUNI869.000 | 659864 | K317MAN8 69.000 | 659906 | 69
WAUE | TOPOLOGY%WAUE%WAUE%K330MANM_K325M%A | K330 - K325 69kV | Line | WAUE.K330MANM.K330MANM_K325M.WAUE.K325MECI.69.69 | 1 | K330MANMUNI869.000 | 659864 | K325MEC IRW869.000 | 659865 | 69
WAUE | TOPOLOGY%WAUE%WAUE%K333MECS_K326O%A | K333 - K326 69kV | Line | WAUE.K333MECS.K333MECS_K326O.WAUE.K326OTTE.69.69 | 1 | K326OTTERCR869.000 | 659886 | K333MEC SCH869.000 | 659887 | 69
WAUE | TOPOLOGY%WAUE%WAUE%K334MECK_K301H%A | K334 - K301 69kV | Line | WAUE.K334MECK.K334MECK_K301H.WAUE.K301HINT.69.69 | 1 | K301HINTON 869.000 | 659971 | K334MEC KIN869.000 | 659972 | 69
WAUE | TOPOLOGY%WAUE%WAUE%K302MOVI_K334M%A | K334 - K302 69kV | Line | WAUE.K334MECK.K302MOVI_K334M.WAUE.K302MOVI.69.69 | 1 | K334MEC KIN869.000 | 659972 | K302MOVILLE869.000 | 659973 | 69
WAUE | TOPOLOGY%WAUE%WAUE%K336LINC_AVOCA%1 | K336 - AVOCA MEC 69kV | Line | WAUE.K336LINC.K336LINC_AVOCA.MEC.AVOCA2.69.69 | 1 | AVOCA 8 69.000 | 635040 | K336LINCOLN869.000 | 659891 | 69
WAUE | TOPOLOGY%WAUE%WAUE%J11HRLN8_K336L%A | K336 - J11 69kV | Line | WAUE.J11HRLN8.J11HRLN8_K336L.WAUE.K336LNC.69.69 | 1 | K336LINCOLN869.000 | 659891 | J11HRLN8 69.000 | 659917 | 69
WAUE | TOPOLOGY%WAUE%WAUE%K337ARTH_K333M%A | K337 - K333 69kV | Line | WAUE.K337ARTH.K337ARTH_K333M.WAUE.K333MECS.69.69 | 1 | K333MEC SCH869.000 | 659887 | K337ARTHUR 869.000 | 659888 | 69
WAUE | TOPOLOGY%WAUE%WAUE%K402TILD_L2UNI%A | K402 - L2 69kV | Line | WAUE.K402TILD.K402TILD_L2UNI.WAUE.L2UNION8.69.69 | 1 | L2UNION8 69.000 | 659903 | K402TILDEN 869.000 | 659964 | 69
WAUE | TOPOLOGY%WAUE%WAUE%J4IDAGR8_K405L%A | K405 - J4 69kV | Line | WAUE.K405LOGA.J4IDAGR8_K405L.WAUE.J4IDAGR8.69.69 | 1 | J4IDAGR8 69.000 | 659910 | K405LOGAN 869.000 | 659970 | 69
WAUE | TOPOLOGY%WAUE%WAUE%K406LARR_K408A%A | K408 - K422 69kV | Line | WAUE.K408AFTO.K406LARR_K408A.WAUE.K406LARR.69.69 | 1 | K406LARRABE869.000 | 659962 | K408AFTON 869.000 | 659963 | 69
WAUE | TOPOLOGY%WAUE%WAUE%K408AFTO_MERID%A | K408 - MEC Meriden 69kV | Line | MEC.MERIDEN.K408AFTO_MERID.WAUE.K408AFTO.69.69 | 1 | MERIDEN8 69.000 | 635272 | K408AFTON 869.000 | 659963 | 69
WAUE | TOPOLOGY%WAUE%WAUE%K409HART_EVERL%A | K409 - Everlyn 69 kV | Line | WAUE.K409HART.K409HART_EVERL.WAUE.EVERLYN8.69.69 | 1 | EVERLYN8 69.000 | 630028 | K409HARTLYM869.000 | 659960 | 69
WAUE | TOPOLOGY%WAUE%WAUE%K417HART_K409H%A | K409 - K417 69kV | Line | WAUE.K409HART.K417HART_K409H.WAUE.K417HART.69.69 | 1 | K417HARTLEY869.000 | 659959 | K409HARTLYM869.000 | 659960 | 69
WAUE | TOPOLOGY%WAUE%WAUE%K412HINT_K401U%A | K412 - K401 69kV | Line | WAUE.K412HINT.K412HINT_K401U.WAUE.K401UNIO.69.69 | 1 | K412HINTONM869.000 | 659953 | K401UNION 869.000 | 659954 | 69
WAUE | TOPOLOGY%WAUE%WAUE%SIOUXCY_K412H%A | K412 - WSC line 4 69kV | Line | WAUE.K412HINT.SIOUXCY_K412H.WAUE.SIOUXCY.69.69 | 1 | SIOUXCY8 69.000 | 652574 | K412HINTONM869.000 | 659953 | 69
WAUE | TOPOLOGY%WAUE%WAUE%K413SILV_K404G%A | K413 - K404 69kV | Line | WAUE.K413SILV.K413SILV_K404G.WAUE.K404GRGD.69.69 | 1 | K413SILVER 869.000 | 659966 | K404GRGDOUG869.000 | 659967 | 69
WAUE | TOPOLOGY%WAUE%WAUE%K410AURE_K413S%A | K413 - K410 69kV | Line | WAUE.K413SILV.K410AURE_K413S.WAUE.K410AURE.69.69 | 1 | K410AURELMT869.000 | 659965 | K413SILVER 869.000 | 659966 | 69
WAUE | TOPOLOGY%WAUE%WAUE%GRIGGHOLST69_1%A | K415 - Holstein (MEC) | Line | WAUE.K415MECH.GRIGGHOLST69_1.MEC.HOLSTEIN.69.69 | 1 | HOLSTN 8 69.000 | 635364 | K415MEC HOL869.000 | 659968 | 69
WAUE | TOPOLOGY%WAUE%WAUE%K404GRGD_K415M%A | K415 - K404 69kV | Line | WAUE.K415MECH.K404GRGD_K415M.WAUE.K404GRGD.69.69 | 1 | K404GRGDOUG869.000 | 659967 | K415MEC HOL869.000 | 659968 | 69
WAUE | LINE%CURRENTLY%NOT%MODELED%IN%EMS | K418 - WSP | Line |  | 1 | K418 |  | wsp |  | 0
WAUE | TOPOLOGY%WAUE%WAUE%K401AURE_K419A%A | K419 - K410 69kV | Line | WAUE.K419AURE.K401AURE_K419A.WAUE.K410AURE.69.69 | 1 | K419AURELIAM69.000 | 659893 | K410AURELMT869.000 | 659965 | 69
WAUE | TOPOLOGY%WAUE%WAUE%K419AURE_AUREL%A | K419 - MEC CKN653 69kV | Line | WAUE.K419AURE.K419AURE_AUREL.MEC.AURELIA.69.69 | 1 | AURELIA T8 69.000 | 635279 | K419AURELIAM69.000 | 659893 | 69
WAUE | TOPOLOGY%WAUE%WAUE%K420GALV_K405L%A | K420 - K405 69kV | Line | WAUE.K420GALV.K420GALV_K405L.WAUE.K405LOGA.69.69 | 1 | K420GALVA 869.000 | 659969 | K405LOGAN 869.000 | 659970 | 69
WAUE | TOPOLOGY%WAUE%WAUE%K415MECH_K420G%A | K420 - K415 69kV | Line | WAUE.K420GALV.K415MECH_K420G.WAUE.K415MECH.69.69 | 1 | K415MEC HOL869.000 | 659968 | K420GALVA 869.000 | 659969 | 69
WAUE | TOPOLOGY%WAUE%WAUE%K411PAUL_K406L%A | K422 - K411 69kV | Line | WAUE.K406LARR.K411PAUL_K406L.WAUE.K411PAUL.69.69 | 1 | K411PAULNAM869.000 | 659961 | K406LARRABE869.000 | 659962 | 69
WAUE | TOPOLOGY%WAUE%WAUE%J2NIPCO_K407SA%A | K424 - J2 69kV | Line | WAUE.K407SANB.J2NIPCO_K407SA.WAUE.J2NIPCO.69.69 | 1 | J2PRMGR8 69.000 | 659908 | K407SANBORN869.000 | 659958 | 69
WAUE | TOPOLOGY%WAUE%WAUE%K407SANB_K417H%A | K424 - K417 69kV | Line | WAUE.K407SANB.K407SANB_K417H.WAUE.K417HART.69.69 | 1 | K407SANBORN869.000 | 659958 | K417HARTLEY869.000 | 659959 | 69
WAUE | TOPOLOGY%WAUE%WAUE%K407SANB_M5SAN%A | K424 - Sanborn Municipal 69kV | Line | WAUE.K407SANB.K407SANB_M5SAN.WAUE.M5SANBOR.69.69 | 1 | M5SANBORN 869.000 | 659892 | K407SANBORN869.000 | 659958 | 69
WAUE | TOPOLOGY%WAUE%WAUE%KEENTP_KEENE%A | Keene - Keene Tap WAUE 115 kV | Line | WAUE.KEENTP.KEENTP_KEENE.WAUE.KEENE_MK.115.115 | 1 | KEENE -MK7115.00 | 659648 | KEENETAP-MK7115.00 | 655848 | 115
WAUE | TOPOLOGY%WAUE%WAUE%KENECSWENS11_1%1 | Keene - Swenson 115 kV | Line | WAUE.KENECRNR.KENECSWENS11_1.WAUE.SWENSNMK.115.115 | 1 | SWENSON -MK7115.00 | 659647 | KEENECRNRMK7115.00 | 659596 | 115
WAUE | TOPOLOGY%WAUE%WAUE%KEENESWENS11_1%1 | Keene - Swenson 115 kV | Line | WAUE.KEENE_MK.KEENESWENS11_1.WAUE.SWENSNMK.115.115 | 1 | SWENSON -MK7115.00 | 659647 | KEENECRNRMK7115.00 | 659596 | 115
WAUE | TOPOLOGY%WAUE%WAUE%KEENTP_KUMMRDG%A | Keene Tap - Kummer Ridge WAUE 115 kV | Line | WAUE.KEENTP.KEENTP_KUMMRDG.WAUE.KUMMRRDG.115.115 | 1 | Keene |  | kummer |  | 115
WAUE | TOPOLOGY%WAUE%WAUE%KELVIN_DUNSEIT%A | Kelvin - Dunseith 69 kV | Line | WAUE.KELVIN.KELVIN_DUNSEIT.WAUE.DUNSEITH.69.69 | 1 | KELVIN 69.000 | 659669 | DUNSEITH 69.000 | 659670 | 69
WAUE | TOPOLOGY%CO%DV%LINE%LN | Kenaston - Kenaston Tap 115kV | Line | Not in EMS | [5 empty] | 115
WAUE | TOPOLOGY%WAUE%WAUE%KESLEPRKRB69_1%1 | Kesley - Parkersburg 69 kV | Line |  | 1 | KESLEY8 69.000 | 656035 | PRKSBRG8 69.000 | 656065 | 69
WAUE | TOPOLOGY%CO%DV%LINE%LN | Keystone Pump Site - Utica Junction 115 kV | Line |  | 1 | UTICAJC7 115.00 | 652626 | KEYSTN PS237115.00 | 659292 | 115
WAUE | TOPOLOGY%WAUE%WAUE%MCK_KKILDE11_1%1 | Killdeer - Mountain MKC 115 kV | Line | WAUE.KILDEER.MCK_KKILDE11_1.WAUE.MCK_KD.115.115 | 1 | KILDEER7 115.00 | 652419 | KILLDEER-MK7115.00 | 659591 | 115
WAUE | TOPOLOGY%WAUE%WAUE%MCK_KOAKDA11_1%1 | Killdeer - Oakdale 115 kV | Line | WAUE.MCK_KD.MCK_KOAKDA11_1.WAUE.OAKDALEW.115.115 | 1 | KILLDEER-MK7115.00 | 659591 | OAKDALE -MK7115.00 | 659656 | 115
WAUE | TOPOLOGY%WAUE%WAUE%KNGMN_LD_TIE%1 | Kingman (NSP) Load Psuedo Tied to KNGMNWA (WAUE) | Line | NSP.KNGMN_R8.KNGMN_LD_TIE.WAUE.KNGMNWA.69.69 | [5 empty] | 69
WAUE | TOPOLOGY%WAUE%WAUE%RICHLKOCH11_1%1 | Koch Oil - Richland 115 kV | Line | WAUE.RICHLND2.RICHLKOCH11_1.WAUE.KOCH.115.115 | 1 | RICHLND7 115.00 | 652451 | KOCH 7 115.00 | 659180 | 115
WAUE | TOPOLOGY%WAUE%WAUE%KOCHSQUAW11_1%1 | Koch Oil - Squaw Gap 115 kV | Line | WAUE.KOCH.KOCHSQUAW11_1.WAUE.SQUAWGP.115.115 | 1 | KOCH 7 115.00 | 659180 | SQUAWGP7 115.00 | 659191 | 115
WAUE | TOPOLOGY%WAUE%WAUE%ALGONGLBRT69_1%1 | Kossuth S Tap - Galbraith 69 kV | Line | WAUE.ALGONA_S.ALGONGLBRT69_1.WAUE.GLBRTHCB.69.69 | 1 | ALGONA S8 69.000 | 656340 | GALBRTH8 69.000 | 656347 | 69
WAUE | TOPOLOGY%WAUE%WAUE%KUMMRRDG_PATEN%A | Kummer Ridge - Patent Gate 345kV | Line | WAUE.KUMMRRDG.KUMMRRDG_PATEN.WAUE.PATENT_G.345.345 | 1 | KUMMERRIDGE3345.00 | 659387 | PATENTGATE 3345.00 | 659390 | 345
WAUE | TOPOLOGY%WAUE%WAUE%KUMMRRDG_VEEDR%A | Kummer Ridge - Veeder 115 kV | Line | WAUE.KUMMRRDG.KUMMRRDG_VEEDR.WAUE.VEEDER.115.115 | [5 empty] | 115
WAUE | TOPOLOGY%WAUE%WAUE%L1SXCTR8_K207O%A | L1 - K207 69kV | Line | WAUE.L1SXCTR8.L1SXCTR8_K207O.WAUE.K207OCNI.69.69 | 1 | L1SXCTR8 69.000 | 659902 | K207OC NIPC869.000 | 659943 | 69
WAUE | TOPOLOGY%WAUE%WAUE%L1SXCTR8_K213H%A | L1 - K213 69kV | Line | WAUE.L1SXCTR8.L1SXCTR8_K213H.WAUE.K213HOSP.69.69 | 1 | L1SXCTR8 69.000 | 659902 | K213HOSPERS869.000 | 659955 | 69
WAUE | TOPOLOGY%WAUE%WAUE%K116AMER_L10ST%A | L10 - K116 69kV | Line | WAUE.L10STHRN.K116AMER_L10ST.WAUE.K116AMER.69.69 | 1 | K116AMERICA869.000 | 659880 | L10SOUTHERN869.000 | 659884 | 69
WAUE | TOPOLOGY%WAUE%WAUE%L10STHRN_OAKLD%A | L10 - MEC Oakland 69kV | Line | WAUE.L10STHRN.L10STHRN_OAKLD.MEC.OAKLDMEC.69.69 | 1 | OAKLND8 69.000 | 635070 | L10SOUTHERN869.000 | 659884 | 69
WAUE | TOPOLOGY%WAUE%WAUE%L11BGGUL_MOCCA%A | L11 - Mocassin 115 kV | Line | WAUE.L11BGGUL.L11BGGUL_MOCCA.WAUE.MOCCASN.115.115 | [5 empty] | 115
WAUE | TOPOLOGY%WAUE%WAUE%MOUNTNMK_L11BG%A | L11 - Mountain 115 kV | Line | WAUE.MOUNTNMK.MOUNTNMK_L11BG.WAUE.L11BGGUL.115.115 | [5 empty] | 115
WAUE | DECK%CO%DV%LINE%LN | L13 - K424 69kV | Line | [6 empty] | 69
WAUE | TOPOLOGY%WAUE%WAUE%L2UNION8_K401U%A | L2 - K401 69kV | Line | WAUE.L2UNION8.L2UNION8_K401U.WAUE.K401UNIO.69.69 | 1 | L2UNION8 69.000 | 659903 | K401UNION 869.000 | 659954 | 69
WAUE | TOPOLOGY%WAUE%WAUE%L3HAWDN_J1CENT%A | L3 - J1 69kV | Line | WAUE.L3HAWDN.L3HAWDN_J1CENT.WAUE.J1CENTR.69.69 | 1 | L3HAWDN8 69.000 | 659904 | J1CENTR8 69.000 | 659907 | 69
WAUE | TOPOLOGY%WAUE%WAUE%L3HAWDN_K202PR%A | L3 - K202 69kV | Line | WAUE.L3HAWDN.L3HAWDN_K202PR.WAUE.K202PRES.69.69 | 1 | L3HAWDN8 69.000 | 659904 | K202PRESTON869.000 | 659944 | 69
WAUE | TOPOLOGY%WAUE%WAUE%K223SIOU_L5SXC%A | L5 - K223 69kV | Line | WAUE.L5SXCTWM.K223SIOU_L5SXC.WAUE.K223SIOU.69.69 | 1 | L5SXCTWMUNI869.000 | 658902 | K223SIOUXLA869.000 | 659940 | 69
WAUE | TOPOLOGY%WAUE%WAUE%L14OCIND_L6OCE%A | L6 - L14 69kV | Line | WAUE.L6OCEMUN.L14OCIND_L6OCE.WAUE.L14OCIND.69.69 | 1 | L14OCINDMUN869.000 | 658903 | L6OC E MUNI869.000 | 658904 | 69
WAUE | TOPOLOGY%WAUE%WAUE%L6OCEMUN_L7OCW%A | L6 - L7 69kV | Line | WAUE.L6OCEMUN.L6OCEMUN_L7OCW.WAUE.L7OCWMUN.69.69 | 1 | L6OC E MUNI869.000 | 658904 | L7OC W MUNI869.000 | 658906 | 69
WAUE | TOPOLOGY%WAUE%WAUE%K207OCNI_L8ORA%A | L8 - K207 69kV | Line | WAUE.L8ORANGE8.K207OCNI_L8ORA.WAUE.K207OCNI.69.69 | 1 | L8ORANG8 69.000 | 659905 | K207OC NIPC869.000 | 659943 | 69
WAUE | TOPOLOGY%WAUE%WAUE%L8ORANG8_K220M%A | L8 - K220 69kV | Line | WAUE.L8ORANG8.L8ORANG8_K220M.WAUE.K220MECO.69.69 | 1 | L8ORANG8 69.000 | 659905 | K220MEC OC 869.000 | 659978 | 69
WAUE | TOPOLOGY%WAUE%WAUE%L3HAWL8ORA69_1%1 | L8 - L3 69kV | Line | WAUE.L8ORANG8.L3HAWL8ORA69_1.WAUE.L3HAWDN.69.69 | 1 | L3HAWDN8 69.000 | 659904 | L8ORANG8 69.000 | 659905 | 69
WAUE | TOPOLOGY%WAUE%WAUE%L8ORANG8_L7OCW%A | L8 - L7 69kV | Line | WAUE.L8ORANG8.L8ORANG8_L7OCW.WAUE.L7OCWMUN.69.69 | 1 | L7OC W MUNI869.000 | 658906 | L8ORANG8 69.000 | 659905 | 69
WAUE | LINE%CURRENTLY%NOT%MODELED%IN%EMS | L9 - CBPC ME71 | Line | [6 empty] | 0
WAUE | TOPOLOGY%WAUE%WAUE%RKFORLACY_69_1%1 | Lacy Tap - Rockford Tap 69 kV | Line | WAUE.LACY_CB.RKFORLACY_69_1.WAUE.RKFORD.69.69 | 1 | RCKFRDJC8 69.000 | 656067 | LACY T8 69.000 | 656091 | 69
WAUE | TOPOLOGY%WAUE%WAUE%CB_SHLAKEC69_1%1 | Lake City - Sherwood 69 kV | Line |  | 1 | LAKECTY8 69.000 | 636090 | SHRWOOD8 69.000 | 656159 | 69
WAUE | TOPOLOGY%WAUE%WAUE%SUPIRJCT_SUPIR%A | Lake Superior Tap - Superior 69 kV | Line | WAUE.SUPIRJCT.SUPIRJCT_SUPIR.WAUE.SUPRIR_W.69.69 | 1 | SUPERIOR8 69.000 | 656561 | SUPRORTP8 69.000 | 656563 | 69
WAUE | TOPOLOGY%WAUE%WAUE%SUPRITERRI69_1%1 | Lake Superior Tap - Terrel Tap 69 kV | Line | WAUE.SUPIRJCT.SUPRITERRI69_1.WAUE.TERRILCB.69.69 | 1 | SUPRORTP8 69.000 | 656563 | TERRILT8 69.000 | 656589 | 69
WAUE | TOPOLOGY%WAUE%WAUE%LARAMSIDNE34_1%1 | Laramie River - Sidney 345 kV Ckt 1 | Line |  | 1 | LARAMIE3 345.00 | 659131 | SIDNEY2-LNX3345.00 | 659426 | 345
WAUE | TOPOLOGY%WAUE%WAUE%STEGALARAM34_1%1 | Laramie River - Stegall 345 kV Ckt 1 | Line |  | 1 | LARAMIE3 345.00 | 659131 | STEGALL3 345.00 | 659135 | 345
WAUE | LINE%CURRENTLY%NOT%MODELED%IN%EMS | Larson - Lignite 115 kV | Line |  | 1 | LARSON 7115.00 | 659373 | LIGNITE -BD7115.00 | 659613 | 115
WAUE | LINE%CURRENTLY%NOT%MODELED%IN%EMS | Larson - Norman Lake 115 kV | Line |  | 1 | LARSON 7115.00 | 659373 | NORMANLK-BD7115.00 | 659612 | 115
WAUE | TOPOLOGY%WAUE%WAUE%CLRMLRNS69_1%1 | Laurens Muni - Lauren 69 kV | Line | WAUE.CLRM.CLRMLRNS69_1.WAUE.LRNS.69.69 | 1 | LAURENS8 69.000 | 656497 | LAURMUNI8 69.000 | 656499 | 69
WAUE | LINE%CURRENTLY%NOT%MODELED%IN%EMS | Lawler - Lawler Tap 69 kV | Line | Line.Currently.Not.Modeled.In.EMS | 1 | LAWLERTP8 69.000 | 656039 | LAWLR8 69.000 | 656041 | 69
WAUE | TOPOLOGY%WAUE%WAUE%LAWLER_PETERSN%A | Lawler Tap - Peterson 69 kV | Line | WAUE.LAWLERCB.LAWLER_PETERSN.WAUE.PETERSON.69.69 | 1 | LAWLERTP8 69.000 | 656039 | PETERSON8 69.000 | 656061 | 69
WAUE | TOPOLOGY%NSP%NSP%LAWRESIOUX11_1%1 | Lawrence NSP - Sioux Falls 115 kV | Line |  | 1 | LAWRENC7 115.00 | 603012 | SIOUXFL7 115.00 | 652524 | 115
WAUE | TOPOLOGY%WAUE%WAUE%PENN_LEEDS11_1%1 | Leeds - Penn Tap 115 kV | Line | WAUE.LEEDS2.PENN_LEEDS11_1.WAUE.PENN_TAP.115.115 | 1 | LEEDS 7 115.00 | 652447 | PENN 7 115.00 | 652465 | 115
WAUE | TOPOLOGY%WAUE%WAUE%PLESNLEEDS11_1%1 | Leeds - Pleasant Lake Tap 115 kV | Line | WAUE.PLESNTLK.PLESNLEEDS11_1.WAUE.LEEDS2.115.115 | 1 | PLEASANT LK7115.00 | 652446 | LEEDS 7 115.00 | 652447 | 115
WAUE | TOPOLOGY%WAUE%WAUE%LOGANLELAN23_1%1 | Leland Olds - Logan 230 kV Ckt 1 | Line |  | 1 | LELANDO4 230.00 | 659106 | LOGAN 4 230.00 | 659108 | 230
WAUE | TOPOLOGY%GRE%GRE%LELANSTANT23_1%1 | Leland Olds - Stanton GRE 230 kV Ckt 1 | Line |  | 1 | GRE-STANTON4230.00 | 615901 | LELANDO4 230.00 | 659106 | 230
WAUE | TOPOLOGY%WAUE%WAUE%LELANWSHBU23_1%1 | Leland Olds - Washburn 230 kV Ckt 1 | Line |  | 1 | WASHBRN4 230.00 | 652456 | LELANDO4 230.00 | 659106 | 230
WAUE | TOPOLOGY%WAUE%WAUE%LETCHMITCH11_1%1 | Letcher - Mitchell 115 kV | Line | WAUE.MITCHEL.LETCHMITCH11_1.WAUE.LETCHERW.115.115 | 1 | LETCHER7 115.00 | 652609 | MITCHEL7 115.00 | 660004 | 115
WAUE | TOPOLOGY%WAUE%WAUE%LETCHSIOUX23_1%1 | Letcher - Sioux Falls 230 kV Ckt 1 | Line |  | 1 | SIOUXFL4 230.00 | 652523 | LETCHER4 230.00 | 652606 | 230
WAUE | TOPOLOGY%WAUE%WAUE%LEWISRICHL11_1%1 | Lewis & Clark MDU - Richland 115 kV | Line | WAUE.RICHLND2.LEWISRICHL11_1.WAUE.LEWISWP.115.115 | 1 | RICHLND7 115.00 | 652451 | LEWIS 7 115.00 | 661056 | 115
WAUE | TOPOLOGY%WAUE%WAUE%LIBRTGARNE69_1%1 | Liberty - Garner Tap 69 kV | Line | WAUE.LIBRTYCB.LIBRTGARNE69_1.WAUE.GARNERCB.69.69 | 1 | GARNER T8 69.000 | 656863 | LIBERTY8_WAP69.000 | 656873 | 69
WAUE | TOPOLOGY%WAUE%WAUE%LIBERTY_LINDLS%A | Liberty - Lindahl 115 kV | Line | WAUE.LIBERTYM.LIBERTY_LINDLS.WAUE.LINDAHLS.115.115 | [5 empty] | 115
WAUE | TOPOLOGY%WAUE%WAUE%PWRSLKT_LIBRTY%A | Liberty - Powers Lake Tap 115 kV | Line | WAUE.PWRSLKTP.PWRSLKT_LIBRTY.WAUE.LIBERTYM.115.115 | [5 empty] | 115
WAUE | TOPOLOGY%WAUE%WAUE%LINDAHL_SIMPSN%A | Lindahl - Simpson 115 kV | Line | WAUE.LINDAHLS.LINDAHL_SIMPSN.WAUE.SIMPSON.115.115 | 1 | LINDAHLS-MW7115.00 | 659610 | SIMPSON -MW7115.00 | 659611 | 115
WAUE | TOPOLOGY%WAUE%WAUE%STRMLCLNG69_1%1 | Linn Grove - Storm Lake 69 kV | Line | WAUE.STRMLKCB.STRMLCLNG69_1.WAUE.CLNG.69.69 | 1 | LINN GRV8 69.000 | 656503 | STM LKJ8 69.000 | 656559 | 69
WAUE | TOPOLOGY%ALTW%ALTW%LNGVFOXR69_1%1 | Linn Grove ALTW - Fox Run 69 kV | Line | ALTW.LNGV.LNGVFOXR69_1.WAUE.FOXR.69.69 | 1 | PETERSN8 69.000 | 630011 | FOXRUN8 69.000 | 656467 | 69
WAUE | TOPOLOGY%WAUE%WAUE%L_KNIOAKDA11_1%1 | Little Knife - Oakdale 115 kV | Line |  | 1 | LITTLKNF-MK7115.00 | 659655 | OAKDALE -MK7115.00 | 659656 | 115
WAUE | TOPOLOGY%WAUE%WAUE%RHAMELTLMI23_1%1 | Little Missouri - Rhame 230 kV Ckt 1 | Line | WAUE.LTLMISS.RHAMELTLMI23_1.WAUE.RHAME.230.230 | 1 | LTLMISS4 230.00 | 659265 | RHAME 4 230.00 | 659266 | 230
WAUE | TOPOLOGY%WAUE%WAUE%WILISLTLMU11_1%1 | Little Muddy MDU - Williston 2 115 kV | Line | WAUE.WILISTN2.WILISLTLMU11_1.MDU.LTLMUDDY.115.115 | 1 | WILLISTON27 115.00 | 652391 | LTLMUDY7 115.00 | 661089 | 115
WAUE | TOPOLOGY%WAUE%WAUE%MINOTLOGAN11_1%1 | Logan - Mallard NSP 115 kV | Line |  | 1 | MALLARD7 115.00 | 603023 | LOGAN 7 115.00 | 659155 | 115
WAUE | TOPOLOGY%WAUE%WAUE%SW_MILOGAN11_1%1 | Logan - Southwest Minot 115 kV | Line |  | 1 | LOGAN 7 115.00 | 659155 | SWMINOT CP7115.00 | 659307 | 115
WAUE | TOPOLOGY%WAUE%WAUE%LCGASPLT_ARNEG%A | Lonesome Creek Gas Plant-Arnegard 115kV | Line | WAUE.LCGASPLT.LCGASPLT_ARNEG.WAUE.ARNEGARD.115.115 | 1 | LCGASPLT-MK7115.00 | 659589 | ARNEGARD-MK7115.00 | 659641 | 115
WAUE | TOPOLOGY%WAUE%WAUE%LONGLK_KELVIN%A | Longlake - Kelvin 69 kV | Line | WAUE.LONGLK.LONGLK_KELVIN.WAUE.KELVIN.69.69 | 1 | LONGLAKE 69.000 | 659668 | KELVIN 69.000 | 659669 | 69
WAUE | TOPOLOGY%CO%DV%LINE%LN | Lostwood MTE - Stanley 115 kV | Line | Not in EMS | 1 | STANLEY -MW7115.00 | 659617 | LOSTWOOD-MW7115.00 | 659621 | 115
WAUE | TOPOLOGY%WAUE%WAUE%LUVERLUVER69_1%1 | Luvern - Luverne Jct. 69 kV | Line |  | 1 | LUVERN 8 69.000 | 636115 | LVRMRJCT 69.000 | 656385 | 69
WAUE | TOPOLOGY%WAUE%WAUE%LUVERRENWC69_1%1 | Luvern - Renwick 69 kV | Line |  | 1 | LUVERN 8 69.000 | 636115 | RENWICK8 69.000 | 656365 | 69
WAUE | TOPOLOGY%WAUE%WAUE%LYOTWEBSR69_1%1 | Lyon Tap - Web Tap 69 kV | Line |  | 1 | WEB TAP8 69.000 | 656367 | IESLYONT8 69.000 | 656778 | 69
WAUE | TOPOLOGY%WAUE%WAUE%LYOTWILLM69_1%1 | Lyon Tap - Williams 69 kV | Line |  | 1 | IESLYONT8 69.000 | 656778 | WILLIAMS8 69.000 | 656787 | 69
WAUE | TOPOLOGY%WAUE%WAUE%M5SANBOR_SANBO%A | M5 - Sanborn 69 kV | Line | WAUE.M5SANBOR.M5SANBOR_SANBO.WAUE.SANBORNM.69.69 | 1 | SANBORNMUNI869.000 | 658908 | M5SANBORN 869.000 | 659892 | 69
WAUE | TOPOLOGY%WAUE%WAUE%PLAZA_MAKOTI%A | Makoti - Plaza 115 kV | Line | WAUE.PLAZA.PLAZA_MAKOTI.WAUE.MAKOTI.115.115 | 1 | PLAZA-1-2 115.00 | 655944 | MAKOTI -CP7115.00 | 659664 | 115
WAUE | TOPOLOGY%WAUE%WAUE%MAKOTI_RAUBTAP%A | Makoti - Raub Tap 115 kV | Line | WAUE.MAKOTI.MAKOTI_RAUBTAP.WAUE.RAUB_TAP.115.115 | 1 | RAUBTAP CP7115.00 | 659663 | MAKOTI -CP7115.00 | 659664 | 115
WAUE | TOPOLOGY%WAUE%WAUE%NELSOMINOT11_1%1 | Mallard NSP - Nelson Tap 115 kV | Line | WAUE.NELSONTP.NELSOMINOT11_1.WAUE.MINOT.115.115 | 1 | MALLARD7 115.00 | 603023 | NELSON 7 115.00 | 652440 | 115
WAUE | TOPOLOGY%WAUE%WAUE%RUGBYMINOT11_1%1 | Mallard NSP - Rugby 115 kV | Line | WAUE.RUGBY.RUGBYMINOT11_1.WAUE.MINOT.115.115 | 1 | MALLARD7 115.00 | 603023 | RUGBY 7 115.00 | 652452 | 115
WAUE | TOPOLOGY%WAUE%WAUE%RUTHVMINOT11_1%1 | Mallard NSP - Ruthville Tap 115 kV | Line | WAUE.MINOT.RUTHVMINOT11_1.WAUE.RUTHVLWA.115.115 | 1 | MALLARD7 115.00 | 603023 | EASTRUTH 115.00 | 652713 | 115
WAUE | TOPOLOGY%WAUE%WAUE%MALTA_WEST%A | Malta - Richardson Coulee 161kV | Line | WAUE.MALTA_A.MALTA_WEST.WAUE.R_COULEE.161.161 | 1 | R_COULEE 161.00 | 652701 | MALTA_A 161.00 | 652702 | 161
WAUE | TOPOLOGY%WAUE%WAUE%NWMANNWMAN11_1%1 | Mandan MDU - Northwest Mandan MGS 115 kV | Line |  | Z | ROUGHRDRMGS7115.00 | 659305 | MANDAN 7 115.00 | 661054 | 115
WAUE | TOPOLOGY%WAUE%WAUE%ROUGHMANDA11_1%1 | Mandan MDU - Rough Rider WAUE 115 kV | Line | WAUE.ROUGHRDR.ROUGHMANDA11_1.MDU.MANDAN.115.115 |  | ROUGHRDRMGS7115.00 | 659305 | MANDAN 7 115.00 | 661054 | 115
WAUE | TOPOLOGY%MDU%MDU%MANDAWARDW23_1%1 | Mandan MDU - Ward WAUE 230 kV Ckt 1 | Line |  | 1 | WARD 4 230.00 | 652296 | MANDAN 4 230.00 | 661053 | 230
WAUE | TOPOLOGY%WAUE%WAUE%MANNIN_L9MANN%A | Manning - Manning Tap 69 kV | Line | WAUE.MANCBPC.MANNIN_L9MANN.WAUE.L9MANNIN.69.69 | 1 | MANNINGTAP 869.000 | 656267 | L9 MANNING 869.000 | 659868 | 69
WAUE | TOPOLOGY%WAUE%WAUE%MANNISPIRI11_1%1 | Manning - Spirit Mound 115 kV | Line | WAUE.MANNING2.MANNISPIRI11_1.WAUE.SPIRITM.115.115 | 1 | MANNING7 115.00 | 652517 | SPIRITM7 115.00 | 659121 | 115
WAUE | TOPOLOGY%WAUE%WAUE%TEMPLMANCB69_1%1 | Manning Tap - Templeton 69 kV | Line |  | 1 | TEMPLTON8 69.000 | 656247 | MANNINGTAP 869.000 | 656267 | 69
WAUE | TOPOLOGY%WAUE%WAUE%MANSOSUB_M69_1%1 | Manson - Sub MFD 69 kV | Line | WAUE.MANSONCB.MANSOSUB_M69_1.MEC.SUB_MFD.69.69 |  | SB MFD8 69.000 | 636064 | SUB MTP8 69.000 | 656161 | 69
WAUE | TOPOLOGY%WAUE%WAUE%MANSOTWINL69_1%1 | Manson - Twin Lake 69 kV | Line | [6 empty] | 69
WAUE | TOPOLOGY%WAUE%WAUE%MAPLARMST69_1%1 | Maple Hill - Maple Tap 69 kV | Line | WAUE.MAPL.MAPLARMST69_1.WAUE.SWNLKJCT.69.69 | 1 | MAPLEHIL8 69.000 | 656505 | MAPLHLTP8 69.000 | 656507 | 69
WAUE | TOPOLOGY%WAUE%WAUE%RNGSTMAPL69_1%1 | Maple Tap - Ringstead 69 kV | Line | WAUE.RNGSTDCB.RNGSTMAPL69_1.WAUE.MAPL.69.69 | 1 | MAPLHLTP8 69.000 | 656507 | RINGSTED8 69.000 | 656547 | 69
WAUE | TOPOLOGY%WAUE%WAUE%VERNOMAPL69_1%1 | Maple Tap - Vernon Tap 69 kV | Line | WAUE.VERNONCB.VERNOMAPL69_1.WAUE.MAPL.69.69 | 1 | MAPLHLTP8 69.000 | 656507 | VERNONTA8 69.000 | 656579 | 69
WAUE | TOPOLOGY%WAUE%WAUE%MRTMMRTH69_1%1 | Marathon Muni - Marathon Tap 69 kV | Line | WAUE.MRTM.MRTMMRTH69_1.WAUE.MRTH.69.69 | 1 | MARAMUNI8 69.000 | 656509 | MARTHNTP8 69.000 | 656513 | 69
WAUE | TOPOLOGY%CO%DV%LINE%LN | Marley LYC - Williston 115 kV | Line | Not in EMS | 1 | WILISTN7 115.00 | 652421 | MARLEY -LY7115.00 | 659628 | 115
WAUE | TOPOLOGY%WAUE%WAUE%MARS_S311_1%1 | Mars Er - S3 115 kV | Line | WAUE.S3.MARS_S311_1.WAUE.MARS_ER.115.115 | 1 | S3 7 115.00 | 652508 | MARS ER7 115.00 | 652552 | 115
WAUE | TOPOLOGY%WAUE%WAUE%MARTISHAN_11_1%1 | Martin - Shannon SD 115 kV | Line | WAUE.MARTIN2.MARTISHAN_11_1.WAUE.SHAN_SD.115.115 | 1 | MARTIN 7 115.00 | 652479 | SHAN-SD7 115.00 | 659152 | 115
WAUE | TOPOLOGY%WAUE%WAUE%MARTIVETAL11_1%1 | Martin - Vetal Tap 115 kV | Line | WAUE.MARTIN2.MARTIVETAL11_1.WAUE.VETALTP.115.115 | 1 | MARTIN 7 115.00 | 652479 | VETALTP7 115.00 | 659153 | 115
WAUE | TOPOLOGY%WAUE%WAUE%MARTIN_WANBLEE%A | Martin - Wanblee 115 kV | Line | WAUE.MARTIN2.MARTIN_WANBLEE.WAUE.WANBLEE.115.115 | 1 | MARTIN 7 115.00 | 652479 | WANBLEE 7 115.00 | 652579 | 115
WAUE | TOPOLOGY%WAUE%WAUE%MAURINUNDR23_1%1 | Maurine - New Underwood 230 kV Ckt 1 | Line |  | 1 | NUNDRWD-LNX3230.00 | 652884 | MAURINE4 230.00 | 652497 | 230
WAUE | TOPOLOGY%WAUE%WAUE%NEWELMAURI11_1%1 | Maurine - Newell 115 kV | Line |  | 1 | MAURINE7 115.00 | 652480 | NEWELL 7 115.00 | 652483 | 115
WAUE | TOPOLOGY%WAUE%WAUE%NELSOMAX11_1%1 | Max - Nelson Tap 115 kV | Line | WAUE.NELSONTP.NELSOMAX11_1.WAUE.MAX.115.115 | 1 | NELSON 7 115.00 | 652440 | MAX 7 115.00 | 652449 | 115
WAUE | TOPOLOGY%GRE%GRE%MCHENVOLTA11_1%1 | McHenry GRE - William J Neal 115 kV | Line | WAUE.VOLTAIR.MCHENVOLTA11_1.WAUE.MCHENRY.115.115 | 1 | GRE-MCHENRY7115.00 | 615348 | VOLTAIR7 115.00 | 659113 | 115
WAUE | LINE%CURRENTLY%NOT%MODELED%IN%EMS | Meadowbrook - Meadowbrook Tap 69 kV | Line |  | 1 | MEADBRK8 69.000 | 656043 | MEADBRKT8 69.000 | 656045 | 69
WAUE | TOPOLOGY%WAUE%WAUE%MEAD_SUMNERMUN%A | Meadowbrook Tap - Sumner 69 kV | Line |  | 1 | MEADBRKT8 69.000 | 656045 | SUMNERMU8 69.000 | 656075 | 69
WAUE | TOPOLOGY%WAUE%WAUE%TRIPLTP_MEADTP%A | Meadowbrook Tap - Tripoli Tap 69 kV | Line |  | 1 | TRIPOLIT8 69.000 | 656027 | MEADBRKT8 69.000 | 656045 | 69
WAUE | TOPOLOGY%WAUE%WAUE%K121MAPL_MONON%A | MEC Monona - K121 69kV | Line | MEC.MONONA.K121MAPL_MONON.WAUE.K121MAPL.69.69 | 1 | MONONA 8 69.000 | 635301 | K121MAPLETM869.000 | 659990 | 69
WAUE | TOPOLOGY%WAUE%WAUE%MINGUSVL_MEDOR%A | Medora - Mingusville 230 kV | Line | WAUE.MINGUSVL.MINGUSVL_MEDOR.WAUE.MEDORAWP.230.230 | 1 | medora |  | mingusville |  | 230
WAUE | LINE%CURRENTLY%NOT%MODELED%IN%EMS | Melrose - Melrose Tap 69 kV | Line |  | 1 | MELROSE 69 69.000 | 656295 | MELRSTAP8 69.000 | 656297 | 69
WAUE | TOPOLOGY%WAUE%WAUE%WELSBMERS69_1%1 | Melrose Tap - Wellsburg 69 kV | Line |  | 1 | MELRSTAP8 69.000 | 656297 | WELSBRG G 69.000 | 656301 | 69
WAUE | TOPOLOGY%WAUE%WAUE%MENNOTRIPP11_1%1 | Menno Junction - Tripp 115 kV | Line | WAUE.TRIPP.MENNOTRIPP11_1.WAUE.MENNOJT.115.115 | 1 | TRIPP 7 115.00 | 660005 | MENNOJT7 115.00 | 660007 | 115
WAUE | TOPOLOGY%WAUE%WAUE%UTICAMENNO11_1%1 | Menno Junction - Utica Junction 115 kV | Line | WAUE.UTICAJC.UTICAMENNO11_1.WAUE.MENNOJT.115.115 | 1 | UTICAJC7 115.00 | 652626 | MENNOJT7 115.00 | 660007 | 115
WAUE | TOPOLOGY%WAUE%WAUE%METIGOSH_LONGL%A | Metigoshe Tap - Longlake 69 kV | Line | WAUE.METIGOSH.METIGOSH_LONGL.WAUE.LONGLK.69.69 | 1 | METIGOSHE 69.000 | 659667 | LONGLAKE 69.000 | 659668 | 69
WAUE | TOPOLOGY%WAUE%WAUE%PHILIMIDLA11_1%1 | Midland - Philip 115 kV | Line |  | 1 | MIDLAND7 115.00 | 652481 | PHILIP 7 115.00 | 652487 | 115
WAUE | TOPOLOGY%WAUE%WAUE%MILESCTY_DCTIE%1 | Miles City 4 - Miles City 2 230 kV | Line | WAUE.MI_CTYE.MILESCTY_DCTIE.WAUE.MCTY_TIE.230.230 | 1 | MI CTYW4 230.00 | 652402 | MI CTYE4 230.00 | 652411 | 230
WAUE | TOPOLOGY%WAUE%WAUE%MILSNSTLKE69_1%1 | Miles Nelson - Storm Lake East 69kV | Line | [6 empty] | 69
WAUE | TOPOLOGY%WAUE%WAUE%MILFRTRIBO69_1%1 | Milford - Triboji 69 kV | Line | WAUE.MILFRDCB.MILFRTRIBO69_1.ALTW.TRIBOJI.69.69 |  | TRIBOJI J2 869.000 | 629918 | MILFORD8 69.000 | 656521 | 69
WAUE | LINE%CURRENTLY%NOT%MODELED%IN%EMS | Milford Muni - Milford Muni S Tap 69 kV | Line | Not in EMS | 1 | MILFORD8 69.000 | 656521 | MLFRDMUNSTP869.000 | 656599 | 69
WAUE | TOPOLOGY%CO%DV%LINE%LN | Milford Muni - Milford Muni S Tap 69 kV ckt 2 | Line | Not in EMS | 1 | MLFRDMUN G 69.000 | 656525 | MLFRDMUNSTP869.000 | 656599 | 69
WAUE | TOPOLOGY%WAUE%WAUE %OKOBOMLFRD69_1%1 | Milford Muni- Milford Muni E Tap 69 kV | Line | WAUE.MLFRDTCB.OKOBOMLFRD69_1.WAUE.OKOBOJI.69.69 | 1 | MFRDMNETP8 69.000 | 656517 | MLFRDMUN G 69.000 | 656525 | 69
WAUE | TOPOLOGY%WAUE%WAUE%MISSIVETAL11_1%1 | Mission - Vetal Tap 115 kV | Line | WAUE.MISSION.MISSIVETAL11_1.WAUE.VETALTP.115.115 | 1 | MISSION7 115.00 | 652482 | VETALTP7 115.00 | 659153 | 115
WAUE | TOPOLOGY%WAUE%WAUE%MISSIWITTE11_1%1 | Mission - Witten 115 kV | Line | WAUE.MISSION.MISSIWITTE11_1.WAUE.WITTEN.115.115 | 1 | MISSION7 115.00 | 652482 | WITTEN 7 115.00 | 652495 | 115
WAUE | TOPOLOGY%CO%DV%LINE%LN | Mitchell - McCook County Line NSP 115kV | Line | Not in EMS | [5 empty] | 115
WAUE | TOPOLOGY%WAUE%WAUE%MITCHMITCH11_1%1 | Mitchell - Mitchell Northwest 115 kV | Line | WAUE.MITCHNW.MITCHMITCH11_1.WAUE.MITCHEL.115.115 | 1 | MITCHEL7 115.00 | 660004 | MITCLNW7 115.00 | 660008 | 115
WAUE | TOPOLOGY%WAUE%WAUE%TRIPPMITCH11_1%1 | Mitchell - Tripp 115 kV | Line | WAUE.TRIPP.TRIPPMITCH11_1.WAUE.MITCHEL.115.115 | 1 | MITCHEL7 115.00 | 660004 | TRIPP 7 115.00 | 660005 | 115
WAUE | TOPOLOGY%WAUE%WAUE%MOCCAMOUNT11_1%1 | Moccassin - Mountain 115 kV | Line |  | 1 | MOUNTAIN-MK7115.00 | 659650 | MOCASSIN-MK7115.00 | 659651 | 115
WAUE | TOPOLOGY%WAUE%WAUE%MOEPLSNT11_1%1 | Moe Tap - Pleasant Valley 115 kV | Line | WAUE.MOE.MOEPLSNT11_1.WAUE.PLSNVLYW.115.115 | 1 | MOE 7115.00 | 659600 | PVALLEY -MW7115.00 | 659602 | 115
WAUE | TOPOLOGY%WAUE%WAUE%MOERAT_L11_1%1 | Moe Tap - Rat Lake Tap115 kV | Line | WAUE.MOE.MOERAT_L11_1.WAUE.RAT_LAKE.115.115 | 1 | MOE 7115.00 | 659600 | RATLAKE 7115.00 | 659629 | 115
WAUE | TOPOLOGY%WAUE%WAUE%MONT3NMRID11_1%1 | Mont - North Missouri Ridge 115 kV | Line |  | 1 | MONT 7 115.00 | 659360 | NMISSRDG-MW2115.00 | 659633 | 115
WAUE | TOPOLOGY%WAUE%WAUE%MONT3STATL11_1%1 | Mont - Stateline 115 kV | Line |  | 1 | MONT 7 115.00 | 659360 | STATELINEMW7115.00 | 659624 | 115
WAUE | TOPOLOGY%WAUE%WAUE%MONT3STRND11_1%1 | Mont - Strandahl 115 kV | Line |  | 1 | MONT 7 115.00 | 659360 | STRNDAHL-MW7115.00 | 659361 | 115
WAUE | TOPOLOGY%WAUE%WAUE%WILISMONT311_1%1 | Mont - Williston2 115 kV | Line | WAUE.WILISTN2.WILISMONT311_1.WAUE.MONT3.115.115 | 1 | WILLISTON27 115.00 | 652391 | MONT 7 115.00 | 659360 | 115
WAUE | TOPOLOGY%WAUE%WAUE%MOORHMORRI23_1%1 | Moorehead - Morris 230 kV Ckt 1 | Line | WAUE.MOORHED.MOORHMORRI23_1.WAUE.MORRIS.230.230 | 1 | MOORHED4 230.00 | 652553 | MORRIS 4 230.00 | 652554 | 230
WAUE | TOPOLOGY%WAUE%WAUE%MPS_OMOORH11_1%1 | Moorehead - Opportunity CMH 115 kV | Line | WAUE.MOORHED.MPS_OMOORH11_1.WAUE.MPS_OPP.115.115 | 1 | MOORHED7 115.00 | 652587 | MPSOPP 7 115.00 | 658087 | 115
WAUE | TOPOLOGY%WAUE%WAUE%MPS_BMPS_S11_1%1 | Morehead Brookdale - Morehead Southeast 115 kV | Line |  | 1 | MPSBROOK 115.00 | 658080 | MPSSE 7 115.00 | 658082 | 115
WAUE | TOPOLOGY%WAUE%WAUE%MPS_CMPS_N11_1%1 | Morehead Centennial - Morehead Northeast 115 kV | Line |  | 1 | MPSCENT7 115.00 | 658084 | MPSNE 7 115.00 | 658086 | 115
WAUE | TOPOLOGY%WAUE%WAUE%MPS_CMPS_S11_1%1 | Morehead Centennial - Morehead Southeast 115 kV | Line | WAUE.MPS_SE.MPS_CMPS_S11_1.WAUE.MPS_CENT.115.115 | 1 | MPSSE 7 115.00 | 658082 | MPSCENT7 115.00 | 658084 | 115
WAUE | TOPOLOGY%WAUE%WAUE%MPS_NMPS_O11_1%1 | Morehead Northeast - Morehead Opportunity 115 kV | Line |  | 1 | MPSNE 7 115.00 | 658086 | MPSOPP 7 115.00 | 658087 | 115
WAUE | TOPOLOGY%OTP%OTP%MORRIMORRI11_4%1 | Morris - Benson GRE 115 kV | Line | WAUE.MORRIS.MORRIMORRI11_4.OTP.MORRISOT.115.115 | 1 | MOROTP 7 115.00 | 620218 | MORRIS 7 115.00 | 652555 | 115
WAUE | TOPOLOGY%OTP%OTP%JOHNJMORRI11_1%1 | Morris - Ortonville 115kV | Line |  | 1 | GRE-JOHNJCT7115.00 | 616002 | MORRIS 7 115.00 | 652555 | 115
WAUE | TOPOLOGY%WAUE%WAUE%GLENHBISMA23_1%1 | Mound City - Glenham 230 kV | Line | WAUE.GLNHAMWP.GLENHBISMA23_1.WAUE.MOUNDCTY.230.230 | 1 | MOUNDCTY1 230.00 | 652450 | GLENHAM4 230.00 | 661038 | 230
WAUE | TOPOLOGY%WAUE%WAUE%MTVERSTORL11_1%1 | Mount Vernon - Storla 115 kV | Line |  | 1 | MTVERN 7 115.00 | 652518 | STORLA 7 115.00 | 659123 | 115
WAUE | TOPOLOGY%WAUE%WAUE%MOUNTOAKDA11_1%1 | Mountain - Oakdale 115 kV | Line |  | 1 | MOUNTAIN-MK7115.00 | 659650 | OAKDALE -MK7115.00 | 659656 | 115
WAUE | TOPOLOGY%WAUE%WAUE%NMRIDGE_TYRONE%A | N. MO Ridge - Tyrone 115 kV | Line | WAUE.NMRIDGE.NMRIDGE_TYRONE.WAUE.TYRONEMW.115.115 | 1 | NMISSRDG-MW7115.00 | 659633 | TYRONE -MW7115.00 | 655956 | 115
WAUE | TOPOLOGY%WAUE%WAUE%NAPAJCT7_YANK%A | Napa Junction - Yankton East 115 kV | Line | WAUE.NAPAJCT7.NAPAJCT7_YANK.WAUE.YANKTONE.115.115 | 1 | NAPA JCT7 115.00 | 660026 | YANKTONEAST7115.00 | 660036 | 115
WAUE | TOPOLOGY%WAUE%WAUE%NAPAJCT7_YNKTJ%A | Napa Junction - Yankton Junction 115 kV | Line | WAUE.NAPAJCT7.NAPAJCT7_YNKTJ.WAUE.YKNTJCT.115.115 | 1 | YKNTJCT7 115.00 | 660006 | NAPA JCT7 115.00 | 660026 | 115
WAUE | LINE%CURRENTLY%NOT%MODELED%IN%EMS | Nashua - West Frazer 34.5kV | Line | not in EMS | [5 empty] | 0
WAUE | TOPOLOGY%WAUE%WAUE%PRKRBNEAL_69_1%1 | Neal - Parkersburg 69 kV | Line |  | 1 | NEAL8 69.000 | 656049 | PRKSBRG8 69.000 | 656065 | 69
WAUE | TOPOLOGY%WAUE%WAUE%NEAL_UNVRF69_1%1 | Neal - Unverferth 69 kV | Line |  | 1 | NEAL8 69.000 | 656049 | UNVERFRT8 69.000 | 656081 | 69
WAUE | TOPOLOGY%WAUE%WAUE%NDPRANELSO11_1%1 | Nelson Tap - PraireWinds ND 115 kV Ckt 1 | Line | WAUE.NELSONTP.NDPRANELSO11_1.WAUE.NDPRARWF.115.115 | Z | NELSON 7 115.00 | 652440 | NDPRAIRWND 7115.00 | 659190 | 115
WAUE | TOPOLOGY%WAUE%WAUE%NESET_PWRSLKTP%A | Neset - Powers Lake Tap 115 kV | Line | WAUE.NESET.NESET_PWRSLKTP.WAUE.PWRSLKTP.115.115 | [5 empty] | 115
WAUE | TOPOLOGY%WAUE%WAUE%TANDE_NESET%A | Neset - Tande 230 kV | Line | WAUE.TANDE.TANDE_NESET.WAUE.NESET.230.230 |  | NESET 4 230.00 | 659138 | TANDE3 230.00 | 652596 | 230
WAUE | TOPOLOGY%WAUE%WAUE%NESETTIOGA11_1%1 | Neset MDU- Tioga MDU 115 kV Ckt 1 | Line | WAUE.NESET.NESETTIOGA11_1.MDU.TIOGA.115.115 | 1 | NESET 7 115.00 | 659139 | TIOGA4 7 115.00 | 661085 | 115
WAUE | TOPOLOGY%CO%DV%LINE%LN | Neset MTE - Neset MDU 115kV Ckt 1 | Line | Not in EMS | [5 empty] | 115
WAUE | TOPOLOGY%CO%DV%LINE%LN | Neset MTE - Neset MDU 115kV Ckt 2 | Line | Not in EMS | [5 empty] | 115
WAUE | TOPOLOGY%WAUE%WAUE%N_TIONESET11_1%1 | Neset MTE - North Tioga MTE 115 kV | Line | WAUE.NESET.N_TIONESET11_1.WAUE.N_TIOGA.115.115 | 1 | NESET 7 115.00 | 659139 | NTIOGA-MW 7115.00 | 659572 | 115
WAUE | TOPOLOGY%WAUE%WAUE%NESETTIOGA23_1%1 | Neset MTE - Tioga 230 kV | Line | WAUE.TIOGAWP.NESETTIOGA23_1.WAUE.NESET.230.230 | 1 | NESET 4 230.00 | 659138 | TIOGA4 4 230.00 | 661084 | 230
WAUE | TOPOLOGY%WAUE%WAUE%WHT_ENESET11_1%1 | Neset MTE - White Earth Tap 115 kV | Line | WAUE.NESET.WHT_ENESET11_1.WAUE.WHT_ERTH.115.115 | 1 | NESET 7 115.00 | 659139 | WHTEARTHTP 7115.00 | 659630 | 115
WAUE | TOPOLOGY%WAUE%WAUE%PETERSON_NHAMP%A | New Hampton - Stoltz Park 69 kV | Line |  | 1 | NEWHAMPM G 69.000 | 656051 | STOLTZPARK8 69.000 | 656099 | 69
WAUE | TOPOLOGY%WAUE%WAUE%NWMANNSALE11_1%1 | New Salem - Northwest Mandan MGS 115 kV | Line | WAUE.NSALEM.NWMANNSALE11_1.WAUE.NWMANDNT.115.115 | 1 | NSALEM 7 115.00 | 652420 | NWMANDANMGS7115.00 | 659305 | 115
WAUE | TOPOLOGY%CO%DV%LINE%LN | New Town - Big Bend MTE 115kV | Line | Not in EMS | 1 | BIGBEND -MW7115.00 | 659580 | ENEWTWN -MW7115.00 | 659607 | 115
WAUE | TOPOLOGY%WAUE%WAUE%NEW_TOSBOR11_1%1 | New Town - Osborn Tap 115 kV | Line | WAUE.NEW_TOWN.NEW_TOSBOR11_1.WAUE.OSBORN_W.115.115 | 1 | ENEWTWN -MW7115.00 | 659607 | OSBORN 7115.00 | 659619 | 115
WAUE | TOPOLOGY%WAUE%WAUE%NEWTOWN_VANHK%A | New Town - Van Hook Tap 115 kV | Line | WAUE.NEW_TOWN.NEWTOWN_VANHK.WAUE.VAN_HOOK.115.115 | 1 | ENEWTWN -MW7115.00 | 659607 | VANHOOK 7115.00 | 659620 | 115
WAUE | TOPOLOGY%WAUE%WAUE%PHILTNUNDR23_1%1 | New Underwood - Philip Tap 230 kV Ckt 1 | Line | WAUE.PHILTAP.PHILTNUNDR23_1.WAUE.NUNDRWD.230.230 | 1 | NUNDRWD4 230.00 | 652484 | PHILTAP4 230.00 | 652488 | 230
WAUE | TOPOLOGY%WAUE%WAUE%RAPIDCTY_DCTIE%1 | New Underwood - Rapid City DC Tie 230 kV | Line |  | 1 | NUNDRWD4 230.00 | 652484 | DRY CREEK 4230.00 | 659376 | 230
WAUE | TOPOLOGY%WAUE%WAUE%RUSHMNUNDR11_1%1 | New Underwood - Rushmore 115 kV | Line |  | 1 | NUNDRWD7 115.00 | 652485 | RUSHMRE7 115.00 | 652496 | 115
WAUE | TOPOLOGY%WAUE%WAUE%NUNDRWAYSI23_1%1 | New Underwood - Wayside 230 kV Ckt 1 | Line | WAUE.WAYSID_W.NUNDRWAYSI23_1.WAUE.NUNDRWD.230.230 | 1 | WAYSIDE4 230.00 | 640404 | NUNDRWD4 230.00 | 652484 | 230
WAUE | TOPOLOGY%WAUE%WAUE%NUNDRWICKS11_1%1 | New Underwood - Wicksville 115 kV | Line |  | 1 | NUNDRWD7 115.00 | 652485 | WICKSVL7 115.00 | 652493 | 115
WAUE | TOPOLOGY%WAUE%WAUE%N_WN_NMRID11_1%1 | North Missouri Ridge - North Williston 115 kV | Line | WAUE.N_WN_TAP.N_WN_NMRID11_1.WAUE.NMRIDGE.115.115 | 1 | NMISSRDG-MW7115.00 | 659633 | NWILLTAP-MW7115.00 | 659634 | 115
WAUE | TOPOLOGY%WAUE%WAUE%N_TIOTIOGA11_1%1 | North Tioga - Tioga MDU 115 kV | Line |  | Z | NTIOGA-MW 7115.00 | 659572 | TIOGA7 7 115.00 | 661086 | 115
WAUE | TOPOLOGY%WAUE%WAUE%WSTBNKTP_N_TIO%A | North Tioga - Westbank Tap 115 kV | Line | WAUE.WSTBNKTP.WSTBNKTP_N_TIO.WAUE.N_TIOGA.115.115 | Z | NTIOGA-MW 7115.00 | 659572 | WSTBNKTP-MW7115.00 | 655953 | 115
WAUE | TOPOLOGY%WAUE%WAUE%N_WLSTN_NE_WLS%A | North Williston - Northeast Williston 115 kV | Line | WAUE.N_WLSTN.N_WLSTN_NE_WLS.WAUE.NE_WLSTN.115.115 | 1 | NWILLSTN-MW7115.00 | 659636 | NEWLLSTN-MW7115.00 | 659637 | 115
WAUE | TOPOLOGY%WAUE%WAUE%N_WLSN_WN_11_1%1 | North Williston - Northwest Williston Tap 115 kV | Line |  | 1 | NWILLTAP-MW7115.00 | 659634 | NWILLSTN-MW7115.00 | 659636 | 115
WAUE | TOPOLOGY%WAUE%WAUE%NE_WLSTN_SE_WL%A | Northeast Williston - Southeast Williston 115 kV | Line | WAUE.NE_WLSTN.NE_WLSTN_SE_WL.WAUE.SE_WLSTN.115.115 | 1 | NEWLLSTN-MW7115.00 | 659637 | SEWLLSTN-MW7115.00 | 659638 | 115
WAUE | TOPOLOGY%WAUE%WAUE%NWMANROUGH11_1%1 | Northwest Mandan MGS - Rough Rider 115 kV | Line | WAUE.NWMANDAN.NWMANROUGH11_1.WAUE.ROUGHRDR.115.115 | [5 empty] | 115
WAUE | TOPOLOGY%WAUE%WAUE%N_WN_NW_WL11_1%1 | Northwest Williston - North Williston115 kV | Line | WAUE.N_WN_TAP.N_WN_NW_WL11_1.WAUE.NW_WLSTN.115.115 | 1 | NWILLTAP-MW7115.00 | 659634 | NWWLLSTN-MW7115.00 | 659635 | 115
WAUE | TOPOLOGY%WAUE%WAUE%WILISNW_WL11_1%1 | Northwest Williston - Williston2 115 kV | Line | WAUE.WILISTN2.WILISNW_WL11_1.WAUE.NW_WLSTN.115.115 | 1 | WILLISTON27 115.00 | 652391 | NWWLLSTN-MW7115.00 | 659635 | 115
WAUE | TOPOLOGY%WAUE%WAUE%PHILTOAHE23_1%1 | Oahe - Philip Tap 230 kV Ckt 1 | Line | WAUE.OAHE.PHILTOAHE23_1.WAUE.PHILTAP.230.230 | 1 | PHILTAP4 230.00 | 652488 | OAHE 4 230.00 | 652519 | 230
WAUE | TOPOLOGY%WAUE%WAUE%OAHESULLY23_1%1 | Oahe - SullyBt 230 kV Ckt 1 | Line | WAUE.SULLYBT.OAHESULLY23_1.WAUE.OAHE.230.230 | 1 | OAHE 4 230.00 | 652519 | SULLYBT4 230.00 | 652521 | 230
WAUE | TOPOLOGY%WAUE%WAUE%ROUNDUP_OAKDAL%A | Oakdale - Round Up 115kV | Line | WAUE.ROUNDUP.ROUNDUP_OAKDAL.WAUE.OAKDALEW.115.115 |  | OAKDALE -MK7115.00 | 659656 |  |  | 115
WAUE | TOPOLOGY%WAUE%WAUE%RKFOROAKWO69_1%1 | Oakwood Tap - Rockford Tap 69 kV | Line |  | 1 | OAKWODTA8 69.000 | 656053 | RCKFRDJC8 69.000 | 656067 | 69
WAUE | TOPOLOGY%WAUE%WAUE%CBODELKVWT69_1%1 | Odebolt - Lake view Jct 69 kV | Line | WAUE.CBODEBLT.CBODELKVWT69_1.WAUE.LKVWTAP.69.69 | 1 | ODEBOLT8_WAP69.000 | 656973 | SACJCT8 69.000 | 656979 | 69
WAUE | TOPOLOGY%WAUE%WAUE%CBSCHCBODE69_1%1 | Odebolt - Schaller 69 kV | Line | WAUE.CBSCHAL.CBSCHCBODE69_1.WAUE.CBODEBLT.69.69 | 1 | ODEBOLT8_WAP69.000 | 656973 | SCHALLER8 69.000 | 656981 | 69
WAUE | TOPOLOGY%WAUE%WAUE%TERRYFALLO11_1%1 | OFallon Creek - Terry Tap 115 kV | Line | WAUE.TERRYTAP.TERRYFALLO11_1.WAUE.FALLON.115.115 | 1 | TERRY TAP 115.00 | 652394 | FALLON 7 115.00 | 652407 | 115
WAUE | TOPOLOGY%WAUE%WAUE%L8ORANG8_L7OCW%A | Orange City - Orange City West 69 kV | Line |  | 1 | L7OC W MUNI869.000 | 658906 | L8ORANG8 69.000 | 659905 | 69
WAUE | TOPOLOGY%WAUE%WAUE%OSGOOEMETS69_1%1 | Osgood - Emet Sub 69kV | Line | WAUE.OSGOOD.OSGOOEMETS69_1.MEC.EMETSB2.69.69 | 1 | OSGOOD G 69.000 | 656529 | EMTSBRG S 8 69.000 | 636100 | 69
WAUE | TOPOLOGY%WAUE%WAUE%OSGOORUTHV69_1%1 | Osgood - Ruthven 69 kV | Line |  | 1 | RUTHVEN8 69.000 | 636101 | OSGOOD G 69.000 | 656529 | 69
WAUE | TOPOLOGY%WAUE%WAUE%OSGOOWISDO16_1%1 | Osgood - Wisdom 161 kV Ckt 1 | Line |  | 1 | OSGOOD5 161.00 | 656527 | WISDOM5 161.00 | 656570 | 161
WAUE | LINE%CURRENTLY%NOT%MODELED%IN%EMS | Oswego - Frazer Pumping 34.5kV | Line | Not in EMS | [5 empty] | 0
WAUE | LINE%CURRENTLY%NOT%MODELED%IN%EMS | Oswego - Wolf Point 34.5kV | Line | Not in EMS | [5 empty] | 0
WAUE | TOPOLOGY%ALTW%ALTW%OTTRCPLESN69_1%1 | Otter Creek (ALTW) - Pleasant 69 kV | Line | ALTW.OTTRCRK.OTTRCPLESN69_1.WAUE.PLESNTCB.69.69 | 1 | OTTERCREEK8 69.000 | 630839 | PLEASANT8 69.000 | 656781 | 69
WAUE | TOPOLOGY%CO%DV%LINE%LN | Owl Lake - Owl Lake Tap 69 kV | Line |  | 1 | OWLLK 8 69.000 | 656095 | OWLLKT 8 69.000 | 656097 | 69
WAUE | TOPOLOGY%WAUE%WAUE%OWL_LRENWC69_1%1 | Owl Lake Tap - Renwick 69 kV | Line |  | 1 | OWLLKT 8 69.000 | 656097 | RENWICK8 69.000 | 656365 | 69
WAUE | TOPOLOGY%CO%DV%LINE%LN | Packard - Packard Tap 69 kV | Line |  | 1 | PACKARD8 69.000 | 656059 | PACKARDT8 69.000 | 656093 | 69
WAUE | TOPOLOGY%WAUE%WAUE%PACKRCBPLN69_1%1 | Packard Tap - Plainfield 69 kV | Line |  | 1 | PLAINFD8 69.000 | 656063 | PACKARDT8 69.000 | 656093 | 69
WAUE | TOPOLOGY%WAUE%WAUE%SIOUXPAHOJ23_1%1 | Pahoja - Sioux Falls 230 kV Ckt 1 | Line | WAUE.PAHOJA.SIOUXPAHOJ23_1.WAUE.SIOUXFL.230.230 | 1 | SIOUXFL4 230.00 | 652523 | PAHOJA 4 230.00 | 652578 | 230
WAUE | TOPOLOGY%WAUE%WAUE%PALERMO-PALGAS%A | Palermo - Palermo Gas Plant 115 kV | Line | WAUE.PALERMO2.PALERMO-PALGAS.WAUE.PALGASPL.115.115 | 1 | PALERMO -MW7115.00 | 655916 | PALGASPL-MW7115.00 | 655918 | 115
WAUE | TOPOLOGY%WAUE%WAUE%PALERSTANL11_1%1 | Palermo - Stanley 115 kV | Line |  | 1 | PALERMO -MW7115.00 | 659616 | STANLEY -MW7115.00 | 659617 | 115
WAUE | TOPOLOGY%WAUE%WAUE%PARSHALL_PLAZA%A | Parshall - Plaza 115 kV | Line | WAUE.PARSHALL.PARSHALL_PLAZA.WAUE.PLAZA.115.115 | 1 | PLAZA-1-2 115.00 | 655944 | PARSHALL-MW7115.00 | 659608 | 115
WAUE | TOPOLOGY%WAUE%WAUE%PARSHRAUB_11_1%1 | Parshall - Raub Tap 115kV | Line | WAUE.PARSHALL.PARSHRAUB_11_1.WAUE.RAUB_TAP.115.115 | 1 | PARSHALL-MW7115.00 | 659608 | RAUBTAP CP7115.00 | 659663 | 115
WAUE | TOPOLOGY%WAUE%WAUE%VANHOOK_PARSH%A | Parshall - Van Hook Tap 115kV | Line | WAUE.VAN_HOOK.VANHOOK_PARSH.WAUE.PARSHALL.115.115 | 1 | PARSHALL-MW7115.00 | 659608 | VANHOOK 7115.00 | 659620 | 115
WAUE | TOPOLOGY%WAUE%WAUE%PASWTSWEAZ69_1%1 | Passwater - Sweazy 69 kV | Line | WAUE.PASWTRCB.PASWTSWEAZ69_1.WAUE.SWEAZYCB.69.69 | 1 | PASSWATR8 69.000 | 656879 | SWEAZY G 69.000 | 656887 | 69
WAUE | TOPOLOGY%WAUE%WAUE%WEBSRPASWT69_1%1 | Passwater - Web Tap 69 kV | Line |  | 1 | WEB TAP8 69.000 | 656367 | PASSWATR8 69.000 | 656879 | 69
WAUE | TOPOLOGY%WAUE%WAUE%PATENT_JUDSON%A | Patent Gate - Judson 345kV | Line | WAUE.PATENT_G.PATENT_JUDSON.WAUE.JUDSON.345.345 | 1 | JUDSON 3345.00 | 659333 | PATENTGATE 3345.00 | 659390 | 345
WAUE | TOPOLOGY%WAUE%WAUE%PATENT_G_LCGAS%A | Patent Gate - LC Gas Plant 115 kV | Line | WAUE.PATENT_G.PATENT_G_LCGAS.WAUE.LCGASPLT.115.115 | [5 empty] | 115
WAUE | TOPOLOGY%WAUE%WAUE%PATG_LCSW11_1%1 | Patentgate - Lonesome Creek Switchyard 115 kV #1 | Line | WAUE.PATENT_G.PATG_LCSW11_1.WAUE.LCSWITCH.115.115 | 1 | LSSSWTCHST 7115.00 | 659349 | PATENTGATE 7115.00 | 659391 | 115
WAUE | TOPOLOGY%WAUE%WAUE%PATG_LCSW11_2%1 | Patentgate - Lonesome Creek Switchyard 115 kV #2 | Line | WAUE.PATENT_G.PATG_LCSW11_2.WAUE.LCSWITCH.115.115 | 2 | LSSSWTCHST 7115.00 | 659349 | PATENTGATE 7115.00 | 659391 | 115
WAUE | TOPOLOGY%WAUE%WAUE%PATENTIMBR11_1%1 | Patentgate - Timber Creek Tap 115 kV | Line | WAUE.PATENT_G.PATENTIMBR11_1.WAUE.TIMBR_CK.115.115 | 1 | PATENTGATE 7115.00 | 659391 | TIMBERCK-MK7115.00 | 659644 | 115
WAUE | TOPOLOGY%WAUE%WAUE%PLCNMLFRD69_1%1 | Pelican - Milford Tap 69 kV | Line | WAUE.PLCN.PLCNMLFRD69_1.WAUE.MLFRDTCB.69.69 | 1 | MFRDMNETP8 69.000 | 656517 | PELICAN8 69.000 | 656531 | 69
WAUE | TOPOLOGY%WAUE%WAUE%PLCNRANG69_1%1 | Pelican - Range 69 kV | Line |  | 1 | PELICAN8 69.000 | 656531 | RANGE 8 69.000 | 656542 | 69
WAUE | TOPOLOGY%WAUE%WAUE%PLCNTERRI69_1%1 | Pelican - Terrel Tap 69 kV | Line | WAUE.PLCN.PLCNTERRI69_1.WAUE.TERRILCB.69.69 | 1 | PELICAN8 69.000 | 656531 | TERRILT8 69.000 | 656589 | 69
WAUE | TOPOLOGY%WAUE%WAUE%PERKNDOON69_1%1 | Perkins J14 - Doon MEC 69 kV | Line | WAUE.PERKNSMC.PERKNDOON69_1.MEC.DOON.69.69 | 1 | J14PRKN8 69.000 | 659920 | DOONTAP8 69.000 | 635377 | 69
WAUE | TOPOLOGY%WAUE%WAUE%PETERSON_NHAMP%A | Peterson - Stoltz Park 69 kV | Line |  | 1 | PETERSON8 69.000 | 656061 | STOLTZPARK8 69.000 | 656099 | 69
WAUE | TOPOLOGY%WAUE%WAUE%PHILTPHILI23_1%1 | Philip - Philip Tap 230 kV Ckt 1 | Line | WAUE.PHILIP.PHILTPHILI23_1.WAUE.PHILTAP.230.230 | 1 | PHILIP 4 230.00 | 652486 | PHILTAP4 230.00 | 652488 | 230
WAUE | TOPOLOGY%WAUE%WAUE%PHILIWALL11_1%1 | Philip - Wall 115 kV | Line |  | 1 | PHILIP 7 115.00 | 652487 | WALL 7 115.00 | 652492 | 115
WAUE | TOPOLOGY%WAUE%WAUE%WANBLE_PHILIP%A | Philip - Wanblee 115 kV | Line | WAUE.WANBLEE.WANBLE_PHILIP.WAUE.PHILIP.115.115 | 1 | PHILIP 7 115.00 | 652487 | WANBLEE 7 115.00 | 652579 | 115
WAUE | TOPOLOGY%WAUE%WAUE%STAN_PICKC11_1%1 | Pick City - Stanton Tap 115kV | Line | WAUE.PICKCTY.STAN_PICKC11_1.WAUE.STAN_TP.115.115 | 1 | PICKCITY RR7115.00 | 659543 | STANTONTAP 7115.00 | 659300 | 115
WAUE | TOPOLOGY%WAUE%WAUE%PION_RECIP_4A%1 | Pioneer - Pioneer SS 4A 115 kV | Line | WAUE.PIONEERG.PION_RECIP_4A.WAUE.PION_SS.115.115 | [5 empty] | 115
WAUE | TOPOLOGY%WAUE%WAUE%PION_RECIP_6A%1 | Pioneer - Pioneer SS 6A 115 kV | Line | WAUE.PIONEERG.PION_RECIP_6A.WAUE.PION_SS.115.115 | [5 empty] | 115
WAUE | LINE%CURRENTLY%NOT%MODELED%IN%EMS | Pioneer - Pioneer Tap 69 kV | Line |  | 1 | PIONEER8 69.000 | 656361 | PIONRTP8 69.000 | 656363 | 69
WAUE | TOPOLOGY%WAUE%WAUE%PIONESTATL11_1%1 | Pioneer Generator GSU - Stateline 115 kV | Line |  | Z | PIONEER GEN7115.00 | 659347 | STATELINEMW7115.00 | 659624 | 115
WAUE | TOPOLOGY%WAUE%WAUE%PIONEER_SNAKEB%1 | Pioneer SS - Snake Butte Tap 115 KV | Line | WAUE.PION_SS.PIONEER_SNAKEB.WAUE.SNAKE_BT.115.115 | 1 |  |  | SNAKEBTT-SH7115.00 | 659626 | 115
WAUE | TOPOLOGY%WAUE%WAUE%PIONEER_STATEL%1 | Pioneer SS - Stateline 115 kV | Line | WAUE.PION_SS.PIONEER_STATEL.WAUE.STATLINE.115.115 | 1 | PION_SS 115.00 | 659623 | STATELINEMW7115.00 | 659624 | 115
WAUE | TOPOLOGY%WAUE%WAUE%CBPLNWAVMU69_1%1 | Plainfield - Waverly Jct. 69 kV | Line |  | 1 | PLAINFD8 69.000 | 656063 | WAVLY JC8 69.000 | 656083 | 69
WAUE | TOPOLOGY%MEC%MEC%PLNFLCBPLN69_1%1 | Plainfield MEC - Plainfield 69 kV | Line | MEC.PLNFLD.PLNFLCBPLN69_1.WAUE.CBPLNFLD.69.69 | 1 | PLNFDJT8 69.000 | 636283 | PLAINFD8 69.000 | 656063 | 69
WAUE | TOPOLOGY%CO%DV%LINE%LN | Plainsview - Heskett 69kV | Line | Not in EMS | [5 empty] | 69
WAUE | TOPOLOGY%WAUE%WAUE%PLESNRUGBY11_1%1 | Pleasant Lake Tap - Rugby 115 kV | Line | WAUE.RUGBY.PLESNRUGBY11_1.WAUE.PLESNTLK.115.115 | 1 | PLEASANT LK7115.00 | 652446 | RUGBY 7 115.00 | 652452 | 115
WAUE | TOPOLOGY%CO%DV%LINE%LN | Pleasant Valley - Enbridge 115 kV | Line | Not in EMS | [5 empty] | 115
WAUE | TOPOLOGY%CO%DV%LINE%LN | Pleasant Valley - Pleasant Valley MTE 115kV | Line | Not in EMS | [5 empty] | 115
WAUE | TOPOLOGY%WAUE%WAUE%WSTBNKTP_PLSNV%A | Pleasant Valley - W. Bank Tap 115 kV | Line | WAUE.WSTBNKTP.WSTBNKTP_PLSNV.WAUE.PLSNVLYW.115.115 | 1 | PVALLEY -MW7115.00 | 659602 | WSTBNKTP-MW7115.00 | 655953 | 115
WAUE | TOPOLOGY%WAUE%WAUE%PLSNTWHT_E11_1%1 | Pleasant Valley - White Earth 115 kV | Line | WAUE.WHT_ERTH.PLSNTWHT_E11_1.WAUE.PLSNVLYW.115.115 | 1 | PVALLEY -MW7115.00 | 659602 | WHTEARTHTP 7115.00 | 659630 | 115
WAUE | LINE%CURRENTLY%NOT%MODELED%IN%EMS | Plover - Plover Tap 69 kV | Line |  | 1 | PLOVER8 69.000 | 656533 | PLOVER T8 69.000 | 656535 | 69
WAUE | TOPOLOGY%WAUE%WAUE%POCHOPLOVE69_1%1 | Plover Tap - Pocahontas 69 kV | Line |  | 1 | PLOVER T8 69.000 | 656535 | POCHNTS8 69.000 | 656537 | 69
WAUE | TOPOLOGY%WAUE%WAUE%WHITMPLOVE69_1%1 | Plover Tap - Whitmore Jct. 69 kV | Line |  | 1 | WHITTJCT8 69.000 | 656377 | PLOVER T8 69.000 | 656535 | 69
WAUE | TOPOLOGY%MEC%MEC%PLYMOSIOUX16_1%1 | Plymoth MEC - Sioux City 161 kV Ckt 1 | Line |  | 1 | PLYMOTH5 161.00 | 635223 | SIOUXCY5 161.00 | 652566 | 161
WAUE | TOPOLOGY%WAUE%WAUE%POCAHONTAS_TIE%1 | Pocahontas - Pocahontas Pseudo 69 kV | Line | WAUE.POCHONT.POCAHONTAS_TIE.AMRN.POCAHMU.69.69 |  | POCHNTS8 69.000 | 656537 |  |  | 161
WAUE | TOPOLOGY%WAUE%WAUE%PWRSLKT_PWRSLK%A | Powers Lake - Powers Lake Tap 115 kV | Line | WAUE.PWRSLKTP.PWRSLKT_PWRSLK.WAUE.POWERSLK.115.115 | [5 empty] | 115
WAUE | LINE%CURRENTLY%NOT%MODELED%IN%EMS | PraireWinds SD - Wessington 230 kV Ckt 1 | Line |  | 1 | WESSINGTON 4230.00 | 652607 | SDPRAIRWND 4230.00 | 659295 | 230
WAUE | TOPOLOGY%WAUE%WAUE%PRESTAGE_TROY%A | Prestage - Sparboe (Troy) 69 kV | Line | WAUE.PRESTAGE.PRESTAGE_TROY.WAUE.SPRB.69.69 | 1 | PRESTAGE8 69.000 | 656915 | TROY8 69.000 | 656885 | 69
WAUE | TOPOLOGY%WAUE%WAUE%PRESTAGE_WALLK%A | Prestage - Wall Lake 69 kV | Line | WAUE.PRESTAGE.PRESTAGE_WALLK.WAUE.WALLAKCB.69.69 | 1 | PRESTAGEJCT869.000 | 656917 | WALLLKTP8 69.000 | 656899 | 69
WAUE | TOPOLOGY%WAUE%WAUE%RADCHUBBR69_1%1 | Radcliff - Hubbard Rural 69kV | Line | WAUE.RADC.RADCHUBBR69_1.ALTW.HUBBRDR.69.69 | 1 | HUBBRDRURAL869.000 | 630840 | RADCLIFF8 69.000 | 656791 | 69
WAUE | TOPOLOGY%WAUE%WAUE%GRDNCRADC69_1%1 | Radcliffe - Garden City 69 kV | Line | WAUE.RADC.GRDNCRADC69_1.WAUE.GRDNCTCB.69.69 | 1 | ROLANDTP8 69.000 | 656790 | RADCLIFF8 69.000 | 656791 | 69
WAUE | TOPOLOGY%WAUE%WAUE%RUSHMRAPID11_1%1 | Rapid City - Rushmore 115 kV | Line |  | 1 | RAPIDCY7 115.00 | 652490 | RUSHMRE7 115.00 | 652496 | 115
WAUE | TOPOLOGY%WAUE%WAUE%SIOUXRASMU23_1%1 | Rasmussen - Sioux City 230 kV Ckt 1 | Line |  | 1 | RASMUSN4 230.00 | 652536 | SIOUXCY4 230.00 | 652565 | 230
WAUE | TOPOLOGY%WAUE%WAUE%UTICARASMU23_1%1 | Rasmussen - Utica Junction 230 kV Ckt 1 | Line |  | 1 | UTICAJC4 230.00 | 652526 | RASMUSN4 230.00 | 652536 | 230
WAUE | TOPOLOGY%WAUE%WAUE%RAT_LROSS_11_1%1 | Rat Lake Tap - Ross Tap 115 kV | Line | WAUE.RAT_LAKE.RAT_LROSS_11_1.WAUE.ROSS_TAP.115.115 | 1 | ROSS -MW7115.00 | 659603 | RATLAKE 7115.00 | 659629 | 115
WAUE | TOPOLOGY%WAUE%WAUE%RAUB_ROSEG11_1%1 | Raub Tap - Roseglen 115 kV | Line |  | 1 | ROSEGLEN-CP7115.00 | 659662 | RAUBTAP-CP7 115.00 | 659663 | 115
WAUE | TOPOLOGY%MEC%MEC%RAUNSIOUX34_1%1 | Raun - Sioux City 345 kV Ckt 1 | Line | MEC.RAUN.RAUNSIOUX34_1.WAUE.SIOUXCY.345.345 | 1 | RAUN 3 345.00 | 635200 | SIOUXCY3 345.00 | 652564 | 345
WAUE | TOPOLOGY%WAUE%WAUE%REDFLD_DAC%A | Redfield - Dakota Access 115 kV | Line | WAUE.REDFLD.REDFLD_DAC.WAUE.DAC.115.115 | 1 | REDFLD 7 115.00 | 660002 | DAKOTA AC 115.00 | 659677 | 115
WAUE | TOPOLOGY%WAUE%WAUE%REINBREINB69_1%1 | Reinbeck - Hicks Tap 69 kV | Line | WAUE.REINBCK.REINBREINB69_1.WAUE.REINBCT.69.69 | 1 | REINBECK8 69.000 | 630861 | HICKSTAP 69.000 | 656307 | 69
WAUE | TOPOLOGY%WAUE%WAUE%REMBRNCP_MRTM%A | Rembrandt - Marathon Municipal 69kV | Line | WAUE.MRTM.REMBRNCP_MRTM.WAUE.REMBRNCP.69.69 | 1 | MARAMUNI8 69.000 | 656509 | REMBRNCP 69.000 | 656510 | 69
WAUE | TOPOLOGY%WAUE%WAUE%REMBRN_REMBCAP%A | Rembrandt - Rembrandt Cap 69kV | Line | WAUE.REMBRNCP.REMBRN_REMBCAP.WAUE.REMBRNCB.69.69 | 1 | REMBRNCP 69.000 | 656510 | REMBRNTP8 69.000 | 656545 | 69
WAUE | TOPOLOGY%WAUE%WAUE%REMBRREMBR69_1%1 | Rembrandt - Rembrandt Tap 69 kV | Line | WAUE.REMBRNCB.REMBRREMBR69_1.WAUE.REMBRNAL.69.69 | 1 | REMBRAND8 69.000 | 656543 | REMBRNTP8 69.000 | 656545 | 69
WAUE | TOPOLOGY%WAUE%WAUE%COTN_COUL_WEST%A | Richardson Coulee - Cotton Switch 69kV | Line | WAUE.COTTON_R.COTN_COUL_WEST.WAUE.R_COULEE.69.69 | 1 | R_COULEE69 69.000 | 652704 | COTTON_R 69.000 | 652705 | 69
WAUE | TOPOLOGY%WAUE%WAUE%RINARCB_SH69_1%1 | Rinard - Sherwood 69 kV | Line |  | 1 | RINARD8 69.000 | 656157 | SHRWOOD8 69.000 | 656159 | 69
WAUE | TOPOLOGY%WAUE%WAUE%RVRTODICKN69_1%1 | Riverton - Dickens 69 kV | Line | WAUE.RVRTONCB.RVRTODICKN69_1.WAUE.DICKNSCB.69.69 | 1 | RIVERTON8 69.000 | 630823 | DICKENS8 69.000 | 656437 | 69
WAUE | TOPOLOGY%WAUE%WAUE%SUMMIFORMN11_1%1 | Roberts County - Summit 115 kV | Line |  | 1 | SUMMIT-7 115.00 | 652522 | ROBERTS CO 7115.00 | 659171 | 115
WAUE | LINE%CURRENTLY%NOT%MODELED%IN%EMS | Rockford - Rockford Tap 69 kV | Line |  | 1 | RCKFRDJC8 69.000 | 656067 | ROCKFORD8 69.000 | 656071 | 69
WAUE | TOPOLOGY%WAUE%WAUE%RLNDGRDNC69_1%1 | Roland - Roland Tap 69 kV | Line | WAUE.RLND.RLNDGRDNC69_1.WAUE.GRDNCTCB.69.69 | 1 | ROLAND8 69.000 | 656783 | ROLANDTP8 69.000 | 656790 | 69
WAUE | TOPOLOGY%WAUE%WAUE%RLNDFERNA69_1%1 | Roland WAUE - Fernald ALTW 69 kV | Line | WAUE.RLND.RLNDFERNA69_1.ALTW.FERNALD.69.69 |  | FERNALD8 69.000 | 630710 | ROLAND8 69.000 | 656783 | 69
WAUE | TOPOLOGY%WAUE%WAUE%ROLETTE_THORNE%A | Rolette OTP - Thorne 115 kV | Line | WAUE.THORNE.ROLETTE_THORNE.OTP.ROLETTWA.115.115 | 1 | THORNE CP7115.00 | 659149 | ROLETTE7 115.00 | 659694 | 115
WAUE | TOPOLOGY%WAUE%WAUE%ROLLA2_THORNE%A | Rolla - Thorne 69kV | Line | WAUE.THORNE.ROLLA2_THORNE.WAUE.ROLLA2.69.69 | [5 empty] | 69
WAUE | LINE%CURRENTLY%NOT%MODELED%IN%EMS | Round Lake - Round Lake Tap 69 kV | Line |  | 1 | RNDLKETP8 69.000 | 656549 | ROUND LA8 69.000 | 656551 | 69
WAUE | TOPOLOGY%WAUE%WAUE%CHAR_CK_ROUNDP%A | Round Up (BEPC) - Charlie Creek 345kV | Line | WAUE.CHAR_CK.CHAR_CK_ROUNDP.WAUE.ROUNDUP.345.345 | 1 | CHAR.CK3 345.00 | 659183 | ROUNDUP 3345.00 | 659384 | 345
WAUE | TOPOLOGY%WAUE%WAUE%ROWENSPLIT11_1%1 | Rowena - Split Rock 115 kV | Line |  | 1 | SXF ROWENA 7115.00 | 659253 | SXF SPLT RK7115.00 | 659254 | 115
WAUE | TOPOLOGY%WAUE%WAUE%ROYLWISDO69_1%1 | Royal - Wisdom CT 69 kV | Line | WAUE.ROYL.ROYLWISDO69_1.WAUE.WISDOMCB.69.69 | 1 | ROYAL 8 69.000 | 630010 | WISDOM G 69.000 | 656573 | 69
WAUE | TOPOLOGY%WAUE%WAUE%RUGBY_RUGBYTAP%A | Rugby - Rugby Tap 115kV | Line | WAUE.RUGBY.RUGBY_RUGBYTAP.WAUE.RUGBYTAP.115.115 | Z | RUGBY 7 115.00 | 652452 | RUGBYTAP-CP7115.00 | 655665 | 115
WAUE | TOPOLOGY%WAUE%WAUE%TOWNERUGBY11_1%1 | Rugby - Towner 115 kV | Line | WAUE.TOWNER.TOWNERUGBY11_1.WAUE.RUGBY.115.115 | 1 | RUGBY 7 115.00 | 652452 | TOWNER 7 115.00 | 652453 | 115
WAUE | TOPOLOGY%WAUE%WAUE%RGBOTRUGBY11_1%A | Rugby Tap - Rugby OTP 115 kV | Line | WAUE.RUGBYTAP.RGBOTRUGBY11_1.OTP.RGBYOTP.115.115 | 1 | RUGBYTAP-CP7115.00 | 655665 | RUGBY -CP7115.00 | 655654 | 115
WAUE | TOPOLOGY%WAUE%WAUE%EASTRTH_RUTHVL%A | Ruthville Tap - East Ruthville 115 kV | Line | WAUE.EASTRUTH.EASTRTH_RUTHVL.WAUE.RUTHVLWA.115.115 | [5 empty] | 115
WAUE | TOPOLOGY%WAUE%WAUE%SAC_CLKVWT69_1%1 | Sac City CBPC - Lake View Jct. 69 kV | Line | WAUE.SAC_CTY.SAC_CLKVWT69_1.WAUE.LKVWTAP.69.69 | 1 | SACCITY8 69.000 | 635347 | SACJCT8 69.000 | 656979 | 69
WAUE | TOPOLOGY%WAUE%WAUE%CB_SASAC_C69_1%1 | Sac City CBPC - Sac City Jct 69 Kv | Line | WAUE.SAC_CTY.CB_SASAC_C69_1.WAUE.CB_SAC.69.69 | 1 | SAC CITY8 69.000 | 656975 | SACCTJCT8 69.000 | 656977 | 69
WAUE | TOPOLOGY%WAUE%WAUE%CB_SACB_SH69_1%1 | Sac City Jct - Sherwood 69 kV | Line | WAUE.CB_SAC.CB_SACB_SH69_1.WAUE.CB_SHRWD.69.69 | 1 | SHRWOOD8 69.000 | 656159 | SACCTJCT8 69.000 | 656977 | 69
WAUE | TOPOLOGY%WAUE%WAUE%SALTPSALM69_1%1 | Salem Tap - Salem 69kV | Line | WAUE.SALEM_ER.SALTPSALM69_1.WAUE.SALTP_ER.69.69 | 1 | SALTP_ER 169.000 | 652712 | SALEM_ER 169.000 | 652713 | 69
WAUE | TOPOLOGY%WAUE%WAUE%ER_SWSALT69_1%1 | Salem Tap - Switch 139 69kV | Line | WAUE.SALTP_ER.ER_SWSALT69_1.WAUE.ER_SW139.69.69 | 1 | SALTP_ER 169.000 | 652712 | ER_SW139 169.000 | 652715 | 69
WAUE | TOPOLOGY%WAUE%WAUE%SALIX_J__K1022%A | Salix - K102 - J5 69kV | Line | WAUE.K10215A8.SALIX_J__K1022.WAUE.SALIX_J.69.69 | 1 | SALIX 8 69.000 | 635236 | K10225A8 69.000 | 659923 | 69
WAUE | TOPOLOGY%WAUE%WAUE%SALIX_J__K1021%A | Salix - K102 - WSC 69kV | Line | WAUE.K10215A8.SALIX_J__K1021.WAUE.SALIX_J.69.69 | 1 | SALIX 8 69.000 | 635236 | K10215A8 69.000 | 659922 | 69
WAUE | TOPOLOGY%WAUE%WAUE%CHER_SCHAF_TMP%A | Schaffer - Cherry Creek 115 kV | Line | WAUE.SCHAFER.CHER_SCHAF_TMP.WAUE.CHERRYCK.115.115 | 1 | CHRRYCRK-MK7115.00 | 659640 | SCHAFER -MK7115.00 | 659598 | 115
WAUE | TOPOLOGY%WAUE%WAUE%CBSCHSAC69_1%1 | Schaller - SAC MEC 69 kV | Line | WAUE.CBSCHAL.CBSCHSAC69_1.MEC.SAC.69.69 | 1 | SAC 8 69.000 | 635341 | SCHALLER8 69.000 | 656981 | 69
WAUE | TOPOLOGY%MEC%MEC%SCHALSAC69_1%1 | Schaller - SOC Co 69 kV | Line |  | 1 | SCHALLER8 69.000 | 656981 | SAC 8 69.000 | 635341 | 69
WAUE | TOPOLOGY%WAUE%WAUE%SCHUMGLIDD69_1%1 | Schumacher - Glidden 69kV | Line | WAUE.SCHUMACH.SCHUMGLIDD69_1.WAUE.GLIDDNCB.69.69 | 1 | GLIDDEN8 69.000 | 656239 | SCHUMACHERT869.000 | 656255 | 69
WAUE | TOPOLOGY%WAUE%WAUE%SE_WLSTN_12_MI%A | SE Williston - 12 Mile 115 kV | Line | WAUE.SE_WLSTN.SE_WLSTN_12_MI.WAUE.12_MILE.115.115 |  | SEWLLSTN-MW7115.00 | 659638 | TWELVEMILMW7115.00 | 659639 | 115
WAUE | LINE%CURRENTLY%NOT%MODELED%IN%EMS | Sheffield - Swaledale Tap 69kV | Line | Not in EMS | 1 | MECSHDFT8 69.000 | 656199 | SWALEDAL8 69.000 | 656203 | 69
WAUE | TOPOLOGY%WAUE%WAUE%SHEFLSHEFL69_1%1 | Sheffield M WAUE - Sheffield MEC 69 kV | Line | WAUE.SHEFLDCB.SHEFLSHEFL69_1.MEC.SHEFLD.69.69 |  | SHEFFLD8 69.000 | 636316 | MECSHDFT8 69.000 | 656199 | 69
WAUE | TOPOLOGY%WAUE%WAUE%SHEFFSHEFL69_1%1 | Sheffield WAUE - Sheffield M 69 kV | Line | WAUE.SHEFFLD1.SHEFFSHEFL69_1.WAUE.SHEFLDCB.69.69 | 1 | MECSHDFT8 69.000 | 656199 | WSHEFFLD8 69.000 | 656205 | 69
WAUE | TOPOLOGY%WAUE%WAUE%WAVMUSHELR69_1%1 | Shell Rock Ethanol - Waverly Jct. 69 kV | Line |  | 1 | SHELLRCK8 69.000 | 656073 | WAVLY JC8 69.000 | 656083 | 69
WAUE | TOPOLOGY%WAUE%WAUE%CB_SHAUBRN69_1%1 | Sherwood WAUE - Auburn MEC 69 kV | Line | WAUE.CB_SHRWD.CB_SHAUBRN69_1.MEC.AUBRN2.69.69 |  | AUBRN 8 69.000 | 635328 | SHRWOOD8 69.000 | 656159 | 69
WAUE | TOPOLOGY%WAUE%WAUE%CB_SHRWELC69_1%1 | Sherwood WAUE - Rockwood City MEC 69 kV | Line | WAUE.CB_SHRWD.CB_SHRWELC69_1.MEC.RWELCTY.69.69 |  | RKWLCT+8 69.000 | 636091 | SHRWOOD8 69.000 | 656159 | 69
WAUE | TOPOLOGY%WAUE%WAUE%SHN_JCT_SHINES%A | Shine - Shine Jct. 69 kV | Line | WAUE.SHIN_JCT.SHN_JCT_SHINES.WAUE.SHINES.69.69 | 1 | SPNCRSHINE8 69.000 | 656615 | SHIN_JCT 69.000 | 656619 | 69
WAUE | TOPOLOGY%WAUE%WAUE%SHINES_SPNCRSE%A | Shine - Spencer S.E. 69 kV | Line | WAUE.SHINES.SHINES_SPNCRSE.WAUE.SPNCR_SE.69.69 | 1 | SPNCRSHINE8 69.000 | 656615 | SPNCRSE8 69.000 | 656613 | 69
WAUE | TOPOLOGY%WAUE%WAUE%SP_E_JCT_SHINJ%A | Shine Jct. - Spencer E. Jct. 69 kV | Line | WAUE.SP_E_JCT.SP_E_JCT_SHINJ.WAUE.SHIN_JCT.69.69 | 1 | SP_E_JCT 69.000 | 656617 | SHIN_JCT 69.000 | 656619 | 69
WAUE | TOPOLOGY%WAUE%WAUE%SHIRLMI_CT11_1%1 | Shirley Tap - Miles City 2 115 kV | Line | WAUE.SHIRLEYP.SHIRLMI_CT11_1.WAUE.MI_CTYE.115.115 | 1 | SHIRLEY TAP 115.00 | 652395 | MI CTYE7 115.00 | 652412 | 115
WAUE | TOPOLOGY%WAUE%WAUE%SIDNESTEGA34_1%1 | Sidney - Stegall 345 kV Ckt 1 | Line |  | 1 | SIDNEY 3 345.00 | 659133 | STEGALL3 345.00 | 659135 | 345
WAUE | TOPOLOGY%WAUE%WAUE%SPENCSIOUX16_1%1 | Sioux City - Spencer 161 kV Ckt 1 | Line |  | 1 | SPENCER5 161.00 | 652563 | SIOUXCY5 161.00 | 652566 | 161
WAUE | TOPOLOGY%WAUE%WAUE%SPLT_SIOUX34_1%1 | Sioux City - Split Rock 345 kV Ckt 1 | Line | WAUE.SPLT_RT.SPLT_SIOUX34_1.WAUE.SIOUXCY.345.345 | 1 | SPLT RK3 345.00 | 601006 | SIOUXCY-LNX3345.00 | 652864 | 345
WAUE | TOPOLOGY%NSP%NSP%SIOUXSPLIT23_1%1 | Sioux Falls - Split Rock 230 kV Ckt 1 | Line | NSP.SPLIT_R.SIOUXSPLIT23_1.WAUE.SIOUXFL.230.230 | 1 | SPLT RK4 230.00 | 602004 | SIOUXFL4 230.00 | 652523 | 230
WAUE | TOPOLOGY%WAUE%WAUE%VFODNSIOUX23_1%1 | Sioux Falls - V Fodness 230 kV Ckt 1 | Line | WAUE.SIOUXFL.VFODNSIOUX23_1.WAUE.VFODNESS.230.230 | 1 | VFODNES4 230.00 | 652398 | SIOUXFL4 230.00 | 652523 | 230
WAUE | TOPOLOGY%WAUE%WAUE%SIOUXWBRAN11_1%1 | Sioux Falls - West Brandon 115 kV | Line |  | 1 | SIOUXFL7 115.00 | 652524 | SXF WBRANDN7115.00 | 659250 | 115
WAUE | TOPOLOGY%WAUE%WAUE%6MILESPLIT11_1%1 | Six Mile Road - Split Rock 115 kV | Line | WAUE.6MILE_RD.6MILESPLIT11_1.WAUE.SPLITROK.115.115 | 1 | SXF SPLT RK7115.00 | 659254 | SXF 6 MI RD7115.00 | 659255 | 115
WAUE | TOPOLOGY%WAUE%WAUE%SALIX_SLOAN%A | Sloan - Salix MEC 69 kV | Line | [6 empty] | 69
WAUE | TOPOLOGY%WAUE%WAUE%SNELLSNELL69_1%1 | Snell - Snell Tap 69 kV | Line | WAUE.SNELLJCB.SNELLSNELL69_1.WAUE.SNELL.69.69 | 1 | SNELL8 69.000 | 656881 | SNELLTAP8 69.000 | 656883 | 69
WAUE | TOPOLOGY%WAUE%WAUE%VINCESNELL69_1%1 | Snell - Vincent Kirstein 69 kV | Line | WAUE.SNELL.VINCESNELL69_1.WAUE.VINCENT.69.69 | 1 | SNELL8 69.000 | 656881 | VINCENT8 69.000 | 656893 | 69
WAUE | TOPOLOGY%WAUE%WAUE%SNELLSUB_V69_1%1 | Snell Tap - Sub VFD 69 kV | Line | WAUE.SNELLJCB.SNELLSUB_V69_1.WAUE.SUB_VFD.69.69 | [5 empty] | 69
WAUE | TOPOLOGY%WAUE%WAUE%SNELJC-DNCMJCT%A | Snell Tap - Sweazy Jct. 69 kV | Line | WAUE.SNELLJCB.SNELJC-DNCMJCT.WAUE.DNCMBJCT.69.69 | 1 | SNELLTAP8 69.000 | 656883 | SWEAZYJC8 69.000 | 656889 | 69
WAUE | TOPOLOGY%WAUE%WAUE%VINCTTP_SNELJC%A | Snell Tap - Vincent Jct. 69 kV | Line | WAUE.VINCTTP.VINCTTP_SNELJC.WAUE.SNELLJCB.69.69 | 1 | SNELLTAP8 69.000 | 656883 | VINCTJCT8 69.000 | 656895 | 69
WAUE | TOPOLOGY%GRE%GRE%SOURIMINOT11_1%1 | Souris - Mallard NSP 115 kV | Line | GRE.SOURIS.SOURIMINOT11_1.WAUE.MINOT.115.115 | 1 | SOURIS 7 115.00 | 603022 | MALLARD7 115.00 | 603023 | 115
WAUE | TOPOLOGY%CO%DV%LINE%LN | Southeast Williston - Twelve Mile 115 kV | Line |  | 1 | SEWLLSTN-MW7115.00 | 659638 | TWELVEMILMW7115.00 | 659639 | 115
WAUE | TOPOLOGY%WAUE%WAUE%SPRBEAGLG69_1%1 | Sparboe - Eagle Gove 69 kV | Line | WAUE.SPRB.SPRBEAGLG69_1.WAUE.EAGLGROC.69.69 | 1 | EAGLE GR8 69.000 | 656345 | TROY8 69.000 | 656885 | 69
WAUE | TOPOLOGY%WAUE%WAUE%SPENCER_EVERLY%A | Spencer - Everlyn 69 kV | Line | WAUE.SPENCER.SPENCER_EVERLY.WAUE.EVERLYN8.69.69 | 1 | EVERLYN8 69.000 | 630028 | SPENCER8_WAP69.000 | 652581 | 69
WAUE | TOPOLOGY%WAUE%WAUE%SPENCER_SPSJCT%A | Spencer - Spencer S. Jct. 69 kV | Line | Spencer - Spencer S. Jct. 69 kV | 1 | SPENCER8_WAP69.000 | 652581 | SPENCRMU G 69.000 | 656555 | 69
WAUE | TOPOLOGY%WAUE%WAUE%WISDOSPENC16_1%1 | Spencer - Wisdom 161 kV Ckt 1 | Line |  | 1 | SPENCER5 161.00 | 652563 | WISDOM5 161.00 | 656570 | 161
WAUE | TOPOLOGY%WAUE%WAUE%SPENCWISDO69_1%1 | Spencer - Wisdom CT 69 kV | Line |  | 1 | SPENCER8_WAP69.000 | 652581 | WISDOM G 69.000 | 656573 | 69
WAUE | TOPOLOGY%WAUE%WAUE%SP_EJCT_SPCNTR%A | Spencer Center - Spencer E. Jct. 69 kV | Line | WAUE.SP_E_JCT.SP_EJCT_SPCNTR.WAUE.SPN_CNTR.69.69 | 1 | SPENCERC8 69.000 | 656605 | SP_E_JCT 69.000 | 656617 | 69
WAUE | TOPOLOGY%WAUE%WAUE%SPNCR_W_SPCNTR%A | Spencer Center - Spencer West 69 kV | Line | WAUE.SPNCR_W.SPNCR_W_SPCNTR.WAUE.SPN_CNTR.69.69 | 1 | SPENCERC8 69.000 | 656605 | SPENCERW8 69.000 | 656609 | 69
WAUE | TOPOLOGY%WAUE%WAUE%SP_E_SP_E_JCT%A | Spencer East - Spencer E. Jct. 69 kV | Line | WAUE.SPNCR_E.SP_E_SP_E_JCT.WAUE.SP_E_JCT.69.69 | 1 | SPENCERE8 69.000 | 656607 | SP_E_JCT 69.000 | 656617 | 69
WAUE | TOPOLOGY%WAUE%WAUE%SPSJCT_SPNCR_W%A | Spencer S. Jct. - Spencer W. 69 kV | Line | WAUE.SP_SOJCT.SPSJCT_SPNCR_W.WAUE.SPNCR_W.69.69 | 1 | SPENCRMU G 69.000 | 656555 | SPENCERW8 69.000 | 656609 | 69
WAUE | TOPOLOGY%WAUE%WAUE%SPNCRS_SPNCRSE%A | Spencer S.E. - Spencer S. 69 kV | Line | WAUE.SPNCR_SO.SPNCRS_SPNCRSE.WAUE.SPNCR_SE.69.69 | 1 | SPNCRSE8 69.000 | 656613 | SPENCERS8 69.000 | 656611 | 69
WAUE | TOPOLOGY%WAUE%WAUE%SPSJCT_SPNCRSO%A | Spencer South - Spencer S. Jct. 69 kV | Line | WAUE.SP_SOJCT.SPSJCT_SPNCRSO.WAUE.SPNCR_SO.69.69 | 1 | SPENCERS8 69.000 | 656611 | SPENCRMU G 69.000 | 656555 | 69
WAUE | TOPOLOGY%WAUE%WAUE%VERMLN_SPIRITM%A | Spirit Mound - Vermillion 115 kV | Line | WAUE.VERMLN.VERMLN_SPIRITM.WAUE.SPIRITM.115.115 | 1 | VERMLN 7 115.00 | 658100 | SPIRITM7 115.00 | 659121 | 115
WAUE | TOPOLOGY%WAUE%WAUE%VERMLNE_SPIRIT%A | Spirit Mound - Vermillion N.E. 115 kV | Line | WAUE.VERMLNNE.VERMLNE_SPIRIT.WAUE.SPIRITM.115.115 | 1 | VERMLNE 7 115.00 | 658101 | SPIRITM7 115.00 | 659121 | 115
WAUE | TOPOLOGY%WAUE%WAUE%SPLT_WHITE34_1%1 | Split Rock - White 345 kV Ckt 1 | Line |  | 1 | SPLT RK3 345.00 | 601006 | WHITE 3 345.00 | 652537 | 345
WAUE | TOPOLOGY%WAUE%WAUE%TRUEOSQUAW11_1%1 | Squaw Gap - Redwing/True 115 kV | Line | WAUE.TRUEOIL.TRUEOSQUAW11_1.WAUE.SQUAWGP.115.115 | 1 | SQUAWGP7 115.00 | 659191 | TRUEOIL -MK7115.00 | 659643 | 115
WAUE | TOPOLOGY%SGE%SGE%STEGALL_DCTIE%1 | Stegall - Stegall DC Tie 230 kV | Line |  | 1 | STEGALL4 230.00 | 652573 | STEGALDC 230.00 | 659170 | 230
WAUE | TOPOLOGY%WAUE%WAUE%WAYSISTEGA23_1%1 | Stegall - Wayside 230 kV Ckt 1 | Line |  | 1 | WAYSIDE4 230.00 | 640404 | STEGALL-LNX3230.00 | 652573 | 230
WAUE | TOPOLOGY%WAUE%WAUE%WESSPSTORL23_1%1 | Storla - Wessington 230 kV Ckt 1 | Line | WAUE.STORLA.WESSPSTORL23_1.WAUE.WESSPRNG.230.230 | 1 | WESSINGTON 4230.00 | 652607 | STORLA 4 230.00 | 659122 | 230
WAUE | TOPOLOGY%WAUE%WAUE%STORLWOONS11_1%1 | Storla - Woonsocket 115 kV | Line |  | 1 | WOONSKT7 115.00 | 652528 | STORLA 7 115.00 | 659123 | 115
WAUE | TOPOLOGY%WAUE%WAUE%MILSNSTRML69_1%1 | Storm Lake - Miles Nelson 69kV | Line | [6 empty] | 69
WAUE | TOPOLOGY%WAUE%WAUE%TRUSDSTRML69_1%1 | Storm Lake - Truesdale 69 kV | Line | WAUE.STRMLKCB.TRUSDSTRML69_1.WAUE.TRUSDLCB.69.69 | 1 | STM LKJ8 69.000 | 656559 | TRUESDAL8 69.000 | 656567 | 69
WAUE | TOPOLOGY%WAUE%WAUE%MANSOTWINL69_1%1 | Sub MTP - Twin Lakes Jct. 69 kV | Line |  | 1 | SUB MTP8 69.000 | 656161 | TWLK JCT8 69.000 | 656165 | 69
WAUE | TOPOLOGY%WAUE%WAUE%WHITLSULLY23_1%1 | Sully Buttes - Whitlock 230 kV Ckt 1 | Line | WAUE.SULLYBT.WHITLSULLY23_1.WAUE.WHITLKWP.230.230 | 1 | SULLYBT-LNX3230.00 | 652821 | WHITLOK4 230.00 | 652527 | 230
WAUE | TOPOLOGY%WAUE%WAUE%SULLYBT_LNX%A | Sully Buttes Bus Tie | Line | WAUE.SULLYBT.SULLYBT_LNX.WAUE.SULLYBT.230.230 | 1 | SULLYBT8 69.000 | 652285 | SULLYBT4 230.00 | 652521 | 230
WAUE | TOPOLOGY%WAUE%WAUE%WATERSUMMI11_1%1 | Summit - Watertown 115 kV | Line |  | 1 | SUMMIT-7 115.00 | 652522 | WATERTN7 115.00 | 652531 | 115
WAUE | TOPOLOGY%WAUE%WAUE%SUMNR_TRIPLTP%A | Sumner Tap - Tripoli Tap 69 kV | Line |  | 1 | TRIPOLIT8 69.000 | 656027 | SUMNERJC8 69.000 | 656077 | 69
WAUE | TOPOLOGY%MEC%MEC%WRIGHSWEAZ69_1%1 | Sweazy WAUE - Wright MEC 69kV | Line | WAUE.SWEAZYCB.WRIGHSWEAZ69_1.MEC.WRIGHT2.69.69 | 1 | SWEAZY G 69.000 | 656887 | WRIGHT 8 69.000 | 636051 | 69
WAUE | TOPOLOGY%WAUE%WAUE%ER_SWHANLO69_1%1 | Switch 159 - Hanlon 69kV | Line | WAUE.HANLON.ER_SWHANLO69_1.WAUE.ER_SW159.69.69 | 1 | HANLON18 69.000 | 652278 | ER_SW159 169.000 | 652714 | 69
WAUE | TOPOLOGY%WAUE%WAUE%ER_SWSALEM69_1%1 | Switch 159 - Salem 69kV | Line | WAUE.ER_SW159.ER_SWSALEM69_1.WAUE.SALEM_ER.69.69 | 1 | SALEM_ER 169.000 | 652713 | ER_SW159 169.000 | 652714 | 69
WAUE | LINE%CURRENTLY%NOT%MODELED%IN%EMS | Tall Corn Ethanol - Tall Corn Ethanol Tap 69 kV | Line |  | 1 | TCE8 69.000 | 656243 | TCE TAP8 69.000 | 656245 | 69
WAUE | TOPOLOGY%WAUE%WAUE%TANDE_TANDELNX%A | Tande - Tande ZBR 345 kV | Line | WAUE.TANDE.TANDE_TANDELNX.WAUE.TANDLNX.345.345 |  | TANDE 345.00 | 652580 | TANDELNX 345.00 | 659579 | 345
WAUE | TOPOLOGY%WAUE%WAUE%TOYNETEMPL69_1%1 | Templeton - Toyne 69 kV | Line |  | 1 | TEMPLTON8 69.000 | 656247 | TOYNE8 69.000 | 656249 | 69
WAUE | TOPOLOGY%WAUE%WAUE%TOYNETMPLT69_1%1 | Templeton MEC - Toyne 69kV | Line | MEC.TMPLTN.TOYNETMPLT69_1.WAUE.TOYNE_CB.69.69 | 1 | TEMPLTN8 69.000 | 635325 | TOYNE8 69.000 | 656249 | 69
WAUE | LINE%CURRENTLY%NOT%MODELED%IN%EMS | Terrel - Terrel Tap 69 kV | Line |  | 1 | TERRIL8 69.000 | 656565 | TERRILT8 69.000 | 656589 | 69
WAUE | TOPOLOGY%WAUE%WAUE%TERRYSHIRL11_1%1 | Terry Tap - Shirley Tap 115 kV | Line | WAUE.TERRYTAP.TERRYSHIRL11_1.WAUE.SHIRLEYP.115.115 | 1 | TERRY TAP 115.00 | 652394 | SHIRLEY TAP 115.00 | 652395 | 115
WAUE | TOPOLOGY%WAUE%WAUE%DUNSEITH_THORN%A | Thorne - Dunseith Tap NCE 69kV | Line | WAUE.DUNSEITH.DUNSEITH_THORN.WAUE.THORNE.69.69 | 1 | THORNE 69 69.000 | 652469 | DUNSEITH 69.000 | 659670 | 69
WAUE | TOPOLOGY%WAUE%WAUE%THORNE_TURTLMT%A | Thorne - Turtle Mountain Tap NCE 69kV | Line | WAUE.THORNE.THORNE_TURTLMT.WAUE.TURTLMTN.69.69 | 1 | THORNE 69 69.000 | 652469 | TURTLMTN 69.000 | 659672 | 69
WAUE | DONT%MAP%TO%EMS%PLEASE | Tioga - BDV 230 kV | Line |  | 1 | TIOGA4 4 230.00 | 661084 | BDV 4230.00 | 672603 | 230
WAUE | TOPOLOGY%WAUE%WAUE%TIOGATIOWP23_1%1 | Tioga - Boundary Dam SPC 230kV | Line | WAUE.TIOGATIOWP23_1-TIOGAWP.SPC.230.230 | 1 | BDV 4230.00 | 672603 | TIOGA4 4 230.00 | 661084 | 230
WAUE | TOPOLOGY%WAUE%WAUE%WHEELTIOGA23_1%1 | Tioga - Wheelock WAUE 230 kV Ckt 1 | Line |  | 1 | WHEELOCK 4230.00 | 659362 | TIOGA4 4 230.00 | 661084 | 230
WAUE | TOPOLOGY%WAUE%WAUE%TRAJTRAER69_1%1 | Traer WAUE - Traer ALTW 69 kV | Line | WAUE.TRAJ.TRAJTRAER69_1.ALTW.TRAER.69.69 |  | TRAER 8 69.000 | 630027 | TRAERTAP8 69.000 | 656299 | 69
WAUE | TOPOLOGY%CO%DV%LINE%LN | Tripoli - Tripoli Tap 69 kV | Line |  | 1 | TRIPOLIT8 69.000 | 656027 | TRIPOLI 69 69.000 | 656079 | 69
WAUE | TOPOLOGY%CO%DV%LINE%LN | Tripp - Yankton Jct 115kV | Line | Not in EMS | [5 empty] | 115
WAUE | TOPOLOGY%WAUE%WAUE%TRUSDBVIST69_1%1 | Truesdale WFEC - Buena Vista MEC 69 kV | Line | WAUE.TRUSDLCB.TRUSDBVIST69_1.MEC.BVISTA.69.69 |  | BVISTA 8 69.000 | 635281 | TRUESDAL8 69.000 | 656567 | 69
WAUE | TOPOLOGY%WAUE%WAUE%TURTLMTN_WOLFC%A | Turtle Mountain Tap - Wolfcreek 69 kV | Line | WAUE.TURTLMTN.TURTLMTN_WOLFC.WAUE.WOLFCREK.69.69 | 1 | TURTLMTN-CP869.000 | 659672 | WOLFCREK-CP869.000 | 659673 | 69
WAUE | TOPOLOGY%WAUE%WAUE%12MILE_N12MILE%A | Twelve Mile - North Twelve Mile 115 kV | Line | WAUE.12_MILE.12MILE_N12MILE.WAUE.N12_MILE.115.115 | 1 | TWELVEMILMW7115.00 | 659639 | N12MILE 115.00 | 655959 | 115
WAUE | TOPOLOGY%WAUE%WAUE%12_MILE%SE_WLSTN_12_MI%1 | Twelve Mile - North Williston 115 kV | Line | WAUE.12_MILE.12_MIN_WLS11_1.WAUE.N_WLSTN.115.115 | 1 | 12mile |  | Williston |  | 115
WAUE | TOPOLOGY%WAUE%WAUE%12_MILE%12_MILE_EPPING%1 | Twelve Mile MTE - Wheelock 115kV ckt 1 | Line | WAUE.WHEELOK.12_MIWHEEL11_1.WAUE.12_MILE.115.115 | 1 | WHEELOCK 7115.00 | 659363 | TWELVEMILMW7115.00 | 659639 | 115
WAUE | LINE%CURRENTLY%NOT%MODELED%IN%EMS | Twin Lakes - Twin Lakes Jct. 69 kV | Line |  | 1 | TWINLAKE8 69.000 | 656163 | TWLK JCT8 69.000 | 656165 | 69
WAUE | TOPOLOGY%WAUE%WAUE%WH_SWTYNDA11_1%1 | Tyndall - White Swan 115 kV | Line | WAUE.WH_SWAN.WH_SWTYNDA11_1.WAUE.TYNDALL.115.115 | 1 | WH SWAN7 115.00 | 652463 | TYNDALL7 115.00 | 652525 | 115
WAUE | TOPOLOGY%WAUE%WAUE%TYNDAYKNTJ11_1%1 | Tyndall - Yankton Junction 115 kV | Line | WAUE.YKNTJCT.TYNDAYKNTJ11_1.WAUE.TYNDALL.115.115 | 1 | TYNDALL7 115.00 | 652525 | YKNTJCT7 115.00 | 660006 | 115
WAUE | TOPOLOGY%WAUE%WAUE%TYRONE_ZAHL%A | Tyrone - Zahl 115 kV | Line | WAUE.TYRONEMW.TYRONE_ZAHL.WAUE.ZAHL.115.115 | 1 | TYRONE -MW7115.00 | 655956 | ZAHL -MW7115.00 | 655955 | 115
WAUE | TOPOLOGY%WAUE%WAUE%UTICAJC_NAPAJ%A | Utica Junction - Napa Junction 115 kV | Line | WAUE.NAPAJCT7.UTICAJC_NAPAJ.WAUE.UTICAJC.115.115 | 1 | UTICAJC7 115.00 | 652626 | NAPA JCT7 115.00 | 660026 | 115
WAUE | TOPOLOGY%WAUE%WAUE%VFODNUTICA23_1%1 | Utica Junction - V Fodness 230 kV Ckt 1 | Line | WAUE.VFODNESS.VFODNUTICA23_1.WAUE.UTICAJC.230.230 | 1 | VFODNES4 230.00 | 652398 | UTICAJC4 230.00 | 652526 | 230
WAUE | TOPOLOGY%CO%DV%LINE%LN | Valley CIty - South Side Sub CVC 115kV | Line | Not in EMS | [5 empty] | 115
WAUE | LINE%CURRENTLY%NOT%MODELED%IN%EMS | Valley City - Valley City Sub MPC 69kV | Line | Not in EMS | [5 empty] | 69
WAUE | TOPOLOGY%WAUE%WAUE%KEENEVEEDE11_1%1 | Veeder - Keene 115 kV | Line | WAUE.VEEDER.KEENEVEEDE11_1.KEENE_MK.115.115 | 1 | KEENE -MK7115.00 | 659648 | VEEDER -MK7115.00 | 659649 | 115
WAUE | TOPOLOGY%WAUE%WAUE%VERMLN_VERMLNE%A | Vermillion - Vermillion N.E. 115 kV | Line | WAUE.VERMLN.VERMLN_VERMLNE.WAUE.VERMLNNE.115.115 | 1 | VERMLN 7 115.00 | 658100 | VERMLNE 7 115.00 | 658101 | 115
WAUE | LINE%CURRENTLY%NOT%MODELED%IN%EMS | Vernon - Vernon Tap 69 kV | Line |  | 1 | VERNON8 69.000 | 656569 | VERNONTA8 69.000 | 656579 | 69
WAUE | TOPOLOGY%WAUE%WAUE%VERNOWALNG69_1%1 | Vernon Tap - Wallingford 69 kV | Line |  | 1 | WLNGFRD8 69.000 | 656575 | VERNONTA8 69.000 | 656579 | 69
WAUE | TOPOLOGY%WAUE%WAUE%VIBORER_CN69_1%1 | Viborg - Centerville 69kV | Line | WAUE.ER_CNTRV.VIBORER_CN69_1.WAUE.VIBOR_ER.69.69 | 1 | ER_CNTRV 169.000 | 652634 | VIBOR_ER 169.000 | 652636 | 69
WAUE | TOPOLOGY%WAUE%WAUE%VINCTVINCE69_1%1 | Vincent Jct. - Vincent Kirstein 69 kV | Line |  | 1 | VINCENT8 69.000 | 656893 | VINCTJCT8 69.000 | 656895 | 69
WAUE | TOPOLOGY%WAUE%WAUE%WEBSTVINCT69_1%1 | Vincent Jct. - Webster 69 kV | Line | WAUE.WEBSTRCB.WEBSTVINCT69_1.WAUE.VINCTTP.69.69 | 1 | WEBSTER8_WAP69.000 | 656369 | VINCTJCT8 69.000 | 656895 | 69
WAUE | TOPOLOGY%WAUE%WAUE%WALLWICKS11_1%1 | Wall - Wicksville 115 kV | Line | WAUE.WICKSVL.WALLWICKS11_1.WAUE.WALL.115.115 | 1 | WALL 7 115.00 | 652492 | WICKSVL7 115.00 | 652493 | 115
WAUE | TOPOLOGY%WAUE%WAUE%WLLMSWALLL69_1%1 | Wall Lake WAUE - Willemssen 69 kV | Line | WAUE.WALLAK_W.WLLMSWALLL69_1.WAUE.WLLMSNCB.69.69 | 1 | WALL LK8 69.000 | 636236 | WILLEMSN8 69.000 | 656903 | 69
WAUE | TOPOLOGY%WAUE%WAUE%WALNGGRAET69_1%1 | Wallingford CBPC - Graettinger 69 kV | Line | WAUE.WALNGFCB.WALNGGRAET69_1.WAUE.GRAETNMU.69.69 | 1 | GRAETTEN8 69.000 | 656479 | WLNGFRD8 69.000 | 656575 | 69
WAUE | TOPOLOGY%WAUE%WAUE%WFRTWALNG69_1%1 | Wallingford CBPC - Wallingford ALT 69 kV | Line | WAUE.WALNGFCB.WFRTWALNG69_1.WAUE.WFRT.69.69 | 1 | WALNGFD8 69.000 | 630254 | WLNGFRD8 69.000 | 656575 | 69
WAUE | TOPOLOGY%WAUE%WAUE%WATERWATER23_1%1 | Watertown - Watertown Cap 230 kV | Line | WAUE.WATERTN.WATERWATER23_1.WAUE.WATERSVC.230.230 | Z | WATERTN4 230.00 | 652530 | WATERTNCAP 4230.00 | 652630 | 230
WAUE | LINE%CURRENTLY%NOT%MODELED%IN%EMS | Watertown - Watertown East 115 kV | Line |  | 1 | WATERTN7 115.00 | 652531 | WTREAST7 115.00 | 658088 | 115
WAUE | LINE%CURRENTLY%NOT%MODELED%IN%EMS | Watertown - Watertown Pelican 115 kV | Line |  | 1 | WATERTN7 115.00 | 652531 | WTRPELI7 115.00 | 658094 | 115
WAUE | TOPOLOGY%WAUE%WAUE%WATERWHITE34_1%1 | Watertown - White 345 kV Ckt 1 | Line | WAUE.WATERTN.WATERWHITE34_1.WAUE.WHITE.345.345 | 1 | WATERTN-LNX3345.00 | 652829 | WHITE 3 345.00 | 652537 | 345
WAUE | TOPOLOGY%WAUE%WAUE%WATERWATER11_1%1 | Watertown East - Watertown Power Plant 115 kV | Line |  | 1 | WTREAST7 115.00 | 658088 | WTRTNPP 115.00 | 658090 | 115
WAUE | TOPOLOGY%CO%DV%LINE%LN | Watertown Pelican - Watertown West 115 kV | Line |  | 1 | WTRWEST7 115.00 | 658092 | WTRPELI7 115.00 | 658094 | 115
WAUE | TOPOLOGY%WAUE%WAUE%WATERWATER11_2%1 | Watertown Power Plant - Watertown West 115 kV | Line |  | 1 | WTRTNPP 115.00 | 658090 | WTRWEST7 115.00 | 658092 | 115
WAUE | TOPOLOGY%WAUE%WAUE%WATFORD_WLSTN2%A | Watford City - Williston 2 230 KV | Line | WAUE.WATFORD.WATFORD_WLSTN2.WAUE.WILISTN2.230.230 | 1 | WATFORD4 230.00 | 652216 | WILISTN4 230.00 | 652400 | 230
WAUE | TOPOLOGY%WAUE%WAUE%WEBSTWEBST16_1%1 | Webster WAUE - Webster MEC 161 kV | Line | WAUE.WEBSTRCB.WEBSTWEBST16_1.MEC.WEBSTER2.161.161 |  | WEBSTER5 161.00 | 636001 | STARBUS489 1.0000 | 999489 | 161
waue | TOPOLOGY%ALTW%ALTW%WELSBWELSB69_1%1 | Wellsburg - WELSBRG 69 kV | Line |  |  | Wellsburg |  | Wellsburg |  | 69
WAUE | TOPOLOGY%WAUE%WAUE%WELBRWELS_69_1%1 | Welsburg - Welsburg East Tap 69 kV | Line | [6 empty] | 69
WAUE | TOPOLOGY%WAUE%WAUE%WBENDWHITT69_1%1 | West Bend Tap - Whitmore 69 kV | Line | WAUE.WBENDMUN.WBENDWHITM69_1.WAUE.WHITTEMR.69.69 | 1 | WEST B T8 69.000 | 656371 | WEST BEN8 69.000 | 656373 | 69
WAUE | TOPOLOGY%WAUE%WAUE%WBENDWHITM69_1%1 | West Bend Tap - Whitmore Jct. 69 kV | Line | WAUE.WBENDMUN.WBENDWHITM69_1.WAUE.WHITMR.69.69 | 1 | WEST B T8 69.000 | 656371 | WHITTJCT8 69.000 | 656377 | 69
WAUE | TOPOLOGY%WAUE%WAUE%WSTBOTJC_DUNNI%A | West Bottineau Jct - Dunning 115kV | Line | WAUE.WSTBOTJC.WSTBOTJC_DUNNI.WAUE.DUNNING.115.115 | 1 | WHITBY -CP7115.00 | 659150 | DUNNING7 115.00 | 659166 | 115
WAUE | TOPOLOGY%WAUE%WAUE%HURONWESTP11_1%1 | West Park - Huron Tap 115 kV | Line | WAUE.WESTPRK.HURONWESTP11_1.WAUE.HURONTAP.115.115 | 1 | HURONWP7 115.00 | 660003 | BTAP WP7 115.00 | 660009 | 115
WAUE | TOPOLOGY%WAUE%WAUE%MITCHWESTP11_1%1 | West Park - Mitchell Northwest 115 kV | Line | WAUE.WESTPRK.MITCHWESTP11_1.WAUE.MITCHNW.115.115 | 1 | HURONWP7 115.00 | 660003 | MITCLNW7 115.00 | 660008 | 115
WAUE | TOPOLOGY%WAUE%WAUE%WESTBANK_WSTBN%A | Westbank - Westbank Tap 115 kV | Line | WAUE.WESTBANK.WESTBANK_WSTBN.WAUE.WSTBNKTP.115.115 | 1 | WSTBNKTP-MW7115.00 | 655953 | WESTBANK-MW7115.00 | 659622 | 115
WAUE | TOPOLOGY%WAUE%WAUE%WHTL_GLAS_WEST%A | Whatley - Glasgow East 69kV | Line | WAUE.WHATLEY.WHTL_GLAS_WEST.WAUE.GLASGO_E.69.69 | 1 | GLASGO_E 69.000 | 652707 | WHATLEY 69.000 | 652708 | 69
WAUE | TOPOLOGY%WAUE%WAUE%WHATLEY_WEST%A | Whatley - New Deal 69kV | Line | WAUE.WHATLEY.WHATLEY_WEST.WAUE.NEW_DEAL.69.69 | 1 | WHATLEY 69.000 | 652708 | NEW_DEAL 69.000 | 652709 | 69
WAUE | TOPOLOGY%WAUE%WAUE%WILISWHEEL23_1%1 | Wheelock WAUE - Williston2 230 kV Ckt 1 | Line | WAUE.WILISTN2.WILISWHEEL23_1.WAUE.WHEELOK.230.230 | 1 | WILISTN4 230.00 | 652400 | WHEELOCK 4230.00 | 659362 | 230
WAUE | TOPOLOGY%WAUE%WAUE%EPSWITCH_FARMV%A | Wheelok South Tap - Farmvale Tap 115 kV | Line | WAUE.WELSOTAP.EPSWITCH_FARMV.WAUE.FARMVLTP.115.115 | 1 | EPSWITCH 115.00 | 655957 | FARMVLTP 115.00 | 655943 | 115
WAUE | TOPOLOGY%WAUE%WAUE%WHEELOK_EPSWIT%A | Wheelok South Tap - Wheelok 115 kV | Line | WAUE.WHEELOK.WHEELOK_EPSWIT.WAUE.WELSOTAP.115.115 |  | EPSWITCH 115.00 | 655957 | WHEELOCK 7115.00 | 659363 | 115
WAUE | TOPOLOGY%WAUE%WAUE%WLLMSBLMT69_1%1 | Willemssen - Belmond ALTW 69 kV | Line | WAUE.WLLMSNCB.WLLMSBLMT69_1.ALTW.BLMT.69.69 |  | BELMNDJ8 69.000 | 630469 | WILLEMSN8 69.000 | 656903 | 69
WAUE | TOPOLOGY%WAUE%WAUE%WLLMSWALLA69_1%1 | Willemssen - Wall Lake Tap 69 kV | Line | WAUE.WLLMSNCB.WLLMSWALLA69_1.WAUE.WALLAKCB.69.69 | 1 | WALLLKTP8 69.000 | 656899 | WILLEMSN8 69.000 | 656903 | 69
WAUE | TOPOLOGY%WAUE%WAUE%JUDSOWILST23_1%A | Williston 2 - Judson BEPC 230kV ckt 1 | Line | WAUE.JUDSON.JUDSOWILST23_1.WAUE.WILISTN2.230.230 | 1 | WILISTN4 230.00 | 652400 | JUDSON 4230.00 | 659334 | 230
WAUE | TOPOLOGY%WAUE%WAUE%WITTEWINNE11_1%1 | Winner - Witten 115 kV | Line | WAUE.WINNER.WITTEWINNE11_1.WAUE.WITTEN.115.115 | 1 | WINNER 7 115.00 | 652494 | WITTEN 7 115.00 | 652495 | 115
WAUE | LINE%CURRENTLY%NOT%MODELED%IN%EMS | Wiota - Frazer Pumping 34.5kV | Line | Not in EMS | [5 empty] | 0
WAUE | LINE%CURRENTLY%NOT%MODELED%IN%EMS | Wiota - West Frazer 34.5kV | Line | Not in EMS | [5 empty] | 0
WAUE | TOPOLOGY%WAUE%WAUE%WISDOMIDAM69_1%1 | Wisdom CT - Mid America Pipe MEC 69 kV | Line | WAUE.WISDOMCB.WISDOMIDAM69_1.MEC.MIDAMPIP.69.69 |  | MIDAMER8 69.000 | 635373 | WISDOM G 69.000 | 656573 | 69
WAUE | TOPOLOGY%WAUE%WAUE%WISDMWISDO69_1%1 | Wisdom Jct. - Wisdom CT 69 kV | Line | WAUE.WISDMJCB.WISDMWISDO69_1.WAUE.WISDOMCB.69.69 | 1 | WISDMJCT8 69.000 | 656571 | WISDOM G 69.000 | 656573 | 69
WAUE | TOPOLOGY%WAUE%WAUE%WLFCRK_WLFCRKB%A | Wolf Creek - Wolf Creek Tap 69 kV | Line | WAUE.WOLFCREK.WLFCRK_WLFCRKB.WAUE.WLFCRKBK.69.69 | 1 | WOLFCREK-CP869.000 | 659673 | WLF CRK BK 69.000 | 65567 | 69
WFEC | TOPOLOGY%WFEC%WFEC%FRANKLN_ACME%A | Acme - Franklin WFEC 138 kV | Line | WFEC.FRNKLN1.FRANKLN_ACME.WFEC.ACME2.138.138 | 1 | ACME 4 138.00 | 520802 | FRNKLNS4 138.00 | 520917 | 138
WFEC | TOPOLOGY%WFEC%WFEC%ACME_WNORMAN%A | Acme - West Norman 138 kV | Line | WFEC.WNORMAN.ACME_WNORMAN.WFEC.ACME2.138.138 | 1 | ACME 4 138.00 | 520802 | WNORMAN4 138.00 | 521095 | 138
WFEC | TOPOLOGY%WFEC%WFEC%9199%A | Altus Air Force Base - Altus SW WFEC 69 kV | Line | WFEC.ALTUSSW.9199.WFEC.ALTUSAF.69.69 | 1 | ALTUSAF2 69.000 | 520804 | ALTUSSW2 69.000 | 520805 | 69
WFEC | TOPOLOGY%WFEC%WFEC%9200%A | Altus SW WFEC - Navajo 69 kV | Line | WFEC.NAVAJO1.9200.WFEC.ALTUSSW.69.69 | 1 | ALTUSSW2 69.000 | 520805 | NAVAJO 2 69.000 | 521009 | 69
WFEC | TOPOLOGY%WFEC%WFEC%9197%A | Altus WFEC - Altus SW WFEC 69 kV | Line | WFEC.ALTUS.9197.WFEC.ALTUSSW.69.69 | 1 | ALTUS_ 2 69.000 | 520803 | ALTUSSW2 69.000 | 520805 | 69
WFEC | TOPOLOGY%WFEC%WFEC%9198%A | Altus WFEC - Russell WFEC 69 kV | Line | WFEC.RUSSELL.9198.WFEC.ALTUS.69.69 | 1 | ALTUS_ 2 69.000 | 520803 | RUSSELL2 69.000 | 521042 | 69
WFEC | TOPOLOGY%WFEC%WFEC%WINCH_TP_ALVA2%A | Alva - Winchester Tap 69 kV | Line | WFEC.ALVA2.WINCH_TP_ALVA2.WFEC.WINCH_TP.69.69 | 1 | WINCH_TAP 69.000 | 520407 | ALVA 2 69.000 | 520806 | 69
WFEC | TOPOLOGY%WFEC%WFEC%9201%A | Alva WFEC - Cherokee 69 kV | Line | WFEC.ALVA2.9201.WFEC.CHEROK3.69.69 | 1 | ALVA 2 69.000 | 520806 | CHEROKS2 69.000 | 520851 | 69
WFEC | TOPOLOGY%WFEC%WFEC%9202%A | Alva WFEC - Freedom 69 kV | Line | WFEC.FREEDOM.9202.WFEC.ALVA2.69.69 | 1 | ALVA 2 69.000 | 520806 | FREEDOM2 69.000 | 520915 | 69
WFEC | TOPOLOGY%WFEC%WFEC%9207%A | Anadarko - Blanchard WFEC 69 kV | Line | WFEC.ANADARKO.9207.WFEC.BLANCH3.69.69 | 1 | ANADARK2 69.000 | 520810 | BLANCHD4 69.000 | 520828 | 69
WFEC | TOPOLOGY%WFEC%WFEC%9208%A | Anadarko - Caddo 69 kV | Line | WFEC.ANADARKO.9208.WFEC.CADDO2.69.69 | 1 | ANADARK2 69.000 | 520810 | CADDO 2 69.000 | 520838 | 69
WFEC | TOPOLOGY%WFEC%WFEC%9216%A | Anadarko - Cherry Road 138 kV | Line | WFEC.ANADARKO.9216.WFEC.CHERRYRD.138.138 | 1 | ANADARK4 138.00 | 520814 | BLUCAN5 4 138.00 | 521129 | 138
WFEC | TOPOLOGY%WFEC%WFEC%9209%A | Anadarko - Cogar 69 kV | Line | WFEC.ANADARKO.9209.WFEC.COGAR.69.69 | 1 | ANADARK2 69.000 | 520810 | COGAR 2 69.000 | 520859 | 69
WFEC | TOPOLOGY%WFEC%WFEC%9214%A | Anadarko - Cornville Tap 138 kV | Line | WFEC.CORNTP4.9214.WFEC.ANADARKO.138.138 | 1 | ANADARK4 138.00 | 520814 | SEQROYAH 138.00 | 521199 | 138
WFEC | TOPOLOGY%WFEC%WFEC%9215%A | Anadarko - Georgia Street 138 kV | Line | WFEC.GEORGI2.9215.WFEC.ANADARKO.138.138 | 1 | ANADARK4 138.00 | 520814 | GEORGIA4 138.00 | 520923 | 138
WFEC | TOPOLOGY%WFEC%WFEC%ANADARK_HARPER%A | Anadarko - Harper WFEC 69 kV | Line | WFEC.ANADARKO.ANADARK_HARPER.WFEC.HARPERWF.69.69 | 1 | ANADARK2 69.000 | 520810 | HARPERWF 69.000 | 522000 | 69
WFEC | TOPOLOGY%WFEC%WFEC%9217%A | Anadarko - Pocassett 138 kV | Line | WFEC.POCASET.9217.WFEC.ANADARKO.138.138 | 1 | ANADARK4 138.00 | 520814 | POCASET4 138.00 | 521031 | 138
WFEC | TOPOLOGY%WFEC%WFEC%ANADARKO_SEQ%A | Anadarko - Sequoyah 138 kV | Line | WFEC.SEQUOYAH.ANADARKO_SEQ.WFEC.ANADARKO.138.138 | 1 | ANADARK4 138.00 | 520814 | SEQROYAH 138.00 | 521199 | 138
WFEC | TOPOLOGY%WFEC%WFEC%ARAPAH_HM-BTTP%A | Arapaho - Hamon Butler 69 kV | Line | WFEC.ARAPAHO.ARAPAH_HM-BTTP.WFEC.HM-BTTP.69.69 | 1 | ARAPAHO2 69.000 | 520815 | HM-BTTP2 69.000 | 520942 | 69
WFEC | TOPOLOGY%WFEC%WFEC%ARAPAH_INDPA_1%A | Arapaho - Industrial Park WFEC 69 kV | Line | WFEC.ARAPAHO.ARAPAH_INDPA_1.WFEC.INDPAR2.69.69 | 1 | ARAPAHO2 69.000 | 520815 | INDPARK2 69.000 | 520955 | 69
WFEC | TOPOLOGY%WFEC%WFEC%9219%A | Arco WFEC - Baseline 138 kV | Line | WFEC.ARCO.9219.WFEC.BASELI1.138.138 | 1 | ARCO 4 138.00 | 520816 | BASELIN4 138.00 | 520822 | 138
WFEC | TOPOLOGY%WFEC%WFEC%9220%A | Arco WFEC - Pinto 138 kV | Line | WFEC.PINTO.9220.WFEC.ARCO.138.138 | 1 | ARCO 4 138.00 | 520816 | PINTO 4 138.00 | 521029 | 138
WFEC | TOPOLOGY%WFEC%WFEC%9221%A | Arnett - Fargo 69 kV | Line | WFEC.FARGO2.9221.WFEC.ARNETT.69.69 | 1 | ARNETT 2 69.000 | 520817 | FARGO 2 69.000 | 520910 | 69
WFEC | TOPOLOGY%WFEC%WFEC%9222%A | Ashland WFEC - Colgate 138 kV | Line | WFEC.COLGATE.9222.WFEC.ASHLAN2.138.138 | 1 | ASHLAND4 138.00 | 520818 | COLGATE4 138.00 | 520862 | 138
WFEC | TOPOLOGY%WFEC%WFEC%9223%A | Ashland WFEC - Pittsburg WFEC 138 kV | Line | WFEC.PITTSB2.9223.WFEC.ASHLAN2.138.138 | 1 | ASHLAND4 138.00 | 520818 | PITTSBG4 138.00 | 521030 | 138
WFEC | TOPOLOGY%WFEC%WFEC%BEARCAT_ASPEN%A | Aspen-Bear cat 138kV | Line |  | 1 | BEARCAT4 138.00 | 521210 | NINMILE 4 138.00 | 521128 | 138
WFEC | TOPOLOGY%WFEC%WFEC%ASPEN_MOORLN1%A | Aspen-Mooreland 138kV | Line | WFEC.ASPEN.ASPEN_MOORLN1.WFEC.MOORLN1.138.138 | 1 | MORWODS4 138.00 | 521001 | NINMILE 4 138.00 | 521128 | 138
WFEC | TOPOLOGY%CSWS%CSWS%ATOK_LANE%A | Atoka - Atoka East - Lane 138 kV | Line | CSWS.ATOKA2.ATOK_LANE.WFEC.LANE_WFE.138.138 | 1 | ATOKA--4 138.00 | 510887 | LANE 4 138.00 | 520968 | 138
WFEC | TOPOLOGY%WFEC%WFEC%BOGGY_ATOKA%A | Atoka - Boggy Creek 138 kV | Line | WFEC.BOGGYCRK.BOGGY_ATOKA.CSWS.ATOKA2.138.138 | 1 | ATOKA--4 138.00 | 510887 | BOGGY CRK 138.00 | 521188 | 138
WFEC | TOPOLOGY%WFEC%WFEC%9225%A | Baseline - Eola 69 kV | Line | WFEC.BASELI1.9225.WFEC.EOLA.69.69 | 1 | BASELIN2 69.000 | 520821 | EOLA 2 69.000 | 520902 | 69
WFEC | TOPOLOGY%WFEC%WFEC%9227%A | Baseline - Paoli WFEC 138 kV | Line | WFEC.PAOLI2.9227.WFEC.BASELI1.138.138 | 1 | BASELIN4 138.00 | 520822 | PAOLI 4 138.00 | 521023 | 138
WFEC | TOPOLOGY%WFEC%WFEC%9226%A | Baseline - Velma 69 kV | Line | WFEC.VELMA.9226.WFEC.BASELI1.69.69 | 1 | BASELIN2 69.000 | 520821 | VELMA 2 69.000 | 521080 | 69
WFEC | TOPOLOGY%WFEC%WFEC%NINEMIL_BEARCT%A | Bear Cat-Ninemile 138kV | Line | WFEC.NINMILE4.NINEMIL_BEARCT.WFEC.BEARCAT.138.138 | 1 | BEARCAT4 138.00 | 521210 | NINMILE 4 138.00 | 521128 | 138
WFEC | TOPOLOGY%WFEC%WFEC%9231%A | Beaver Jct - Beaver WFEC 69 kV | Line | WFEC.BEAVER2.9231.WFEC.BEAVERJT.69.69 | 1 | BEAVER 2 69.000 | 520824 | BEAVERJ2 69.000 | 520825 | 69
WFEC | TOPOLOGY%WFEC%WFEC%9233%A | Beaver Jct - Ft Supply 69 kV | Line | WFEC.BEAVERJT.9233.WFEC.FTSUPL1.69.69 | 1 | BEAVERJ2 69.000 | 520825 | FTSUPLY2 69.000 | 520919 | 69
WFEC | TOPOLOGY%WFEC%WFEC%9234%A | Beaver Jct - Speermore 69 kV | Line | WFEC.BEAVERJT.9234.WFEC.SPERMOR.69.69 | 1 | BEAVERJ2 69.000 | 520825 | SPERMOR2 69.000 | 521054 | 69
WFEC | TOPOLOGY%WFEC%WFEC%9232%A | Beaver WFEC - OMPA Laverne 69 kV | Line | WFEC.BEAVER2.9232.WFEC.OMLVRNE.69.69 | 1 | BEAVER 2 69.000 | 520824 | OMLAVRN2 69.000 | 529341 | 69
WFEC | TOPOLOGY%WFEC%WFEC%9235%A | Bennington - Durant 138 kV | Line | WFEC.DURANT2.9235.WFEC.BENNGTN.138.138 | 1 | BENNGTN4 138.00 | 520826 | DURANT 4 138.00 | 520884 | 138
WFEC | TOPOLOGY%WFEC%WFEC%UNGER_BENN%A | Bennington - Unger 138 kV | Line | WFEC.UNGER4.UNGER_BENN.WFEC.BENNGTN.138.138 | 1 | BENNGTN4 138.00 | 520826 | UNGER 4 138.00 | 521077 | 138
WFEC | TOPOLOGY%OKGE%OKGE%FNTANTP_BILLNG%A | Billings - Fountain Tap 138 kV | Line | OKGE.FNTANTP4.FNTANTP_BILLNG.WFEC.BILLING4.138.138 | 1 | FNTANTP4 138.00 | 515403 | BILLING4 138.00 | 520836 | 138
WFEC | TOPOLOGY%OKGE%OKGE%OILSANDS_BILL%B | Billings OKGE - Fountain 138 kV | Line | OKGE.OILSANDS.OILSANDS_BILL.WFEC.BILLING4.138.138 | 1 | OILSANDS 138.00 | 515403 | BILLING4 138.00 | 520836 | 138
WFEC | TOPOLOGY%WFEC%WFEC%9237%A | Binger Niject - Niject 138 kV | Line | WFEC.NIJECT.9237.WFEC.BINGER2.138.138 | 1 | BINGERJ4 138.00 | 520827 | NIJECT 4 138.00 | 521010 | 138
WFEC | TOPOLOGY%WFEC%WFEC%9238%A | Binger Niject - Oney 138 kV | Line | WFEC.ONEY.9238.WFEC.BINGER2.138.138 | 1 | BINGERJ4 138.00 | 520827 | ONEY 4 138.00 | 521017 | 138
WFEC | TOPOLOGY%WFEC%WFEC%9239%A | Binger Niject - Sickles 138 kV | Line | WFEC.SICKLES.9239.WFEC.BINGER2.138.138 | 1 | BINGERJ4 138.00 | 520827 | SICKLES4 138.00 | 521050 | 138
WFEC | TOPOLOGY%WFEC%WFEC%9240%A | Blanchard WFEC - OU WFEC 69 kV | Line | WFEC.OUSW.9240.WFEC.BLANCH3.69.69 | 1 | BLANCHD4 69.000 | 520828 | OU SW 2 69.000 | 521018 | 69
WFEC | TOPOLOGY%WFEC%WFEC%BLUE_KEYSTONE%A | Bluebird - Trans Canada 138 kV | Line | WFEC.TR_CANAD.BLUE_KEYSTONE.OKGE.BLUEBIRD.138.138 |  | BLUEBRD4 138.00 | 515370 | XCANADASE4 138.00 | 520434 | 138
WFEC | TOPOLOGY%WFEC%WFEC%BOGGY_WAPANUKA%A | Boggy Creek - Wapanuka 138 kV | Line | WFEC.BOGGYCRK.BOGGY_WAPANUKA.CSWS.WAPANUKA.138.138 | 1 | BOGGY CRK 138.00 | 521188 | WAPANUCKA 4138.00 | 510949 | 138
WFEC | TOPOLOGY%WFEC%WFEC%9241%A | Bradley - Lindsay SW WFEC 69 kV | Line | WFEC.LNDSYSW.9241.WFEC.BRADLEY2.69.69 | 1 | BRADLEY2 69.000 | 520829 | LNDSYSW2 69.000 | 520979 | 69
WFEC | TOPOLOGY%WFEC%WFEC%9242%A | Bradley - Rush Springs 69 kV | Line | WFEC.RUSHSP2.9242.WFEC.BRADLEY2.69.69 | 1 | BRADLEY2 69.000 | 520829 | RUSHSPG2 69.000 | 521041 | 69
WFEC | TOPOLOGY%WFEC%WFEC%9243%A | Brady - Brady Jct 69 kV | Line | WFEC.BRADY.9243.WFEC.BRADYJT.69.69 | 1 | BRADY 2 69.000 | 520830 | BRADYJT2 69.000 | 520831 | 69
WFEC | TOPOLOGY%WFEC%WFEC%9244%A | Brady - Wynnewood WFEC 69 kV | Line | WFEC.BRADY.9244.WFEC.WYNWOOD.69.69 | 1 | BRADY 2 69.000 | 520830 | WYNWOOD2 69.000 | 521099 | 69
WFEC | TOPOLOGY%WFEC%WFEC%9245%A | Brady Jct - Elmore City 69 kV | Line | WFEC.ELMORE2.9245.WFEC.BRADYJT.69.69 | 1 | BRADYJT2 69.000 | 520831 | ELMORE 2 69.000 | 520898 | 69
WFEC | TOPOLOGY%WFEC%WFEC%9246%A | Brady Jct - Eola 69 kV | Line | WFEC.EOLA.9246.WFEC.BRADYJT.69.69 | 1 | BRADYJT2 69.000 | 520831 | EOLA 2 69.000 | 520902 | 69
WFEC | TOPOLOGY%WFEC%WFEC%9247%A | Brantley - Durham 138 kV | Line | WFEC.DURHAM2.9247.WFEC.BRANTLY.138.138 | 1 | BRANTLEY4 138.00 | 520832 | DURHAM 4 138.00 | 520885 | 138
WFEC | TOPOLOGY%WFEC%WFEC%9248%A | Brantley - Morewood 138 kV | Line | WFEC.BRANTLY.9248.WFEC.MORWODS4.138.138 | 1 | BRANTLEY4 138.00 | 520832 | MORWOOD4 138.00 | 521002 | 138
WFEC | TOPOLOGY%WFEC%WFEC%STEPHN2_BRAY%A | Bray - Stephens 69kV | Line | WFEC.BRAY.STEPHN2_BRAY.WFEC.STEPHN2.69.69 | 1 | BRAY 69.000 | 520414 | STEPHNS2 69.000 | 521055 | 69
WFEC | TOPOLOGY%WFEC%WFEC%BRIDGECR_TUTTL%A | Bridge Creek-Tuttle 138kV | Line | WFEC.TUTTLE2.BRIDGECR_TUTTL.WFEC.BRIDGECR.138.138 | 1 | TUTTLE 4 138.00 | 521072 | BRIDGECR 138.00 | 521212 | 138
WFEC | TOPOLOGY%WFEC%WFEC%9251%A | Broken Bow WFEC - Dominance 138 kV | Line | WFEC.BROKNBW.9251.WFEC.DOMINAN.138.138 | 1 | BROKNBW4 138.00 | 520834 | DOMINAN4 138.00 | 520878 | 138
WFEC | TOPOLOGY%WFEC%WFEC%GOLDNSW_BRKNBW%A | Broken Bow WFEC - Golden Hill 138 kV | Line | WFEC.BROKNBW.GOLDNSW_BRKNBW.WFEC.GOLDENSW.138.138 | 1 | BROKNBW4 138.00 | 520834 | GOLDENSW4 138.00 | 521194 | 138
WFEC | TOPOLOGY%WFEC%WFEC%9252%A | Broken Bow WFEC - Holy Creek 138 kV | Line | WFEC.BROKNBW.9252.WFEC.HOLYCRK.138.138 | 1 | BROKNBW4 138.00 | 520834 | HOLYCRK4 138.00 | 520946 | 138
WFEC | TOPOLOGY%WFEC%WFEC%9394%A | Brown SPA - S. Coleman 138kV | Line | WFEC.SBROWN.9394.WFEC.SCOLEMN.138.138 | 1 | S BROWN4 138.00 | 505602 | KRSYJCTN4 138.00 | 521108 | 138
WFEC | TOPOLOGY%WFEC%WFEC%9254%A | Buffalo - Buffalo Bear 69 kV | Line |  | 1 | BUFFALO2 69.000 | 520835 | BUFBEAR2 69.000 | 521120 | 69
WFEC | TOPOLOGY%WFEC%WFEC%9254%A | Buffalo - West WFEC 69 kV | Line | WFEC.WEST1.9254.WFEC.BUFBEAR2.69.69 | 1 | BUFBEAR2 69.000 | 521120 | WEST 2 69.000 | 521093 | 69
WFEC | TOPOLOGY%WFEC%WFEC%9253%A | Buffalo Bear - Ft Supply 69 kV | Line | WFEC.BUFBEAR2.9253.WFEC.FTSUPL1.69.69 | 1 | FTSUPLY2 69.000 | 520919 | BUFBEAR2 69.000 | 521120 | 69
WFEC | TOPOLOGY%WFEC%WFEC%ERICK_BULO%A | Bulo-Erick 138kV | Line |  | 1 | ERICK 4 138.00 | 520903 | SWEETWR4 138.00 | 521060 | 138
WFEC | TOPOLOGY%WFEC%WFEC%SWEET_BULO%A | Bulo-Sweetwater 138kV | Line |  | 1 | ERICK 4 138.00 | 520903 | SWEETWR4 138.00 | 521060 | 138
WFEC | TOPOLOGY%WFEC%WFEC%9249%A | Burlington - Cherokee 69 kV | Line | WFEC.CHEROK3.9249.WFEC.BRLNGTN.69.69 | 1 | BRLNGTN2 69.000 | 520833 | CHEROKS2 69.000 | 520851 | 69
WFEC | TOPOLOGY%WFEC%WFEC%9250%A | Burlington - Hazelton Jct 69 kV | Line | WFEC.HAZLTNJ.9250.WFEC.BRLNGTN.69.69 | 1 | BRLNGTN2 69.000 | 520833 | HAZLTNJ2 69.000 | 520938 | 69
WFEC | TOPOLOGY%WFEC%WFEC%DRFT_BYRON%A | Byron - Driftwood 138kV | Line | WFEC.BYRON_WF.DRFT_BYRON.WFEC.DRFTWOOD.138.138 | 1 | BYRON_138 138.00 | 520203 | DRFTWOOD 4 138.00 | 521205 | 138
WFEC | TOPOLOGY%WFEC%WFEC%CACHEJ4_CACHE4%A | Cache - Cache Junction 138kV | Line | WFEC.CACHE4.CACHEJ4_CACHE4.WFEC.CACHEJ4.138.138 | 1 | CACHE4 138.00 | 520410 | CACHEJ4 138.00 | 521190 | 138
WFEC | TOPOLOGY%WFEC%WFEC%CACHE4_INDHOMA%A | Cache - Indiahoma 69 kV | Line | WFEC.INDHOMA.CACHE4_INDHOMA.WFEC.CACHE4.69.69 | 1 | CACHE4 138.00 | 520410 | INDHOMA2 69.000 | 520954 | 138
WFEC | TOPOLOGY%WFEC%WFEC%CACHEJ4_SNYDER%A | Cache Junction - Snyder 138 kV | Line | WFEC.CACHE4.CACHEJ4_SNYDR.WFEC.SNYDER2.138.138 | 1 | SNYDER 4 138.00 | 521052 | CACHE4 138.00 | 521105 | 138
WFEC | TOPOLOGY%WFEC%WFEC%9255%A | Caddo - Washita 69 kV | Line | WFEC.CADDO2.9255.WFEC.WASHIT1.69.69 | 1 | CADDO 2 69.000 | 520838 | WASHITA2 69.000 | 521088 | 69
WFEC | TOPOLOGY%WFEC%WFEC%CALUME_CANA%A | Calumet WFEC - Cana 69 kV | Line | WFEC.CALUME2.CALUME_CANA.WFEC.CANA2.69.69 | 1 | CANA 69.000 | 520502 | CALUMET2 69.000 | 520839 | 69
WFEC | TOPOLOGY%WFEC%WFEC%9256%A | Calumet WFEC - Concho 69 kV | Line | WFEC.CALUME2.9256.WFEC.CONCHO.69.69 | 1 | CALUMET2 69.000 | 520839 | CONCHO 2 69.000 | 520865 | 69
WFEC | TOPOLOGY%WFEC%WFEC%9257%A | Calumet WFEC - El Reno WFEC 69 kV | Line | WFEC.CALUME2.9257.WFEC.ELRENOJ2.69.69 | 1 | CALUMET2 69.000 | 520839 | ELRENOJ2 69.000 | 520899 | 69
WFEC | TOPOLOGY%WFEC%WFEC%9258%A | Calumet WFEC - Watonga SW 69 kV | Line | WFEC.CALUME2.9258.WFEC.WATNGSW.69.69 | 1 | CALUMET2 69.000 | 520839 | WATNGSW2 69.000 | 521090 | 69
WFEC | TOPOLOGY%WFEC%WFEC%CAMPBELL_CRK_T%A | Campbell Creek - Campbell Creek Tap 138 kV | Line | WFEC.CMPCRKTP.CAMPBELL_CRK_T.OKGE.CMPBLCRK.138.138 | 1 | CAMPBELLCRK 138.00 | 514702 | CMPBELCRKTP 138.00 | 520200 | 138
WFEC | TOPOLOGY%WFEC%WFEC%REED_CCTAP%A | Campbell Creek - Reeding 138 kV | Line | WFEC.REEDING.REED_CCTAP.WFEC.CMPCRKTP.138.138 | 1 | CMPBELCRKTP 138.00 | 520200 | REEDING2 138.00 | 521037 | 138
WFEC | TOPOLOGY%WFEC%WFEC%CANA_ELRENOJ%A | Cana - El Reno Junction WFEC 69 kV | Line | WFEC.CANA2.CANA_ELRENOJ.WFEC.ELRENOJ2.69.69 | 1 | CANA 69.000 | 520502 | ELRENOJ2 69.000 | 520899 | 69
WFEC | TOPOLOGY%WFEC%WFEC%9259%A | Canadian WFEC - Carbon 138 kV | Line | WFEC.CARBON4.9259.WFEC.CANADA2.138.138 | 1 | CANADAN4 138.00 | 520840 | CARBON 4 138.00 | 520844 | 138
WFEC | TOPOLOGY%WFEC%WFEC%GOLDSBY_CANADN%A | Canadian WFEC - Goldsby 138 kV | Line | WFEC.CANADN1.9262.WFEC.GOLDSBY.69.69 | 1 | CANADNS4 138.00 | 520841 | GOLDSBY4 138.00 | 520924 | 69
WFEC | TOPOLOGY%WFEC%WFEC%9263%A | Canadian WFEC - Liddell 138 kV | Line | WFEC.LIDDEL2.9263.WFEC.CANADN1.138.138 | 1 | CANADNS4 138.00 | 520842 | LIDDELL4 138.00 | 520975 | 138
WFEC | TOPOLOGY%WFEC%WFEC%LILAX_CANDN1%A | Canadian WFEC - Little Axe WFEC 69 kV | Line | WFEC.CANADN1.LILAX_CANDN1.WFEC.LILAXE.69.69 | 1 | CANADNS2 69.000 | 520841 | LIL AXE2 69.000 | 520976 | 69
WFEC | TOPOLOGY%WFEC%WFEC%9260%A | Canadian WFEC - Macalester 138 kV | Line | WFEC.CANADA2.9260.WFEC.MCALSTR.138.138 | 1 | CANADAN4 138.00 | 520840 | MCALSTR4 138.00 | 520991 | 138
WFEC | TOPOLOGY%WFEC%WFEC%9265%A | Canton - Okeene WFEC 69 kV | Line | WFEC.CANTON4.9265.WFEC.OKEENE1.69.69 | 1 | CANTON-2 69.000 | 520843 | OKEENE 2 69.000 | 521015 | 69
WFEC | TOPOLOGY%WFEC%WFEC%9266%A | Canton - Taloga 69 kV | Line | WFEC.TALOGA1.9266.WFEC.CANTON4.69.69 | 1 | CANTON-2 69.000 | 520843 | TALOGA 2 69.000 | 521064 | 69
WFEC | TOPOLOGY%WFEC%WFEC%CANUTE_DILL%A | Canute - Dill 69 kV | Line | WFEC.DILL.CANUTE_DILL.WFEC.CANUTE.69.69 | 1 | CANUTE 2 69.000 | 520873 | DILL 2 69.000 | 520875 | 69
WFEC | TOPOLOGY%WFEC%WFEC%9267%A | Carmen - Cherokee Jct 69 kV | Line | WFEC.CHEROKJT.9267.WFEC.CARMEN.69.69 | 1 | CARMEN 2 69.000 | 520845 | CHEROKJ2 69.000 | 520850 | 69
WFEC | TOPOLOGY%WFEC%WFEC%9268%A | Carmen - Eagle Chief 69 kV | Line | WFEC.EAGLCHF.9268.WFEC.CARMEN.69.69 | 1 | CARMEN 2 69.000 | 520845 | EAGLCHF2 69.000 | 520890 | 69
WFEC | TOPOLOGY%WFEC%WFEC%9269%A | Carter Jct - Dill Jct 69 kV | Line | WFEC.DILLJT.9269.WFEC.CARTER3.69.69 | 1 | CARTERJ2 69.000 | 520846 | DILL JT2 69.000 | 520876 | 69
WFEC | TOPOLOGY%WFEC%WFEC%9271%A | Carter Jct - Lake Creek 69 kV | Line | WFEC.LKCREEK.9271.WFEC.CARTER3.69.69 | 1 | CARTERJ2 69.000 | 520846 | LKCREEK2 69.000 | 520978 | 69
WFEC | TOPOLOGY%WFEC%WFEC%CCTAP_CASHION%A | Cashion - Campbell Creek 138 kV | Line | WFEC.CMPCRKTP.CCTAP_CASHION.WFEC.CASHION.138.138 | 2 | CASHION4 138.00 | 520847 | CMPBELCRKTP 138.00 | 520200 | 138
WFEC | TOPOLOGY%WFEC%WFEC%CASHION_TWNLAK%A | Cashion - Twin Lakes 138 kV | Line | WFEC.CASHION.CASHION_TWNLAK.WFEC.TWNLAKE.138.138 | 1 | CASHION4 138.00 | 520847 | TWNLAKE4 138.00 | 521073 | 138
WFEC | TOPOLOGY%WFEC%WFEC%9274%A | Cedardale - Mooreland 138 kV | Line | WFEC.CEDRDAL.9274.WFEC.MOORLN1.138.138 | 1 | CEDRDAL4 138.00 | 520848 | MOORLND4 138.00 | 520999 | 138
WFEC | TOPOLOGY%WFEC%WFEC%9275%A | Cedardale - Okeene WFEC 138 kV | Line | WFEC.CEDRDAL.9275.WFEC.OKEENE1.138.138 | 1 | CEDRDAL4 138.00 | 520848 | OKEENE 4 138.00 | 521016 | 138
WFEC | TOPOLOGY%WFEC%WFEC%CHERNICK_PRAG%A | Chernicky - Prague 138 kV | Line | WFEC.CHERNICK.CHERNICK_PRAG.WFEC.PRAGUE.138.138 | 1 | CHERNICKY4 138.00 | 520819 | PRAGUE 4 138.00 | 521032 | 138
WFEC | TOPOLOGY%WFEC%WFEC%CHEROK3_CARMEN%A | Cherokee - Carmen 69 kV | Line | WFEC.CHEROK3.CHEROK3_CARMEN.WFEC.CARMEN.69.69 | 1 | CARMEN 2 69.000 | 520845 | CHEROKS2 69.000 | 520851 | 69
WFEC | TOPOLOGY%WFEC%WFEC%9277%A | Cherokee - Cherokee Jct 69 kV | Line | WFEC.CHEROKJT.9277.WFEC.CHEROK3.69.69 | 1 | CHEROKJ2 69.000 | 520850 | CHEROKS2 69.000 | 520851 | 69
WFEC | TOPOLOGY%WFEC%WFEC%NOEL_CHERC%A | Cherokee - Noel 138 kV | Line | WFEC.CHERCY.NOEL_CHERC.WFEC.NOEL.138.138 | 1 | CHER CY2 138.00 | 520849 | NOEL 138.00 | 522004 | 138
WFEC | TOPOLOGY%WFEC%WFEC%SALTPLNS_CHERC%A | Cherokee - Salt Plains 138 kV | Line | WFEC.CHERCY.SALTPLNS_CHERC.WFEC.SALTPLNS.138.138 | [5 empty] | 138
WFEC | TOPOLOGY%WFEC%WFEC%9277%A | Cherokee Jct - City of Cherokee 69 kV | Line | WFEC.CHERCY.9276.WFEC.CHEROKJT.69.69 | 1 | CHER CY2 69.000 | 520849 | CHEROKJ2 69.000 | 520850 | 69
WFEC | TOPOLOGY%WFEC%WFEC%PARAD_CHRRY%A | Cherry Road - Paradise 138 kV | Line | WFEC.CHERRYRD.PARAD_CHRRY.WFEC.PARADS9.138.138 | 1 | BLUCAN5 4 138.00 | 521129 | PARADSE4 138.00 | 521024 | 138
WFEC | TOPOLOGY%WFEC%WFEC%9278%A | Chisney - Hazel Jct 138 kV | Line | WFEC.HAZELJT.9278.WFEC.CHISNEY.138.138 | 1 | CHISNEY4 138.00 | 520852 | HAZELJT4 138.00 | 520936 | 138
WFEC | TOPOLOGY%WFEC%WFEC%9279%A | Chisney - Highland WFEC 138 kV | Line | WFEC.CHISNEY.9279.WFEC.HIGHLN1.138.138 | 1 | CHISNEY4 138.00 | 520852 | HIGHLND4 138.00 | 520941 | 138
WFEC | TOPOLOGY%WFEC%WFEC%9280%A | Chisney - Ingram 138 kV | Line | WFEC.CHISNEY.9280.WFEC.INGRAM1.138.138 | 1 | CHISNEY4 138.00 | 520852 | INGRAM 4 138.00 | 520956 | 138
WFEC | TOPOLOGY%WFEC%WFEC%CHISNY_INGRAM%A | Chisney - Ingram Jct 138 kV | Line | WFEC.CHISNEY.CHISNY_INGRAM.WFEC.INGRAMJT.138.138 | 1 | CHISNEY4 138.00 | 520852 | INGRAMJCT4 138.00 | 520857 | 138
WFEC | TOPOLOGY%WFEC%WFEC%CHER_C_DRIF%A | City of Cherokee - Driftwood 138 kV | Line | WFEC.CHERCY.CHER_C_DRIF.WFEC.DRFTWOOD.138.138 | [5 empty] | 138
WFEC | TOPOLOGY%WFEC%WFEC%9283%A | Civit - Paoli WFEC 138 kV | Line | WFEC.CIVIT.9283.WFEC.PAOLI2.138.138 | 1 | CIVIT 4 138.00 | 520854 | PAOLI 4 138.00 | 521023 | 138
WFEC | TOPOLOGY%WFEC%WFEC%9284%A | Civit - Stratford 138 kV | Line | WFEC.STRATFD.9284.WFEC.CIVIT.138.138 | 1 | CIVIT 4 138.00 | 520854 | STRATFD4 138.00 | 521056 | 138
WFEC | TOPOLOGY%WFEC%WFEC%9287%A | Clearlake - Speermore 69 kV | Line | WFEC.SPERMOR.9287.WFEC.CLRLAKE.69.69 | 1 | CLRLAKE2 69.000 | 520858 | SPERMOR2 69.000 | 521054 | 69
WFEC | TOPOLOGY%WFEC%WFEC%9323%A | Cleo Jct - Eagle Chief 69 kV | Line | WFEC.CLEOJT.9323.WFEC.EAGLCHF.69.69 | [5 empty] | 69
WFEC | TOPOLOGY%WFEC%WFEC%9285%A | Cleo Jct - Ringwood 69 kV | Line | WFEC.CLEOJT.9285.WFEC.RNGWOOD.69.69 | 1 | CLEO JT2 69.000 | 520855 | RNGWOOD2 69.000 | 521040 | 69
WFEC | TOPOLOGY%WFEC%WFEC%8684%A | Cleo Junction WFEC - Cleo Corner OKGE 69kV | Line | WFEC.CLEOJT.8684.OKGE.CLEOC1.69.69 |  | CLEOCOR2 69.000 | 514777 | CLEO JT2 69.000 | 520855 | 69
WFEC | TOPOLOGY%WFEC%WFEC%9286%A | Clinton WFEC - Weatherford WFEC 138 kV | Line | WFEC.CLINTON4.9286.WFEC.WEATHFD.138.138 | 1 | CLINTON4 138.00 | 520856 | WEATHFD4 138.00 | 521092 | 138
WFEC | TOPOLOGY%WFEC%WFEC%COALCR_HODGENS%A | Coal Creek - Hodgens 69 kV | Line | WFEC.COALCRK2.COALCR_HODGENS.WFEC.HODGENS2.69.69 | 1 | COALCRK2 69.000 | 520872 | HODGENS2 69.000 | 520952 | 69
WFEC | TOPOLOGY%WFEC%WFEC%9288%A | Cogar - El Reno WFEC 69 kV | Line | WFEC.COGAR.9288.WFEC.ELRENOJ2.69.69 | 1 | COGAR 2 69.000 | 520859 | ELRENOJ2 69.000 | 520899 | 69
WFEC | TOPOLOGY%WFEC%WFEC%9289%A | Colbert WFEC - Kiersey 138 kV | Line | WFEC.KIERSEY.9289.WFEC.COLBER3.138.138 | 1 | COLBERT4 138.00 | 520860 | KIERSEY4 138.00 | 520963 | 138
WFEC | TOPOLOGY%WFEC%WFEC%9290%A | Cole - Criner 69 kV | Line | WFEC.COLE1.9290.WFEC.CRINER.69.69 | 1 | COLE 2 69.000 | 520861 | CRINER 2 69.000 | 520868 | 69
WFEC | TOPOLOGY%WFEC%WFEC%COLEWF_OUSW%A | Cole - OU WFEC 138 kV | Line | WFEC.COLEWF.COLEWF_OUSW.WFEC.OUSW.138.138 | 1 | COLE 138.00 | 520861 | OU SW 4 138.00 | 521104 | 138
WFEC | TOPOLOGY%WFEC%WFEC%9291%A | Cole - OU WFEC 69 kV | Line | WFEC.COLE1.9291.WFEC.OUSW.69.69 | 1 | COLE 2 69.000 | 520861 | OU SW 2 69.000 | 521018 | 69
WFEC | TOPOLOGY%WFEC%WFEC%TUPELO_COLGATE%1 | Colgate - Tupelo/Colgate Tap 138 kV | Line | WFEC.TUPELO4.TUPELO_COLGATE.WFEC.COLGATE.138.138 | 1 | COLGATE4 138.00 | 520862 | TUPELO4 138.00 | 521187 | 0
WFEC | TOPOLOGY%WFEC%WFEC%9293%A | Comanche - Duncan 69 kV | Line | WFEC.DUNCAN2.9293.WFEC.COMANCH2.69.69 | 1 | COMANCH2 69.000 | 520863 | DUNCAN 2 69.000 | 520883 | 69
WFEC | TOPOLOGY%WFEC%WFEC%9296%A | Comanche - Empire 138 kV | Line | WFEC.COMANCH2.9296.WFEC.EMPIRE2.138.138 | 1 | COMANCH4 138.00 | 520864 | EMPIRE 4 138.00 | 520900 | 138
WFEC | TOPOLOGY%WFEC%WFEC%9297%A | Comanche - Loco 138 kV | Line | WFEC.COMANCH2.9297.WFEC.LOCO.138.138 | 1 | COMANCH4 138.00 | 520864 | LOCO 4 138.00 | 520981 | 138
WFEC | TOPOLOGY%WFEC%WFEC%9294%A | Comanche - Sugden 69 kV | Line | WFEC.COMANCH2.9294.WFEC.SUGDEN.69.69 | 1 | COMANCH2 69.000 | 520863 | SUGDEN 2 69.000 | 521057 | 69
WFEC | TOPOLOGY%WFEC%WFEC%9295%A | Comanche - Walters 69 kV | Line | WFEC.WALT_WFE.9295.WFEC.COMANCH2.69.69 | 1 | COMANCH2 69.000 | 520863 | WALTERS2 69.000 | 521086 | 69
WFEC | TOPOLOGY%WFEC%WFEC%9298%A | Cordell - Gotebo 69 kV | Line | WFEC.CORDEL2.9298.WFEC.GOTEBO.69.69 | 1 | CORDELL2 69.000 | 520866 | GOTEBO 2 69.000 | 520925 | 69
WFEC | TOPOLOGY%WFEC%WFEC%9299%A | Cordell - Industrial Park WFEC 69 kV | Line | WFEC.CORDEL2.9299.WFEC.INDPAR2.69.69 | 1 | CORDELL2 69.000 | 520866 | INDPARK2 69.000 | 520955 | 69
WFEC | TOPOLOGY%WFEC%WFEC%CORNTP4_SEQ%A | Cornville Tap - Sequoyah 138 kV | Line | WFEC.SEQUOYAH.CORNTP4_SEQ.WFEC.CORNTP4.138.138 | 1 | SEQROYAH 138.00 | 521199 | CORN TP4 138.00 | 520867 | 138
WFEC | TOPOLOGY%CO%CO%LINE%LN | Cottonwood creek jct - Driftwood jct 138 kV | Line | [6 empty] | 138
WFEC | TOPOLOGY%WFEC%WFEC%SALTPLNS_CHERC%A | Cottonwood creek jct - Salt Plains 138 kV | Line | [6 empty] | 138
WFEC | TOPOLOGY%WFEC%WFEC%CZY_SALINE%1 | Cozy Curve-Saline 69kV | Line | OKGE.SALINE2.CZY_SALINE.WFEC.CZYCRVT2.69.69 | 1 | SALINE 2 69.000 | 514716 | CZYCRVT2 69.000 | 515560 | 69
WFEC | TOPOLOGY%WFEC%WFEC%CRINER_COLE%A | Criner - Cole 138 kV | Line | WFEC.CRINER.CRINER_COLE.WFEC.COLEWF.138.138 | 1 | COLE 138.00 | 520861 | CRINER 138.00 | 520868 | 138
WFEC | TOPOLOGY%WFEC%WFEC%TRNCNDA_CROMWL%A | Cromwell WFEC - Trans Canada 138 kV | Line | WFEC.TRNCNDA.TRNCNDA_CROMWL.WFEC.CROMWEL.138.138 | 1 | TRNCNDACV4 138.00 | 520416 | CROMWEL4 138.00 | 520869 | 138
WFEC | TOPOLOGY%WFEC%WFEC%9301%A | Cromwell WFEC - Wetumka 138 kV | Line | WFEC.CROMWEL.9301.WFEC.WETUMKA4.138.138 | 1 | CROMWEL4 138.00 | 520869 | WETUMKA4 138.00 | 521084 | 138
WFEC | TOPOLOGY%WFEC%WFEC%9302%A | Cromwell WFEC - Wewoka WFEC 138 kV | Line | WFEC.CROMWEL.9302.WFEC.WEWOKA.138.138 | 1 | CROMWEL4 138.00 | 520869 | WEWOKA 4 138.00 | 521094 | 138
WFEC | TOPOLOGY%CSWS%CSWS%MORW_CUSTER%A | Custer - Morewood 138 kV | Line | WFEC.CUSTER.MORW_CUSTER.WFEC.MORWODS4.138.138 | 1 | ELLIS 4 138.00 | 511561 | MORWODS4 138.00 | 521001 | 138
WFEC | TOPOLOGY%WFEC%WFEC%REDHL_CUSTER%A | Custer - Red Hills 138 kV | Line | WFEC.CUSTER.REDHL_CUSTER.WFEC.REDHILLS.138.138 | 1 | CUSTER 4 138.00 | 520459 | RHWIND4 138.00 | 521116 | 138
WFEC | TOPOLOGY%WFEC%WFEC%9303%A | Cyril - Fletcher 69 kV | Line |  | 1 | CYRIL 2 69.000 | 520870 |  |  | 69
WFEC | TOPOLOGY%WFEC%WFEC%9303%A | Cyril WFEC - Medicine Park Jct 69 kV | Line | WFEC.MEDPRKJ.9303.WFEC.CYRIL2.69.69 | 1 | CYRIL 2 69.000 | 520870 | MEDPRKJ2 69.000 | 520993 | 69
WFEC | TOPOLOGY%WFEC%WFEC%HARPER_CYRILL%A | Cyrill - Harper WFEC 69 kV | Line | WFEC.CYRIL2.HARPER_CYRILL.WFEC.HARPERWF.69.69 | 1 | CYRIL 2 69.000 | 520870 | HARPERWF 69.000 | 522000 | 69
WFEC | TOPOLOGY%WFEC%WFEC%9304%A | Darwin - Lane WFEC 138 kV | Line | WFEC.DARWIN2.9304.WFEC.LANE_WFE.138.138 | 1 | DARWIN 4 138.00 | 520874 | LANE 4 138.00 | 520968 | 138
WFEC | TOPOLOGY%WFEC%WFEC%9305%A | Darwin - Rattan 138 kV | Line | WFEC.DARWIN2.9305.WFEC.RATTAN.138.138 | 1 | DARWIN 4 138.00 | 520874 | RATTAN 4 138.00 | 521036 | 138
WFEC | TOPOLOGY%WFEC%WFEC%HYDRO_DEER%A | Deer Creek - Hydro WFEC 138 kV | Line | WFEC.DEER_CRK.HYDRO_DEER.WFEC.HYDRO1.138.138 | 1 | DEERCREEK4 138.00 | 520880 | HYDRO 4 138.00 | 520950 | 138
WFEC | TOPOLOGY%WFEC%WFEC%WEATHER_DEER%A | Deer Creek - Weatherford 138 kV | Line | WFEC.DEER_CRK.WEATHER_DEER.WFEC.WEATHFD.138.138 | 1 | DEERCREEK4 138.00 | 520880 | WEATHFD4 138.00 | 521092 | 138
WFEC | TOPOLOGY%WFEC%WFEC%9306%A | Dill - Dill Jct 69 kV | Line | WFEC.DILL.9306.WFEC.DILLJT.69.69 | 1 | DILL 2 69.000 | 520875 | DILL JT2 69.000 | 520876 | 69
WFEC | TOPOLOGY%WFEC%WFEC%9307%A | Dill Jct - Elk City WFEC 69 kV | Line | WFEC.ELKCITY2.9307.WFEC.DILLJT.69.69 | 1 | DILL JT2 69.000 | 520876 | ELKCITY2 69.000 | 520897 | 69
WFEC | TOPOLOGY%WFEC%WFEC%9308%A | Diversion - Electra 69 kV | Line | WFEC.ELCTRSW.9308.WFEC.DIVERSW.69.69 | 1 | DIVERSW2 69.000 | 520877 | ELCTRSW2 69.000 | 520894 | 69
WFEC | TOPOLOGY%WFEC%WFEC%9309%A | Diversion - Lockett 69 kV | Line | WFEC.DIVERSW.9309.WFEC.LOCKETT.69.69 | 1 | DIVERSW2 69.000 | 520877 | LOCKETT2 69.000 | 520980 | 69
WFEC | TOPOLOGY%WFEC%WFEC%9251%A | Dominance - Golden Hill 138 kV | Line | LINE.NOT.IN.EMS.CANT.999.999 | 1 | GOLDENSW4 138.00 | 521194 | DOMINJCT4 138.00 | 521195 | 138
WFEC | TOPOLOGY%WFEC%WFEC%9228%A | Dominance - Hochatown Jct 138 kV | Line | WFEC.BBDAMTP.9228.WFEC.DOMINAN.138.138 | 1 | HOCHJCT4 138.00 | 520823 | DOMINJCT4 138.00 | 521195 | 138
WFEC | TOPOLOGY%WFEC%WFEC%DOVERS1_DOVERS%A | Dover - Dover WFEC 138 kV | Line |  | 1 | DOVERSW4 138.00 | 520882 | DOVER 4 138.00 | 520879 | 138
WFEC | TOPOLOGY%WFEC%WFEC%9314%A | Dover - Henessey WFEC 69 kV | Line | WFEC.HENESEY.9314.WFEC.DOVERS1.69.69 | 1 | DOVERSW2 69.000 | 520881 | HENESEY2 69.000 | 520940 | 69
WFEC | TOPOLOGY%WFEC%WFEC%9315%A | Dover - Lacey 69 kV | Line | WFEC.LACEY.9315.WFEC.DOVERS1.69.69 | 1 | DOVERSW2 69.000 | 520881 | LACEY 2 69.000 | 520967 | 69
WFEC | TOPOLOGY%WFEC%WFEC%DOVER_NKINGFSH%A | Dover - North Kingfisher 138kV | Line | WFEC.DOVERS1.DOVER_NKINGFSH.WFEC.NKNGFSHR.138.138 | 1 | NKNGFSH 138.00 | 520603 | DOVERSW4 138.00 | 520882 | 138
WFEC | TOPOLOGY%WFEC%WFEC%9316%A | Dover - Okeene WFEC 138 kV | Line | WFEC.OKEENE1.9316.WFEC.DOVERS1.138.138 | 1 | DOVERSW4 138.00 | 520882 | OKEENE 4 138.00 | 521016 | 138
WFEC | TOPOLOGY%WFEC%WFEC%TWNLAKE_DOVER%A | Dover WFEC - Twin Lakes 138 kV | Line | WFEC.DOVERSUB.TWNLAKE_DOVER.WFEC.TWNLAKE.138.138 | 1 | DOVER 4 138.00 | 520879 | TWNLAKE4 138.00 | 521073 | 138
WFEC | TOPOLOGY%WFEC%WFEC%9370%A | Duke - Gypsum 69 kV | Line |  |  |  |  | GYPSUM 2 69.000 | 520929 | 69
WFEC | TOPOLOGY%WFEC%WFEC%RUSSELL%A | Duke - Russell 69 kV | Line |  | 1 | DUKE---2 69.000 | 511438 | RUSSELL2 69.000 | 521042 | 69
WFEC | TOPOLOGY%WFEC%WFEC%9317%A | Duncan - Harrisburg 69 kV | Line | WFEC.DUNCAN2.9317.WFEC.HARISBG.69.69 | 1 | DUNCAN 2 69.000 | 520883 | HARISBG2 69.000 | 520933 | 69
WFEC | TOPOLOGY%WFEC%WFEC%SPECTRM_DUNCAN%A | Duncan - Spectrum 69 kV | Line | WFEC.DUNCAN2.SPECTRM_DUNCAN.WFEC.SPECTRM2.69.69 | 1 | DUNCAN 2 69.000 | 520883 | SPECTRM2 69.000 | 522001 | 69
WFEC | TOPOLOGY%WFEC%WFEC%9319%A | Durant - S. Colemn 138 kV | Line | WFEC.SCOLEMN.9319.WFEC.DURANT2.138.138 | 1 | DURANT 4 138.00 | 520884 | SCOLEMN4 138.00 | 521049 | 138
WFEC | TOPOLOGY%WFEC%WFEC%9320%A | Durham - Sweetwater WFEC 138 kV | Line | WFEC.SWEETW3.9320.WFEC.DURHAM2.138.138 | 1 | DURHAM 4 138.00 | 520885 | SWEETWR4 138.00 | 521060 | 138
WFEC | TOPOLOGY%WFEC%WFEC%9321%A | Dustin WFEC - Hanna 138 kV | Line | WFEC.HANNA.9321.WFEC.DUSTIN2.138.138 | 1 | DUSTIN 4 138.00 | 520886 | HANNA 4 138.00 | 520932 | 138
WFEC | TOPOLOGY%WFEC%WFEC%9322%A | Dustin WFEC - Pharoah 138 kV | Line | WFEC.PHAROAH.9322.WFEC.DUSTIN2.138.138 | 1 | DUSTIN 4 138.00 | 520886 | PHAROAH4 138.00 | 521026 | 138
WFEC | TOPOLOGY%WFEC%WFEC%NOTINEMS%A | East Kingfisher - East Kingfisher Jct 138 kV | Line | WFEC.EKNGFSHR.UNKNOWN.WFEC.UNKNOWN.138.138 | 1 | EKNGFSH2 138.00 | 520891 | UNKNOWN | 123456 | 138
WFEC | TOPOLOGY%WFEC%WFEC%NKINGFSHR_EKNG%A | East Kingfisher - North Kingfisher 138kV | Line | WFEC.NKNGFSHR.NKINGFSHR_EKNG.WFEC.EKNGFSHR.138.138 | 1 | KNGFSHSW2 138.00 | 520853 | EKNGFSH2 138.00 | 520891 | 138
WFEC | TOPOLOGY%WFEC%WFEC%EKNGFSH_REEDNG%A | East Kingfisher Jct - Reeding 138 kV | Line | WFEC.EKNGFSHR.EKNGFSH_REEDNG.WFEC.REEDING.138.138 | 1 | EKNGFSH3 138.00 | 520600 | REEDING2 138.00 | 521037 | 138
WFEC | TOPOLOGY%WFEC%WFEC%9326%A | El Reno - El Reno Jct 138 kV | Line | WFEC.ELRENO1.9326.WFEC.ELRENOJ2.69.69 | 1 | EL RENO2 69.000 | 520802 | ELRENOJ2 69.000 | 520899 | 69
WFEC | TOPOLOGY%WFEC%WFEC%9327%A | El Reno WFEC - Mustang WFEC 69 kV | Line | WFEC.MUSTANG.9327.WFEC.ELRENO1.69.69 | 1 | EL RENO2 69.000 | 520892 | MUSTANG2 69.000 | 521005 | 69
WFEC | TOPOLOGY%WFEC%WFEC%9329%A | Eldorado - Eldorado Jct 69 kV | Line | WFEC.ELDORDJ.9329.WFEC.ELDORADX.69.69 | 1 | ELDORDJ2 69.000 | 520895 | ELDORDO2 69.000 | 520896 | 69
WFEC | TOPOLOGY%WFEC%WFEC%9330%A | Eldorado Jct - Gypsum 69 kV | Line | WFEC.ELDORDJ.9330.WFEC.GYPSUM.69.69 | 1 | ELDORDJ2 69.000 | 520895 | GYPSUM 2 69.000 | 520929 | 69
WFEC | TOPOLOGY%WFEC%WFEC%9328%A | Electra - Guyer 69 kV | Line | WFEC.ELCTRSW.9328.WFEC.GUYER.69.69 | 1 | ELCTRSW2 69.000 | 520894 | GUYER 2 69.000 | 520928 | 69
WFEC | TOPOLOGY%CSWS%CSWS%ELLIS_REDHILS%A | Ellis Tap - Custer 138 kV | Line | CSWS.ELLIS_TP.ELLIS_REDHILS.WFEC.CUSTER.138.138 |  | ELLIS 4 138.00 | 511561 | CUSTER 4 138.00 | 520459 | 138
WFEC | TOPOLOGY%WFEC%WFEC%9332%A | Elmore City - Paoli WFEC 69 kV | Line | WFEC.PAOLI2.9332.WFEC.ELMORE2.69.69 | 1 | ELMORE 2 69.000 | 520898 | PAOLI 2 69.000 | 521022 | 69
WFEC | TOPOLOGY%WFEC%WFEC%9333%A | Elmore City - Wallville 69 kV | Line | WFEC.WALVILL.9333.WFEC.ELMORE2.69.69 | 1 | ELMORE 2 69.000 | 520898 | WALVILL2 69.000 | 521087 | 69
WFEC | TOPOLOGY%WFEC%WFEC%9334%A | Empire - Fletcher WFEC 138 kV | Line | WFEC.EMPIRE2.9334.WFEC.FLETCH3.138.138 | 1 | EMPIRE 4 138.00 | 520900 | FLETCH-4 138.00 | 520912 | 138
WFEC | TOPOLOGY%WFEC%WFEC%9335%A | Enos - Texoma 138 kV | Line | WFEC.TEXOMA1.9335.WFEC.ENOS.138.138 | 1 | ENOS 4 138.00 | 520901 | TEXOMA 4 138.00 | 521066 | 138
WFEC | TOPOLOGY%WFEC%WFEC%MARIET_ENVILLE%A | Enville-Mariett 138 kV | Line | WFEC.ENVILLE.MARIET_ENVILLE.WFEC.MARIETT1.138.138 | 1 | ENVILLE 138.00 | 520984 | MARIETT1 138.00 | 520985 | 138
WFEC | TOPOLOGY%WFEC%WFEC%9337%A | Esquandale - Esquandale Jct 69 kV | Line | WFEC.ESQNDAL.9337.WFEC.ESQNDLJ.69.69 | 1 | ESQNDAL2 69.000 | 520904 | ESQNDLJ2 69.000 | 520905 | 69
WFEC | TOPOLOGY%WFEC%WFEC%9340%A | Fairview WFEC - Okeene WFEC 69 kV | Line | WFEC.FAIRVEW.9340.WFEC.OKEENE1.69.69 | 1 | FAIRVEW2 69.000 | 520909 | OKEENE 2 69.000 | 521015 | 69
WFEC | TOPOLOGY%WFEC%WFEC%9342%A | Fairview WFEC - OMPA Fairview 69 kV | Line | WFEC.FAIRVEW.9342.WFEC.OMPFAIR.69.69 | 1 | FAIRVEW2 69.000 | 520909 | OMFAIRV2 69.000 | 529343 | 69
WFEC | TOPOLOGY%WFEC%WFEC%9341%A | Fairview WFEC - Ringwood Jct 69 kV | Line | WFEC.CLEOJT.9341.WFEC.FAIRVEW.69.69 | 1 | FAIRVEW2 69.000 | 520909 | RNGWODJ2 69.000 | 521039 | 69
WFEC | TOPOLOGY%WFEC%WFEC%9360%A | Fargo - Ft Supply 69 kV | Line | LINE.NOT.IN.EMS.CANT.999.999 | 1 | FTSUPLY2 69.000 | 520919 | FARGOJCT2 69.000 | 521196 | 69
WFEC | TOPOLOGY%WFEC%WFEC%9343%A | Fargo - Woodward 69 kV | Line | LINE.NOT.IN.EMS.CANT.999.999 | 1 | WOODWRD2 69.000 | 521096 | FARGOJCT2 69.000 | 521196 | 69
WFEC | TOPOLOGY%WFEC%WFEC%FARWELL2_RUSHS%A | Farwell - Rush Springs 69 kV | Line | WFEC.FARWELL2.FARWELL2_RUSHS.WFEC.RUSHSP2.69.69 | 1 | FARWELL2 69.000 | 521063 | RUSHSPG2 69.000 | 521041 | 69
WFEC | TOPOLOGY%WFEC%WFEC%FARWELL2_MARLO%A | Farwell Jct - Marlow 69kV | Line | WFEC.FARWELL2.FARWELL2_MARLO.WFEC.MARLOWJ2.69.69 | 1 | FARWELL2 69.000 | 521063 | MARLOWJ2 69.000 | 520990 | 69
WFEC | TOPOLOGY%WFEC%WFEC%FARWELJ_FARWEL%A | Farwell WFEC - Farwell Junction 69 kV | Line | WFEC.FARWELL2.FARWELJ_FARWEL.WFEC.FARWJCT.69.69 | 1 | FARWELLJ2 | 520209 | FARWELL2 69.000 | 521063 | 69
WFEC | TOPOLOGY%WFEC%WFEC%9347%A | Fletcher WFEC - Georgia Street 138 kV | Line | WFEC.GEORGI2.9347.WFEC.FLETCH3.138.138 | 1 | FLETCH-4 138.00 | 520912 | GEORGIA4 138.00 | 520923 | 138
WFEC | TOPOLOGY%WFEC%WFEC%9345%A | Fletcher WFEC - Marlow Jct 69 kV | Line | WFEC.MARLOWJ2.9345.WFEC.FLETCH3.69.69 | 1 | FLETCHR2 69.000 | 520911 | MARLOWJ2 69.000 | 520990 | 69
WFEC | TOPOLOGY%WFEC%WFEC%9346%A | Fletcher WFEC - Medicine Park Jct 69 kV | Line | WFEC.FLETCH3.9346.WFEC.MEDPRKJ.69.69 | 1 | FLETCHR2 69.000 | 520911 | MEDPRKJ2 69.000 | 520993 | 69
WFEC | TOPOLOGY%WFEC%WFEC%9253%A | Fort Supply - Stockholm 69 kV | Line | WFEC.FTSUPL1.UNKNOWN.WFEC.UNKNOWN.69.69 | 1 | FTSUPLY2 69.000 | 520919 | BUFBEAR2 69.000 | 521120 | 69
WFEC | TOPOLOGY%WFEC%WFEC%FNTNWF_FNTANTP%A | Fountain - Fountain Tap 138 kV | Line | WFEC.FNTAN_WF.FNTNWF_FNTANTP.OKGE.FNTANTP4.138.138 | [5 empty] | 138
WFEC | TOPOLOGY%WFEC%WFEC%9349%A | Franklin - Pink 138 kV | Line | WFEC.FRANKL7.9349.WFEC.PINKSW.138.138 | 1 | FRANKLN4 138.00 | 520913 | PINK SW4 138.00 | 521028 | 138
WFEC | TOPOLOGY%WFEC%WFEC%9348%A | Franklin WFEC - Franklin 138kV | Line | WFEC.FRNKLN1.9348.WFEC.FRANKL7.138.138 | 1 | FRANKLN4 138.00 | 520913 | FRNKLNS4 138.00 | 520917 | 138
WFEC | TOPOLOGY%WFEC%WFEC%9355%A | Franklin WFEC - Liddell 138 kV | Line | WFEC.FRNKLN1.9355.WFEC.LIDDEL2.138.138 | 1 | FRNKLNS4 138.00 | 520917 | LIDDELL4 138.00 | 520975 | 138
WFEC | TOPOLOGY%WFEC%WFEC%FRNK_WMOORE%A | Franklin WFEC - West Moore 138 kV | Line | WFEC.FRNKLN1.FRNK_WMOORE.WFEC.WMOORE.138.138 | 1 | FRNKLNS4 138.00 | 520917 | WMOORE 4 138.00 | 521123 | 138
WFEC | TOPOLOGY%WFEC%WFEC%9350%A | Frederick - Hollister 69 kV | Line | WFEC.FREDRIK.9350.WFEC.HOLLSTR.69.69 | 1 | FREDRIK2 69.000 | 520914 | HOLLSTR2 69.000 | 520945 | 69
WFEC | TOPOLOGY%WFEC%WFEC%FREDROMFRD69_1%A | Frederick - OMPA Frederick 69 kV | Line | WFEC.OMFRDFK.FREDROMFRD69_1.WFEC.FREDRIK.69.69 | 1 | FREDRIK2 69.000 | 520914 | OMFRDFK 69.000 | 529340 | 69
WFEC | TOPOLOGY%WFEC%WFEC%9351%A | Frederick - Tipton Jct 69 kV | Line | WFEC.FREDRIK.9351.WFEC.TIPTONJ2.69.69 | 1 | FREDRIK2 69.000 | 520914 | TIPTONJ2 69.000 | 521070 | 69
WFEC | TOPOLOGY%WFEC%WFEC%9353%A | Freedom - West WFEC 69 kV | Line | WFEC.FREEDOM.9353.WFEC.WEST1.69.69 | 1 | FREEDOM2 69.000 | 520915 | WEST 2 69.000 | 521093 | 69
WFEC | TOPOLOGY%WFEC%WFEC%FREEDOM_WNCHTP%A | Freedom - Winchester Tap 69 kV | Line | WFEC.FREEDOM.FREEDOM_WNCHTP.WFEC.WINCH_TP.69.69 | 1 | WINCH_TAP 69.000 | 520407 | FREEDOM2 69.000 | 520915 | 69
WFEC | TOPOLOGY%WFEC%WFEC%9357%A | Frogville - Hugo Power Plant 138 kV | Line | WFEC.HUGOPP4.9357.WFEC.FROGVIL.138.138 | 1 | FROGVIL4 138.00 | 520918 | HUGO PP4 138.00 | 520948 | 138
WFEC | TOPOLOGY%WFEC%WFEC%9358%A | Frogville - West Bank 138 kV | Line | WFEC.WSTBANK.9358.WFEC.FROGVIL.138.138 | 1 | FROGVIL4 138.00 | 520918 | WSTBANK4 138.00 | 521098 | 138
WFEC | TOPOLOGY%WFEC%WFEC%9361%A | Ft Supply - Iodine WFEC 138 kV | Line | WFEC.IODINE.9361.WFEC.FTSUPL1.138.138 | 1 | FTSUPLY4 138.00 | 520920 | IODINE 4 138.00 | 520957 | 138
WFEC | TOPOLOGY%WFEC%WFEC%SLEEPING_BEAR%A | Ft Supply - Sleeping Bear 138 kV | Line | WFEC.SLP_BEAR.SLEEPING_BEAR.WFEC.FTSUPL1.138.138 | 1 | FTSUPLY4 138.00 | 520920 | SLEEPING 138.00 | 520922 | 138
WFEC | TOPOLOGY%WFEC%WFEC%GARBTAP_GARBER%A | Garber - Garber Tap 138kV | Line | WFEC.GARBER.GARBTAP_GARBER.WFEC.GARB_TAP.138.138 | 1 | GARB TAP 4 138.00 | 521105 | GARBER 4 138.00 | 521106 | 138
WFEC | TOPOLOGY%WFEC%WFEC%GARBTAP_WARREN%1 | Garber Tap - Warren 138kV | Line | WFEC.GARB_TAP.GARBTAP_WARREN.WFEC.WARREN4.138.138 | 1 | WARREN 4 138.00 | 521100 | GARB TAP 4 138.00 | 521105 | 138
WFEC | TOPOLOGY%OKGE%OKGE%WRVAL_GARBTAP%1 | Garber Tap - Warren Valley 138kV | Line | WFEC.GARB_TAP.WRVAL_GARBTAP.OKGE.WRVALLY4.138.138 | 1 | WRVALLY4 138.00 | 514713 | GARBER 4 138.00 | 521106 | 138
WFEC | TOPOLOGY%WFEC%WFEC%GARDENGR_MEEK%A | Garden Grove Jct - Meeker Jct 138 kV | Line | WFEC.GARDENGR.GARDENGR_MEEK.WFEC.MEEKER2.138.138 | 1 | GARDENGROVE4 | 520526 | MEEKER 4 138.00 | 520994 | 138
WFEC | TOPOLOGY%WFEC%WFEC%GARDENGR_PRAG%A | Garden Grove jct - Prague 138 kV | Line | WFEC.GARDENGR.GARDENGR_PRAG.WFEC.PRAGUE.138.138 | 1 | GARDENGROVE4 | 520526 | PRAGUE 4 | 521032 | 138
WFEC | TOPOLOGY%CO%CO%LINE%LN | Garvin - Idabel WFEC 138 kV | Line | WFEC.UNKNOWN.UNKNOWN.WFEC.UNKNOWN.69.69 | 1 | UNKNOWN | 123456 | UNKNOWN | 123456 | 138
WFEC | TOPOLOGY%CO%DV%LINE%LN | Garvin - Valliant WFEC 138 kV | Line | WFEC.UNKNOWN.UNKNOWN.WFEC.UNKNOWN.138.138 | 1 | UNKNOWN | 12345 | UNKNOWN | 12345 | 138
WFEC | TOPOLOGY%WFEC%WFEC%GEARYTP_GEARY%A | Geary Tap - Geary 138 kV | Line | WFEC.GEARYTP.GEARYTP_GEARY.WFEC.GEARY.138.138 | 1 | GEARY TP 138.00 | 521108 | GEARY 138.00 | 521109 | 138
WFEC | TOPOLOGY%WFEC%WFEC%GEARY_ROMAN%A | Geary Tap - Roman Nose 138 kV | Line | WFEC.GEARYTP.GEARY_ROMAN.OKGE.ROMAN.138.138 | 1 | GEARY TP 138.00 | 521108 | ROMNOSE4 | 514823 | 138
WFEC | TOPOLOGY%WFEC%WFEC%UNKNOWN%A | Geronimo jct - Geronimo 69 kV | Line | WFEC.UNKNOWN.UNKNOWN.WFEC.UNKNOWN.69.69 | 1 | UNKNOWN | 123456 | UNKNOWN | 123456 | 69
WFEC | TOPOLOGY%WFEC%WFEC%GOLDNSW_BBDAM%A | Golden Hill - Hochatown Jct 138 kV | Line | WFEC.GOLDENSW.GOLDNSW_BBDAM.WFEC.BBDAMTP.138.138 | [5 empty] | 138
WFEC | TOPOLOGY%WFEC%WFEC%OUSW_GOLDSBY%A | Goldsby - OU WFEC 138 kV | Line | WFEC.GOLDSBY.OUSW_GOLDSBY.WFEC.OUSW.138.138 | 1 | GOLDSBY4 138.00 | 520924 | OU SW 4 138.00 | 521018 | 138
WFEC | TOPOLOGY%WFEC%WFEC%9363%A | Gotebo - Lonewolf 69 kV | Line | WFEC.LONEWLF.9363.WFEC.GOTEBO.69.69 | 1 | GOTEBO 2 69.000 | 520925 | LONEWLF2 69.000 | 520982 | 69
WFEC | TOPOLOGY%WFEC%WFEC%9364%A | Gotebo - Mountain View 69 kV | Line | WFEC.MTNVIEW.9364.WFEC.GOTEBO.69.69 | 1 | GOTEBO 2 69.000 | 520925 | MTNVIEW2 69.000 | 521003 | 69
WFEC | TOPOLOGY%WFEC%WFEC%ELDORD_GOULD%A | Gould - Eldorado Jct 69 kV | Line | WFEC.GOULD.ELDORD_GOULD.WFEC.ELDORDJ.69.69 | [5 empty] | 69
WFEC | TOPOLOGY%WFEC%WFEC%HOLLIS_GOULD%A | Gould - Hollis WFEC 69 kV | Line | WFEC.GOULD.HOLLIS_GOULD.WFEC.HOLLIS3.69.69 | 1 | GOULD 69.000 | 520504 | HOLLIS 2 69.000 | 520944 | 69
WFEC | TOPOLOGY%WFEC%WFEC%GRNDFLD4_ESQND%A | Grandfield - Esquandale Jct 69kV | Line | WFEC.GRNDFLD4.GRNDFLD4_ESQND.WFEC.ESQNDLJ.69.69 | 1 | ESQNDLJ2 69.000 | 520905 | GRANFLD2 69.000 | 520926 | 69
WFEC | TOPOLOGY%WFEC%WFEC%GRNDFLD4_HOLLS%A | Grandfield - Hollister 69 kV | Line | WFEC.GRANFLD.GRNDFLD4_HOLLS.WFEC.HOLLSTR.69.69 | 1 | GRANFLD2 69.000 | 520926 | HOLLSTR2 69.000 | 520945 | 69
WFEC | TOPOLOGY%WFEC%WFEC%INDHOMA_GRNDFL%A | Grandfield - Indiahoma 138kV | Line | WFEC.GRNDFLD4.INDHOMA_GRNDFL.WFEC.INDHOMA.138.138 | 1 | INDHOMA4 138.00 | 520954 | GRNDFLD4 138.00 | 521106 | 138
WFEC | TOPOLOGY%WFEC%WFEC%GRNDFLD_RNDLET%A | Grandfield - Randlett 138 kV | Line | WFEC.GRNDFLD4.GRNDFLD_RNDLET.WFEC.RANDLETT.138.138 | 1 | GRNDFLD4 138.00 | 521106 | RANDLET 138.00 | 520602 | 138
WFEC | TOPOLOGY%WFEC%WFEC%9367%A | Granite - Lake Creek 69 kV | Line | WFEC.GRANIT1.9367.WFEC.LKCREEK.69.69 | 1 | GRANITE2 69.000 | 520927 | LKCREEK2 69.000 | 520978 | 69
WFEC | TOPOLOGY%WFEC%WFEC%9368%A | Granite - OMPA Mangum 69 kV | Line | WFEC.GRANIT1.9368.WFEC.OMMANGM.69.69 | 1 | GRANITE2 69.000 | 520927 | OMMANGM2 69.000 | 529342 | 69
WFEC | TOPOLOGY%WFEC%WFEC%9369%A | Guyer - Hollister 69 kV | Line | WFEC.GUYER.9369.WFEC.HOLLSTR.69.69 | 1 | GUYER 2 69.000 | 520928 | HOLLSTR2 69.000 | 520945 | 69
WFEC | TOPOLOGY%WFEC%WFEC%9370%A | Gypsum - Russell WFEC 69 kV | Line | WFEC.GYPSUM.9370.WFEC.RUSSELL.69.69 | 1 | GYPSUM 2 69.000 | 520929 | RUSSELL2 69.000 | 521042 | 69
WFEC | TOPOLOGY%WFEC%WFEC%HAMMETT_MEEKER%A | Hammett - Meeker 138 kV | Line | WFEC.MEEKER2.HAMMETT_MEEKER.WFEC.HAMM_WFE.138.138 | 1 | HAMMETT4 138.00 | 520951 | MEEKER 4 138.00 | 520994 | 138
WFEC | TOPOLOGY%WFEC%WFEC%9382%A | Hamon Butler - Morewood 69 kV | Line | WFEC.HM-BTTP.9382.WFEC.MORWODS4.69.69 | 1 | HM-BTTP2 69.000 | 520942 | MORWODS2 69.000 | 521000 | 69
WFEC | TOPOLOGY%WFEC%WFEC%9383%A | Hamon Butler - Putnam 69 kV | Line | WFEC.HM-BTTP.9383.WFEC.PUTNAM.69.69 | 1 | HM-BTTP2 69.000 | 520942 | PUTNAM 2 69.000 | 521033 | 69
WFEC | TOPOLOGY%WFEC%WFEC%9371%A | Hanna - Macalester 138 kV | Line | WFEC.HANNA.9371.WFEC.MCALSTR.138.138 | 1 | HANNA 4 138.00 | 520932 | MCALSTR4 138.00 | 520991 | 138
WFEC | TOPOLOGY%WFEC%WFEC%9372%A | Harrisburg - Velma 69 kV | Line | WFEC.VELMA.9372.WFEC.HARISBG.69.69 | 1 | HARISBG2 69.000 | 520933 | VELMA 2 69.000 | 521080 | 69
WFEC | TOPOLOGY%WFEC%WFEC%9373%A | Hartshorne - Manning WFEC 138 kV | Line | WFEC.MANNIN1.9373.WFEC.HARTSHN4.138.138 | 1 | HARTSHN4 138.00 | 520934 | MANNING4 138.00 | 520986 | 138
WFEC | TOPOLOGY%WFEC%WFEC%9374%A | Hartshorne - Savanna WFEC 138 kV | Line | WFEC.SAVANN3.9374.WFEC.HARTSHN4.138.138 | 1 | HARTSHN4 138.00 | 520934 | SAVANNA4 138.00 | 521047 | 138
WFEC | TOPOLOGY%WFEC%WFEC%UNKNOWN%A | Haworth - Idabel WFEC 138 kV | Line | WFEC.UNKNOWN.UNKNOWN.WFEC.UNKNOWN.69.69 | 1 | IDABEL4 | 520953 | UNKNOWN | 123456 | 138
WFEC | TOPOLOGY%WFEC%WFEC%9375%A | Hazel - Hazel Jct 138 kV | Line | WFEC.HAZELJT.9375.WFEC.HAZEL.138.138 | 1 | HAZEL 4 138.00 | 520935 | HAZELJT4 138.00 | 520936 | 138
WFEC | TOPOLOGY%WFEC%WFEC%HAZE_SHAW%A | Hazel Dell jct - Shawnee 138 kV | Line | WFEC.SHAWNE2.HAZE_SHAW.WFEC.HAZELDEL.138.138 | 1 | SHAWNEE4 138.00 | 521048 | WREDHIL4 138.00 | 521097 | 138
WFEC | TOPOLOGY%WFEC%WFEC%HAZE_WRED%A | Hazel Dell jct - West Red Hill jct 138 kV | Line | WFEC.HAZELDEL.HAZE_WRED.WFEC.WREDHIL.138.138 |  | UNKNOWN | 123456 | WREDHIL4 138.00 | 521097 | 138
WFEC | TOPOLOGY%WFEC%WFEC%INGRAM_HAZEL%A | Hazel Jct - Ingram Jct 138 kV | Line | WFEC.INGRAMJT.INGRAM_HAZEL.WFEC.HAZELJT.138.138 | 1 | HAZELJT4 138.00 | 520936 | INGRAMJCT4 138.00 | 520857 | 138
WFEC | TOPOLOGY%WFEC%WFEC%9376%A | Hazel Jct - United Clay 138 kV | Line | WFEC.HAZELJT.9376.WFEC.UNDCLAY.138.138 | 1 | HAZELJT4 138.00 | 520936 | UNDCLAY4 138.00 | 521076 | 138
WFEC | TOPOLOGY%WFEC%WFEC%9377%A | Hazelton - Hazelton Jct 69 kV | Line | WFEC.HAZLTNJ.9377.WFEC.HAZELTN.69.69 | 1 | HAZELTN2 69.000 | 520937 | HAZLTNJ2 69.000 | 520938 | 69
WFEC | TOPOLOGY%WFEC%WFEC%UNKNOWN%A | Hazelton - Medicine Lodge 69 kV | Line | WFEC.UNKNOWN.UNKNOWN.WFEC.UNKNOWN.69.69 | 1 | HAZELTN2 69.000 | 520937 | UNKNOWN | 123456 | 69
WFEC | TOPOLOGY%WFEC%WFEC%HAZL_WAKIT%A | Hazelton Jct - Wakita Tap 69 kV | Line | WFEC.HAZLTNJ.HAZL_WAKIT.WFEC.WAKITA2.69.69 | 1 | HAZLTNJ2 69.000 | 520938 | WAKITA 2 69.000 | 521085 | 69
WFEC | TOPOLOGY%WFEC%WFEC%9379%A | Healdton WFEC - Loco 138 kV | Line | WFEC.LOCO.9379.WFEC.HEALDTN.138.138 | 1 | HEALDTN4 138.00 | 520939 | LOCO 4 138.00 | 520981 | 138
WFEC | TOPOLOGY%WFEC%WFEC%9380%A | Healdton WFEC - Ringling 138 kV | Line | WFEC.RINGLNG.9380.WFEC.HEALDTN.138.138 | 1 | HEALDTN4 138.00 | 520939 | RINGLNG4 138.00 | 521038 | 138
WFEC | TOPOLOGY%WFEC%WFEC%9381%A | Highland WFEC - Pink 138 kV | Line | WFEC.HIGHLN1.9381.WFEC.PINKSW.138.138 | 1 | HIGHLND4 138.00 | 520941 | PINK SW4 138.00 | 521028 | 138
WFEC | TOPOLOGY%CO%DV%LINE%LN | Hinton - Sickles 138 kV | Line | WFEC.UNKNOWN.UNKNOWN.WFEC.UNKNOWN.69.69 | 1 | UNKNOWN | 123456 | UNKNOWN | 123456 | 138
WFEC | TOPOLOGY%WFEC%WFEC%9229%A | Hochatown - Hochatown Jct 138 kV | Line | WFEC.HOCHTWN.9229.WFEC.BBDAMTP.138.138 | 1 | HOCHJCT4 138.00 | 520823 | HOCHTWN4 138.00 | 520943 | 138
WFEC | TOPOLOGY%WFEC%WFEC%9230%A | Hochatown Jct - Mountain River 138 kV | Line | WFEC.MTRIVER4.9230.WFEC.BBDAMTP.138.138 | 1 | HOCHJCT4 138.00 | 520823 | MTRIVER4 138.00 | 521004 | 138
WFEC | TOPOLOGY%WFEC%WFEC%9384%A | Holy Creek - Idabel WFEC 138 kV | Line | WFEC.HOLYCRK.9384.WFEC.IDABEL2.138.138 | 1 | HOLYCRK4 138.00 | 520946 | IDABEL 4 138.00 | 520953 | 138
WFEC | TOPOLOGY%OKGE%OKGE%SUNNY_HUGO%A | Hugo - Sunnyside 345 kV | Line | WFEC.HUGOPP4.SUNNY_HUGO.OKGE.SUNNYSDE.345.345 | 1 | HUGO 7 345.00 | 521157 | SUNNYSD7 345.00 | 515136 | 345
WFEC | TOPOLOGY%WFEC%WFEC%HUGO_VALLIANT%A | Hugo - Valliant 345kV | Line | WFEC.HUGOPP4.HUGO_VALLIANT.CSWS.VALLIANT.345.345 | 1 | HUGO 7 345.00 | 521157 | VALIANT7 345.00 | 510911 | 345
WFEC | TOPOLOGY%WFEC%WFEC%9386%A | Hugo Power Plant - SAWYER 138 kV | Line | WFEC.HUGOPP4.9386.WFEC.SAWYER.138.138 | 1 | HUGO PP4 138.00 | 520948 | SAWYER4 138.00 | 520411 | 138
WFEC | TOPOLOGY%WFEC%WFEC%9387%A | Hugo Power Plant - Valliant WFEC 138 kV | Line | WFEC.HUGOPP4.9387.WFEC.VALLANT.138.138 | 1 | HUGO PP4 138.00 | 520948 | VALLANT4 138.00 | 521079 | 138
WFEC | TOPOLOGY%WFEC%WFEC%9388%A | Hulen - Walters 69 kV | Line | WFEC.HULEN.9388.WFEC.WALT_WFE.69.69 | 1 | HULEN 2 69.000 | 520949 | WALTERS2 69.000 | 521086 | 69
WFEC | TOPOLOGY%WFEC%WFEC%9389%A | Hydro WFEC - Sickles 138 kV | Line | WFEC.SICKLES.9389.WFEC.HYDRO1.138.138 | 1 | HYDRO 4 138.00 | 520950 | SICKLES4 138.00 | 521050 | 138
WFEC | TOPOLOGY%WFEC%WFEC%9391%A | Idabel WFEC - Valliant WFEC 138 kV | Line | WFEC.VALLANT.9391.WFEC.IDABEL2.138.138 | 1 | IDABEL 4 138.00 | 520953 | VALLANT4 138.00 | 521079 | 138
WFEC | TOPOLOGY%WFEC%WFEC%INGRAMJ_INGRAM%A | Ingram - Ingram Jct 138 kV | Line | WFEC.INGRAMJT.INGRAMJ_INGRAM.WFEC.INGRAM1.138.138 | 1 | INGRAM 4 138.00 | 520956 | INGRAMJCT4 138.00 | 520857 | 138
WFEC | TOPOLOGY%WFEC%WFEC%9392%A | Iodine WFEC - Mooreland 138 kV | Line | WFEC.IODINE.9392.WFEC.MOORLN1.138.138 | 1 | IODINE 4 138.00 | 520957 | MOORLND4 138.00 | 520999 | 138
WFEC | TOPOLOGY%WFEC%WFEC%9393%A | Jimtown - Marietta WFEC 69 kV | Line | WFEC.JIMTOWN.9393.WFEC.MARIET1.69.69 | 1 | JIMTOWN2 69.000 | 520960 | MARIETA2 69.000 | 520987 | 69
WFEC | TOPOLOGY%WFEC%WFEC%8701%B | Knobhill - Noel 138 kV Ckt #1 | Line | OKGE.KNOB1.8701.WFEC.NOEL.138.138 | 1 | KNOBHIL4 138.00 | 514795 | NOEL_SW 138.00 | 520201 | 138
WFEC | TOPOLOGY%WFEC%WFEC%9409%A | Lake Creek - Lonewolf 69 kV | Line | WFEC.LKCREEK.9409.WFEC.LONEWLF.69.69 | 1 | LKCREEK2 69.000 | 520978 | LONEWLF2 69.000 | 520982 | 69
WFEC | TOPOLOGY%WFEC%WFEC%WNORMAN_LAMAR4%A | Lamar - West Norman 138 kV | Line | WFEC.WNORMAN.WNORMAN_LAMAR4.WFEC.LAMAR4.138.138 | 1 | LAMAR4 138.00 | 520403 | WNORMAN4 138.00 | 521095 | 138
WFEC | TOPOLOGY%WFEC%WFEC%9396%A | Lasalle - Latta Jct 138 kV | Line | WFEC.LASALL2.9396.WFEC.LATTAJT.138.138 | 1 | LASALLE4 138.00 | 520969 | LATTAJT4 138.00 | 520971 | 138
WFEC | TOPOLOGY%WFEC%WFEC%9398%A | Latta - Latta Jct 138 kV | Line | WFEC.LATTA.9398.WFEC.LATTAJT.138.138 | 1 | LATTA 4 138.00 | 520970 | LATTAJT4 138.00 | 520971 | 138
WFEC | TOPOLOGY%WFEC%WFEC%9399%A | Latta - Solo Cup 138 kV | Line | WFEC.SOLOCUP.9399.WFEC.LATTA.138.138 | 1 | LATTA 4 138.00 | 520970 | SOLOCUP4 138.00 | 521053 | 138
WFEC | TOPOLOGY%WFEC%WFEC%9400%A | Latta Jct - Oil Center 138 kV | Line | WFEC.OILCNTR.9400.WFEC.LATTAJT.138.138 | 1 | LATTAJT4 138.00 | 520971 | OILCNTR4 138.00 | 521014 | 138
WFEC | TOPOLOGY%WFEC%WFEC%9402%A | Lebanon - Texoma Jct 138 kV | Line | WFEC.TEXOMAJT.9402.WFEC.LEBANO2.138.138 | 1 | LEBANON4 138.00 | 520972 | TEXOMAJ4 138.00 | 521067 | 138
WFEC | TOPOLOGY%WFEC%WFEC%ENVILL_LEBANON%A | Lebanon-Enville 138 kV | Line | WFEC.LEBANO2.ENVILL_LEBANON.WFEC.ENVILLE.138.138 | 1 | LEBANON4 138.00 | 520972 | ENVILLE 138.00 | 520984 | 138
WFEC | TOPOLOGY%WFEC%WFEC%9403%A | Lexington WFEC - Little Axe WFEC 69 kV | Line | WFEC.LILAXE.9403.WFEC.LEXNGT2.69.69 | 1 | LEXNGTN2 69.000 | 520973 | LIL AXE2 69.000 | 520976 | 69
WFEC | TOPOLOGY%WFEC%WFEC%9404%A | Lexington WFEC - Paoli WFEC 69 kV | Line | WFEC.PAOLI2.9404.WFEC.LEXNGT2.69.69 | 1 | LEXNGTN2 69.000 | 520973 | PAOLI 2 69.000 | 521022 | 69
WFEC | TOPOLOGY%WFEC%WFEC%LIBERT2_PARAD%A | Liberty WFEC - Paradigm WFEC 138 kV | Line | WFEC.LIBERT2.LIBERT2_PARAD.WFEC.PARADIGM.138.138 | 1 | PARADIGM4 138.00 | 520820 | LIBRTY-4 138.00 | 520974 | 138
WFEC | TOPOLOGY%WFEC%WFEC%9405%A | Liberty WFEC - Prauge 138 kV | Line | WFEC.PRAGUE.9405.WFEC.LIBERT2.138.138 | 1 | LIBRTY-4 138.00 | 520974 | PRAGUE 4 138.00 | 521032 | 138
WFEC | TOPOLOGY%WFEC%WFEC%9406%A | Liberty WFEC - Wewoka WFEC 138 kV | Line | WFEC.LIBERT2.9406.WFEC.WEWOKA.138.138 | 1 | LIBRTY-4 138.00 | 520974 | WEWOKA 4 138.00 | 521094 | 138
WFEC | TOPOLOGY%WFEC%WFEC%9410%A | Lindsay SW WFEC - Wallville 69 kV | Line | WFEC.WALVILL.9410.WFEC.LNDSYSW.69.69 | 1 | LNDSYSW2 69.000 | 520979 | WALVILL2 69.000 | 521087 | 69
WFEC | TOPOLOGY%WFEC%WFEC%9408%A | Lindsay WFEC - Lindsay SW WFEC 69 kV | Line | WFEC.LINDS_WF.9408.WFEC.LNDSYSW.69.69 | 1 | LINDSAY2 69.000 | 520977 | LNDSYSW2 69.000 | 520979 | 69
WFEC | TOPOLOGY%WFEC%WFEC%9412%A | Loco - Pinto 138 kV | Line | WFEC.LOCO.9412.WFEC.PINTO.138.138 | 1 | LOCO 4 138.00 | 520981 | PINTO 4 138.00 | 521029 | 138
WFEC | TOPOLOGY%WFEC%WFEC%MANNIN_LIME%A | Manning - Limestone 138 kV | Line | WFEC.MANNIN1.MANNIN_LIME.WFEC.LIMESTN4.138.138 | 1 | LIMESTN4 138.00 | 520418 | MANNING4 138.00 | 520986 | 138
WFEC | TOPOLOGY%WFEC%WFEC%9415%A | Marietta WFEC - South Wilson 138 kV | Line | WFEC.MARIET1.9415.WFEC.SWILSON.138.138 | 1 | MARIETA4 138.00 | 520988 | SWILSON4 138.00 | 521061 | 138
WFEC | TOPOLOGY%WFEC%WFEC%9414%A | Marietta WFEC - Thackervile 69 kV | Line | WFEC.THAKRVL.9414.WFEC.MARIET1.69.69 | 1 | MARIETA2 69.000 | 520987 | THAKRVL2 69.000 | 521068 | 69
WFEC | TOPOLOGY%WFEC%WFEC%MARIET_MARIETT%A | Mariett-Marieta 138kV | Line | WFEC.MARIETT1.MARIET_MARIETT.WFEC.MARIET1.138.138 | 1 | MARIETT1 138.00 | 520985 | MARIETA4 138.00 | 520988 | 138
WFEC | TOPOLOGY%WFEC%WFEC%9416%A | Marlow - Marlow Jct 69 kV | Line | WFEC.MARLOWJ2.9416.WFEC.MARLOW1.69.69 | 1 | MARLOW 2 69.000 | 520989 | MARLOWJ2 69.000 | 520990 | 69
WFEC | TOPOLOGY%WFEC%WFEC%MARLOJ_FARWELJ%A | Marlow Jct - Farwell Junction 69 kV | Line | WFEC.MARLOWJ2.MARLOJ_FARWELJ.WFEC.FARWJCT.69.69 | 1 | FARWELLJ2 | 520209 | MARLOWJ2 69.000 | 520990 | 69
WFEC | TOPOLOGY%WFEC%WFEC%9417%A | Marlow Jct - Rush Springs 69 kV | Line | WFEC.MARLOWJ2.9417.WFEC.RUSHSP2.69.69 | 1 | MARLOWJ2 69.000 | 520990 | RUSHSPG2 69.000 | 521041 | 69
WFEC | TOPOLOGY%WFEC%WFEC%MEDCN_CACHE%A | Med Park Jct - Cache Junction 138kV | Line | WFEC.CACHEJ4.MEDCN_CACHE.WFEC.MEDCN_PK.138.138 | 1 | MDCPRK4 138.00 | 520404 | CACHEJ4 138.00 | 521190 | 138
WFEC | TOPOLOGY%WFEC%WFEC%PARD_MEDPK%A | Medicine Park Jct - Paradise 138 kV | Line | WFEC.PARADS9.PARD_MEDPK.WFEC.MEDCN_PK.138.138 | 1 | PARADSE4 138.00 | 521024 | MEDCN_PK 138.00 | 521117 | 138
WFEC | TOPOLOGY%WFEC%WFEC%MEEKSW_MEEKER%A | Meeker - Meeker Switching Station 138 kV | Line | WFEC.MEEKERSW.MEEKSW_MEEKER.WFEC.MEEKER2.138.138 | 1 | MEEKER 4 138.00 | 520464 | MEEKRSW4 138.00 | 520994 | 138
WFEC | TOPOLOGY%WFEC%WFEC%9420%A | Meeker - West Red Hill 138 kV | Line | WFEC.MEEKER2.9420.WFEC.WREDHIL.138.138 | 1 | MEEKER 4 138.00 | 520994 | WREDHIL4 138.00 | 521097 | 138
WFEC | TOPOLOGY%WFEC%WFEC%MEEKSW_GRDNGRV%A | Meeker Switching Station - Garden Grove 138 kV | Line | WFEC.MEEKERSW.MEEKSW_GRDNGRV.WFEC.GARDENGR.138.138 | 1 | GARDENGR 138.00 | 520526 | MEEKRSW4 138.00 | 520994 | 138
WFEC | TOPOLOGY%WFEC%WFEC%WRDHIL_MEEKSW%A | Meeker Switching Station - West Red Hill 138 kV | Line | WFEC.WREDHIL.WRDHIL_MEEKSW.WFEC.MEEKERSW.138.138 | 1 | MEEKRSW4 138.00 | 520994 | WREDHIL4 138.00 | 521097 | 138
WFEC | TOPOLOGY%WFEC%WFEC%NOEL_MORLN%A | Mooreland - Noel 138 kV | Line | WFEC.MORRLN1.NOEL_MORLN.WFEC.NOEL.138.138 | 1 | MOORLND4 138.00 | 520999 | NOEL 4 138.00 | 521207 | 138
WFEC | TOPOLOGY%WFEC%WFEC%9427%A | Mooreland - Taloga 138 kV | Line | WFEC.TALOGA1.9427.WFEC.MOORLN1.138.138 | 1 | MOORLND4 138.00 | 520999 | TALOGA 4 138.00 | 521065 | 138
WFEC | TOPOLOGY%WFEC%WFEC%NIN_MORW%A | Morewood - Nine Mile 138 kV | Line | WFEC.MORWODS4.NIN_MORW.WFEC.NINMILE4.138.138 | 1 | MORWODS4 138.00 | 521001 | NINMILE 4 138.00 | 521128 | 138
WFEC | TOPOLOGY%WFEC%WFEC%9430%A | Mountain View - Pine Ridge 69 kV | Line | WFEC.MTNVIEW.9430.WFEC.PINERDG.69.69 | 1 | MTNVIEW2 69.000 | 521003 | PINERDG2 69.000 | 521027 | 69
WFEC | TOPOLOGY%WFEC%WFEC%9431%A | Mustang - Sunshine Canyon 69 kV | Line | WFEC.SUNSHI1.9431.WFEC.MUSTANG.69.69 | 1 | MUSTANG2 69.000 | 521005 | SUNSHIN2 69.000 | 521058 | 69
WFEC | TOPOLOGY%WFEC%WFEC%9431%A | Mustang WFEC - Sunshine Canyon 69 kV | Line | WFEC.MUSTANG.9431.WFEC.SUNSHI1.69.69 | 1 | MUSTANG2 69.000 | 521005 | SUNSHIN2 69.000 | 521058 | 69
WFEC | TOPOLOGY%WFEC%WFEC%NAPLES1_CORNTP%1 | Naples - Cornville Tap 138kV | Line | WFEC.NAPLES1.NAPLES1_CORNTP.WFEC.CORNTP4.138.138 | 1 | CORN TP4 138.00 | 520867 | NAPLES1 138.00 | 521025 | 138
WFEC | TOPOLOGY%WFEC%WFEC%9432%A | Nash - Ringwood 69 kV | Line | WFEC.NASH.9432.WFEC.RNGWOOD.69.69 | 1 | NASH 2 69.000 | 521008 | RNGWOOD2 69.000 | 521040 | 69
WFEC | TOPOLOGY%WFEC%WFEC%9433%A | Nash - Wakita 69 kV | Line | WFEC.NASH.9433.WFEC.WAKITA.69.69 | 1 | NASH 2 69.000 | 521008 | WAKITA 2 69.000 | 521085 | 69
WFEC | TOPOLOGY%WFEC%WFEC%9434%A | Navajo - Snyder WFEC 69 kV | Line | WFEC.NAVAJO1.9434.WFEC.SNYDER2.69.69 | 1 | NAVAJO 2 69.000 | 521009 | SNYDER 2 69.000 | 521051 | 69
WFEC | TOPOLOGY%WFEC%WFEC%NOEL_CHERC%A | Noel - Salt Plains 138 kV | Line | WFEC.NOEL.NOEL_CHERC.WFEC.SALTPLNS.138.138 | [5 empty] | 138
WFEC | TOPOLOGY%WFEC%WFEC%9435%A | Oil Center - Stratford 138 kV | Line | WFEC.OILCNTR.9435.WFEC.STRATFD.138.138 | 1 | OILCNTR4 138.00 | 521014 | STRATFD4 138.00 | 521056 | 138
WFEC | TOPOLOGY%WFEC%WFEC%9437%A | Okeene WFEC - Watonga SW 69 kV | Line | WFEC.WATNGSW.9437.WFEC.OKEENE1.69.69 | 1 | OKEENE 2 69.000 | 521015 | WATNGSW2 69.000 | 521090 | 69
WFEC | TOPOLOGY%WFEC%WFEC%MEEKER_LINCOLN%A | OKGE Lincoln - WFEC Meeker 138 kV | Line | WFEC.MEEKER2.MEEKER_LINCOLN.OKGE.LINCOLN4.138.138 | 1 | LINCOLN4 138.00 | 515442 | MEEKER 4 138.00 | 520464 | 138
WFEC | TOPOLOGY%WFEC%WFEC%WATGNGSW_OMEGA%A | Omega WFEC - Watonga SW 69 kV | Line | WFEC.WATNGSW.WATGNGSW_OMEGA.WFEC.OMEGA.69.69 | 1 | KNGFSHR2 69.000 | 520964 | WATNGSW2 69.000 | 521090 | 69
WFEC | TOPOLOGY%WFEC%WFEC%9451%A | OMPA Mangum - Russell WFEC 69 kV | Line | WFEC.RUSSELL.9451.WFEC.OMMANGM.69.69 | 1 | RUSSELL2 69.000 | 521042 | OMMANGM2 69.000 | 529342 | 69
WFEC | TOPOLOGY%WFEC%WFEC%9438%A | Oney - Washita 138 kV | Line | WFEC.WASHIT1.9438.WFEC.ONEY.138.138 | 1 | ONEY 4 138.00 | 521017 | WASHITA4 138.00 | 521089 | 138
WFEC | TOPOLOGY%WFEC%WFEC%LAMAR4_OUSW%A | OU- Lamar 138kV | Line | WFEC.OUSW.LAMAR4_OUSW.WFEC.LAMAR4.138.138 | 1 | LAMAR4 138.00 | 520403 | OU SW 4 138.00 | 521104 | 138
WFEC | TOPOLOGY%WFEC%WFEC%PARAD_CHERNICK%A | Paradigm WFEC - Chernicky 138 kV | Line | WFEC.PARADIGM.PARAD_CHERNICK.WFEC.CHERNICK.138.138 | 1 | CHERNICKY4 138.00 | 520819 | PARADIGM4 138.00 | 520820 | 138
WFEC | TOPOLOGY%WFEC%WFEC%PARAGON_TRNCND%A | Paragon - Trans Canada 138 kV | Line | WFEC.PARAGON4.PARAGON_TRNCND.WFEC.TRNCNDA.138.138 | 1 | TRNCNDACV4 138.00 | 520416 | PARAGON4 138.00 | 520417 | 138
WFEC | TOPOLOGY%WFEC%WFEC%WETUMKA_PARAGN%A | Paragon - Wetumka 138 kV | Line | WFEC.WETUMKA4.WETUMKA_PARAGN.WFEC.PARAGON4.138.138 | 1 | PARAGON4 138.00 | 520417 | WETUMKA4 138.00 | 521084 | 138
WFEC | TOPOLOGY%WFEC%WFEC%PAYNE_CRINER%A | Payne Tap - Criner 138kV | Line | WFEC.CRINER.PAYNE_CRINER.WFEC.PAYNE_WF.138.138 | 1 | CRINER 138.00 | 520868 | PAYNE_ 138.00 | 520888 | 138
WFEC | TOPOLOGY%WFEC%WFEC%PAYNE_NAPLES1%A | Payne Tap - Naples 138kV | Line | WFEC.PAYNE_WF.PAYNE_NAPLES1.WFEC.NAPLES1.138.138 | 1 | PAYNE_ 138.00 | 520888 | NAPLES1 138.00 | 521025 | 138
WFEC | TOPOLOGY%WFEC%WFEC%PAYNE_PAOLI2%A | Payne Tap - Paoli WFEC 138 kV | Line | WFEC.PAYNE_WF.PAYNE_PAOLI2.WFEC.PAOLI2.138.138 | 1 | PAYNE_ 69.000 | 520888 | PAOLI 4 138.00 | 521023 | 138
WFEC | TOPOLOGY%WFEC%WFEC%9301%B | Pharoah - Wetumka 138 kV | Line | WFEC.PHAROAH.9301.WFEC.WETUMKA4.138.138 | 1 | PHAROAH4 138.00 | 521026 | WETUMKA4 138.00 | 521084 | 138
WFEC | TOPOLOGY%WFEC%WFEC%9442%A | Pine Ridge - Washita 69 kV | Line | WFEC.PINERDG.9442.WFEC.WASHIT1.69.69 | 1 | PINERDG2 69.000 | 521027 | WASHITA2 69.000 | 521088 | 69
WFEC | TOPOLOGY%WFEC%WFEC%9443%A | Pink - Shawnee WFEC 138 kV | Line | WFEC.SHAWNE2.9443.WFEC.PINKSW.138.138 | 1 | PINK SW4 138.00 | 521028 | SHAWNEE4 138.00 | 521048 | 138
WFEC | TOPOLOGY%WFEC%WFEC%9444%A | Pittsburg WFEC - Savanna WFEC 138 kV | Line | WFEC.PITTSB2.9444.WFEC.SAVANN3.138.138 | 1 | PITTSBG4 138.00 | 521030 | SAVANNA4 138.00 | 521047 | 138
WFEC | TOPOLOGY%WFEC%WFEC%9445%A | Pocassett - Tuttle WFEC 138 kV | Line | WFEC.POCASET.9445.WFEC.TUTTLE2.138.138 | 1 | POCASET4 138.00 | 521031 | TUTTLE 4 138.00 | 521072 | 138
WFEC | LINE%CURRENTLY%NOT%MODELED%IN%EMS | Prague - Scissortail 138 kV | Line | LINE.IS.NOT.IN.EMS.999.999 | [5 empty] | 138
WFEC | TOPOLOGY%WFEC%WFEC%9446%A | Putnam - Taloga 69 kV | Line | WFEC.TALOGA1.9446.WFEC.PUTNAM.69.69 | 1 | PUTNAM 2 69.000 | 521033 | TALOGA 2 69.000 | 521064 | 69
WFEC | TOPOLOGY%WFEC%WFEC%SAWYER_RATTAN%A | Rattan - Sawyer 138 kV | Line | WFEC.SAWYER.SAWYER_RATTAN.WFEC.RATTAN.138.138 | 1 | SAWYER4 138.00 | 520411 | RATTAN 4 138.00 | 521036 | 138
WFEC | TOPOLOGY%OKGE%OKGE%9015%A | Reagan - Russett WFEC 138 kV | Line |  | 1 | RUSSET-4 138.00 | 515120 | RUSSETT4 138.00 | 521044 | 138
WFEC | TOPOLOGY%WFEC%WFEC%LIME_REDOAK%A | Red Oak WFEC - Red Oak WFEC 138 kV | Line | WFEC.LIMESTN4.LIME_REDOAK.WFEC.REDOAK4.138.138 | 1 | LIMESTN4 138.00 | 520418 | REDOAK4 138.00 | 521035 | 138
WFEC | TOPOLOGY%WFEC%WFEC%9447%A | Ringling - South Wilson 138 kV | Line | WFEC.RINGLNG.9447.WFEC.SWILSON.138.138 | 1 | RINGLNG4 138.00 | 521038 | SWILSON4 138.00 | 521061 | 138
WFEC | TOPOLOGY%WFEC%WFEC%ROSETAP_AVARD%A | Rose Tap - Rose Tap 138kV | Line | WFEC.ROSETAP.ROSETAP_AVARD.WFEC.ROSETAP.138.138 |  | ROSETAP 138.00 | 521213 |  |  | 138
WFEC | TOPOLOGY%WFEC%WFEC%NOEL_MORLN%A | Rose Tap-Mooreland 138kV | Line | WFEC.ROSETAP.NOEL_MORLN.WFEC.MOORLN1.138.138 | 1 | MOORLND4 138.00 | 520999 | ROSETAP 138.00 | 521213 | 138
WFEC | TOPOLOGY%WFEC%WFEC%ROSETAP_NOEL%A | Rose Tap-Noel 138kV | Line | WFEC.ROSETAP.ROSETAP_NOEL.WFEC.NOEL.138.138 | 1 | NOEL 4 138.00 | 521207 | ROSETAP 138.00 | 521213 | 138
WFEC | TOPOLOGY%WFEC%WFEC%9448%A | Rush Springs - Bray 69 kV | Line | WFEC.RUSHSP2.9448.WFEC.BRAY.69.69 | 1 | RUSHSPG2 69.000 | 521041 | BRAY 69.000 | 520414 | 69
WFEC | TOPOLOGY%WFEC%WFEC%RUSHSPR_FARWEL%A | Rush Springs - Farwell Junction 69 kV | Line | WFEC.RUSHSP2.RUSHSPR_FARWEL.WFEC.FARWJCT.69.69 | 1 | FARWELLJ2 138.00 | 520209 | RUSHSPG2 69.000 | 521041 | 69
WFEC | TOPOLOGY%WFEC%WFEC%9450%A | Russell WFEC - Vernon WFEC 69 kV | Line | WFEC.RUSSELL.9450.WFEC.VRNMTAP2.69.69 | 1 | RUSSELL2 69.000 | 521042 | VERNON 2 69.000 | 521081 | 69
WFEC | TOPOLOGY%WFEC%WFEC%9452%A | Ryan - Sugden 69 kV | Line | WFEC.RYAN2.9452.WFEC.SUGDEN.69.69 | 1 | RYAN 2 69.000 | 521045 | SUGDEN 2 69.000 | 521057 | 69
WFEC | TOPOLOGY%WFEC%WFEC%WAKITA_RENFTP%A | Sand Ridge Tap WFEC - Renfrow OKGE 138 kV Ckt 1 | Line | WFEC.RENFROWF.WAKITA_RENFTP.WFEC.WAKITA.138.138 | 1 | SAND RDG_138138.00 | 520409 | RENFROW4 138.00 | 515544 | 138
WFEC | TOPOLOGY%WFEC%WFEC%SARAROAD_MUSTA%A | Sara Road - Mustang 69 kV | Line | WFEC.SARAROAD.SARAROAD_MUSTA.WFEC.MUSTANG.69.69 |  | MUSTANG2 69.000 | 521005 | SARAROAD |  | 69
WFEC | TOPOLOGY%WFEC%WFEC%9431%A | Sara Road - Sunshine Canyon 69 kV | Line | WFEC.SARAROAD.9431.WFEC.SUNSHI1.69.69 |  | SARAROAD |  | SUNSHIN2 69.000 | 521058 | 69
WFEC | TOPOLOGY%WFEC%WFEC%SLCKHLS_BLUCN%A | Slick Hills - Blue Canyon 138 kV | Line | WFEC.SLCKHILS.SLCKHLS_BLUCN.WFEC.BLUCAN14.138.138 | [5 empty] | 69
WFEC | TOPOLOGY%WFEC%WFEC%WASHIT_SLCK%A | Slick Hills - Washita 138 kV | Line | WFEC.WASHIT1.WASHIT_SLCK.WFEC.SLCKHILS.138.138 | 1 | WASHITA4 138.00 | 521089 | SLICKHILLS4 138.00 | 521114 | 138
WFEC | TOPOLOGY%WFEC%WFEC%9455%A | Snyder WFEC - Tipton Jct 69 kV | Line | WFEC.SNYDER2.9455.WFEC.TIPTONJ2.69.69 | 1 | SNYDER 2 69.000 | 521051 | TIPTONJ2 69.000 | 521070 | 69
WFEC | TOPOLOGY%WFEC%WFEC%SPECTRM_STPHN2%A | Spectrum - Stephens 69 kV | Line | WFEC.SPECTRM2.SPECTRM_STPHN2.WFEC.STEPHN2.69.69 | 1 | SPECTRM2 69.000 | 522001 | STEPHNS2 69.000 | 521055 | 69
WFEC | TOPOLOGY%WFEC%WFEC%LASALL_STONE%A | Stonewall Jct - Lasalle 138 kV | Line | WFEC.LASALL2.LASALL_STONE.WFEC.STONEWTP.138.138 | 1 | LASALLE4 138.00 | 520969 | STONEWAL LH138.00 | 521075 | 138
WFEC | TOPOLOGY%WFEC%WFEC%STONETP_STONSW%A | Stonewall Jct - Stonewall Switching Station 138 kV | Line | WFEC.STONEWTP.STONETP_STONSW.WFEC.STONEWSW.138.138 | 1 | STNWLSW4 138.00 | 521071 | STONEWAL LH138.00 | 521075 | 138
WFEC | TOPOLOGY%WFEC%WFEC%COM_69%A | Sugden - Duncan 69 kV | Line | WFEC.SUGDEN.COM_69.CSWS.DUNCAN.69.69 |  | COMANCH2 69.000 | 520863 | SUGDEN 2 69.000 | 521057 | 69
WFEC | TOPOLOGY%WFEC%WFEC%9457%A | Sunshine Canyon - Tuttle WFEC 138 kV | Line | WFEC.SUNSHI1.9457.WFEC.TUTTLE2.138.138 | 1 | SUNSHIN4 138.00 | 521059 | TUTTLE 4 138.00 | 521072 | 138
WFEC | TOPOLOGY%WFEC%WFEC%9356%A | Sunshine Canyon - West Moore 138 kV | Line | WFEC.SUNSHI1.9356.WFEC.WMOORE.138.138 | 1 | SUNSHIN4 138.00 | 521059 | WMOORE 4 138.00 | 521123 | 138
WFEC | TOPOLOGY%WFEC%WFEC%9457%A | Sunshine Canyon-Bridge Creek 138kV | Line | WFEC.SUNSHI1.9457.WFEC.BRIDGECR.138.138 | 1 | SUNSHIN4 138.00 | 521059 | BRIDGECR 138.00 | 521212 | 138
WFEC | TOPOLOGY%WFEC%WFEC%9459%A | Taloga - Vici 69 kV | Line | WFEC.VICI.9459.WFEC.TALOGA1.69.69 | 1 | TALOGA 2 69.000 | 521064 | VICI 2 69.000 | 521082 | 69
WFEC | TOPOLOGY%WFEC%WFEC%9460%A | Texoma - Texoma Jct 138 kV | Line | WFEC.TEXOMAJT.9460.WFEC.TEXOMA1.138.138 | 1 | TEXOMA 4 138.00 | 521066 | TEXOMAJ4 138.00 | 521067 | 138
WFEC | TOPOLOGY%WFEC%WFEC%9461%A | Tipton - Tipton Jct 69 kV | Line | WFEC.TIPTON1.9461.WFEC.TIPTONJ2.69.69 | 1 | TIPTON-2 69.000 | 521069 | TIPTONJ2 69.000 | 521070 | 69
WFEC | TOPOLOGY%WFEC%WFEC%TUPELO_BOGGY%A | Tupelo - Boggy Creek 138 kV | Line | WFEC.TUPELO2.TUPELO_BOGGY.WFEC.BOGGYCRK.138.138 | 1 | BOGGY CRK 138.00 | 521188 | TUPELO 4 138.00 | 505600 | 138
WFEC | TOPOLOGY%WFEC%WFEC%TUPEL4_TUPEL2%1 | Tupelo - Tupelo/Colgate Tap 138 kV | Line | WFEC.TUPELO4.TUPEL4_TUPEL2.WFEC.TUPELO2.138.138 | 1 | TUPELO 4 138.00 | 505600 | TUPELO4 138.00 | 521187 | 138
WFEC | TOPOLOGY%WFEC%WFEC%9236%A | Unger - West Bank 138 kV | Line | WFEC.UNGER4.9236.WFEC.WSTBANK.138.138 | 1 | UNGER 4 138.00 | 521077 | WSTBANK4 138.00 | 521098 | 138
WFEC | TOPOLOGY%WFEC%WFEC%UNION_BYRON%A | Union Valley - Byron 138kV | Line | WFEC.UNIONVAL.UNION_BYRON.WFEC.BYRON_WF.138.138 | 1 | BYRON_138 138.00 | 520203 | UNIONVAL_13869.000 | 520207 | 138
WFEC | TOPOLOGY%WFEC%WFEC%SANDY_UNION%A | Union Valley - Sandy Corner 138kV | Line | WFEC.SANDYCNR.SANDY_BYRON.WFEC.UNIONVAL.138.138 | 1 | UNIONVAL_138138.00 | 520207 | SANDY_CN_138138.00 | 520204 | 138
WFEC | TOPOLOGY%WFEC%WFEC%9462%A | United Clay - Wewoka WFEC 138 kV | Line | WFEC.UNDCLAY.9462.WFEC.WEWOKA.138.138 | 1 | UNDCLAY4 138.00 | 521076 | WEWOKA 4 138.00 | 521094 | 138
WFEC | TOPOLOGY%WFEC%WFEC%9463%A | Vici - Woodward 69 kV | Line | WFEC.VICI.9463.WFEC.WOODWRD.69.69 | 1 | VICI 2 69.000 | 521082 | WOODWRD2 69.000 | 521096 | 69
WFEC | TOPOLOGY%WFEC%WFEC%WAKITA_RENFTP%A | Wakita - Sand Ridge Tap 138 kV | Line | WFEC.RENFROWF.WAKITA_RENFTP.WFEC.WAKITA.138.138 | 1 | WAKITA_138 138.00 | 520205 | SAND RDG_138138.00 | 520409 | 138
WFEC | TOPOLOGY%WFEC%WFEC%WAKITA2_WAKITA%A | Wakita - Wakita Tap 69 kV | Line | WFEC.WAKITA.WAKITA2_WAKITA.WFEC.WAKITA2.69.69 | 1 | NASH 2 69.000 | 521008 | WAKITA 2 69.000 | 521085 | 69
WFEC | TOPOLOGY%WFEC%WFEC%WAKITSUB_SANDY%1 | Wakita Substation - Sandy Corner 138 kV | Line | WFEC.WAKITSUB.WAKITSUB_SANDY.WFEC.SANDYCNR.138.138 | 1 | SANDY_CN_138138.00 | 520204 | WAKITSUB 138.00 | 521214 | 138
WFEC | TOPOLOGY%WFEC%WFEC%WAKITA_WAKTSUB%1 | Wakita Substation - Wakita 138 kV | Line | WFEC.WAKITA.WAKITA_WAKTSUB.WFEC.WAKITSUB.138.138 | [5 empty] | 138
WFEC | TOPOLOGY%WFEC%WFEC%9465%A | Watonga SW - Watonga 69 kV | Line | WFEC.WATNGSW.9465.WFEC.WATONGA.69.69 | 1 | WATNGSW2 69.000 | 521090 | WATONGA2 69.000 | 521091 | 69
WFEC | TOPOLOGY%WFEC%WFEC%LOCKETT_WHTCTY%A | White City - Lockett 69 kV | Line | WFEC.WHITECTY.LOCKETT_WHTCTY.WFEC.LOCKETT.69.69 | [5 empty] | 69
WFEC | TOPOLOGY%WFEC%WFEC%VERNON_WHTCTY%A | White City - Vernon WFEC 69 kV | Line | WFEC.WHITECTY.VERNON_WHTCTY.WFEC.VRNMTAP2.69.69 | [5 empty] | 69
WFEC | TOPOLOGY%WFEC%WFEC%WINCH_TP_WINCH%A | Winchester - Winchester Tap 69 kV | Line | WFEC.WINCH_TP.WINCH_TP_WINCH.WFEC.WINCHEST.69.69 | 1 | WINCH_TAP 69.000 | 520407 | WINCHESTER2 69.000 | 520408 | 69
WFEC | TOPOLOGY%WFEC%WFEC%9422%A | Woodward - Mooreland 69 kV | Line | WFEC.WOODWRD.9422.WFEC.MOORLN1.69.69 | 1 | WOODWRD2 69.000 | 521096 | CRTSJCT2 69.000 | 521197 | 69
WR | TOPOLOGY%WR%WR%4265%1 | 11th & Halstead - 17th & Halstead 69 kV | Line | WR.17HL.4265.WR.11HL.69.69 | 1 | 11HALST2 69.000 | 533509 | 17HALST2 69.000 | 533521 | 69
WR | TOPOLOGY%WR%WR%4261%1 | 11th & Halstead - Cessna Junction 69 kV | Line | WR.11HL.4261.WR.CENAJ.69.69 | 1 | CESSNAJ2 69.000 | 533503 | 11HALST2 69.000 | 533509 | 69
WR | TOPOLOGY%WR%WR%4132%1 | 12th & Clay - 4th & Van Buren 115 kV | Line | WR.4VAN.4132.WR.12CL.115.115 | 1 | 4VANBUR3 115.00 | 533159 | 12&CLAY3 115.00 | 533184 | 115
WR | TOPOLOGY%WR%WR%4127%1 | 12th & Clay - Quinton Heights 115 kV | Line | WR.12CL.4127.WR.QUIN.115.115 | 1 | QUINTON3 115.00 | 533172 | 12&CLAY3 115.00 | 533184 | 115
WR | TOPOLOGY%WR%WR%4266%1 | 14th & Lorraine - 17th & Huxman 69 kV | Line | WR.14LO.4266.WR.17HX.69.69 | 1 | 14LORAN2 69.000 | 533511 | 17HUXMN2 69.000 | 533522 | 69
WR | TOPOLOGY%WR%WR%4167%A | 166th - Jaggard 115 kV | Line | WR.JAGG.4167.WR.116THSTR.115.115 | 1 | 166TH 3 115.00 | 533233 | JAGGARD3 115.00 | 533243 | 115
WR | TOPOLOGY%WR%WR%4167%B | 166th - Jarbalo 115 kV | Line | WR.JARB.4167.WR.116THSTR.115.115 | 1 | 166TH 3 115.00 | 533233 | JARBALO3 115.00 | 533244 | 115
WR | TOPOLOGY%WR%WR%51%1 | 17th - Chisholm 138 kV | Line | WR.17TH.51.WR.CHIS.138.138 | 1 | CHISHLM4 138.00 | 533035 | 17TH 4 138.00 | 533064 | 138
WR | TOPOLOGY%WR%WR%17THFOWL13_1%1 | 17th - Fowler 138 kV | Line | WR.17TH.17THFOWL13_1.WR.FOWL.138.138 | 1 | FOWLER 4 138.00 | 533043 | 17TH 4 138.00 | 533064 | 138
WR | TOPOLOGY%WR%WR%17THMASC69_1%1 | 17th - Mascot 69 kV | Line | WR.MASC.17THMASC69_1.WR.17TH.69.69 | 1 | MASCOT 2 69.000 | 533814 | 17TH 2 69.000 | 533840 | 69
WR | TOPOLOGY%WR%WR%17THMEAD69_1%1 | 17th - Mead 69 kV | Line | WR.MEAD.17THMEAD69_1.WR.17TH.69.69 | 1 | MEAD 2 69.000 | 533815 | 17TH 2 69.000 | 533840 | 69
WR | TOPOLOGY%WR%WR%17THDERB69_1%1 | 17th - Mossman 69 kV | Line | WR.MOSS.17THDERB69_1.WR.17TH.69.69 | 1 | MOSSMAN2 69.000 | 533820 | 17TH 2 69.000 | 533840 | 69
WR | TOPOLOGY%WR%WR%EDUCATE_FAIR%A | 17th & Fairlawn - Education 115 kV | Line | WR.17FL.EDUCATE_FAIR.WR.EDUCATE.115.115 | 1 | 17&FAIR3 115.00 | 533175 | EDUCATE3 115.00 | 533196 | 115
WR | TOPOLOGY%WR%WR%4122%1 | 17th & Fairlawn - Indian Hills 115 kV | Line | WR.17FL.4122.WR.INDI.115.115 | 1 | INDIANH3 115.00 | 533166 | 17&FAIR3 115.00 | 533175 | 115
WR | TOPOLOGY%WR%WR%4269%1 | 17th & Halstead - 17th & Huxman 69 kV | Line | WR.17HL.4269.WR.17HX.69.69 | 1 | 17HALST2 69.000 | 533521 | 17HUXMN2 69.000 | 533522 | 69
WR | TOPOLOGY%WR%WR%HECWELLJ13_1%1 | 17th & Halstead - Hutchinson Energy Center 69 kV | Line | WR.HEC.HECWELLJ13_1.WR.17HL.69.69 | 1 | HEC 2 69.000 | 533513 | 17HALST2 69.000 | 533521 | 69
WR | TOPOLOGY%WR%WR%4271%1 | 17th & Huxman - 17th & Plum 69 kV | Line | WR.17PL.4271.WR.17HX.69.69 | 1 | 17HUXMN2 69.000 | 533522 | 17 PLUM2 69.000 | 533523 | 69
WR | TOPOLOGY%WR%WR%4264%1 | 17th & Plum - 18th & Plum 69 kV | Line | WR.17PL.4264.WR.18PL.69.69 | 1 | 18&PLUM2 69.000 | 533507 | 17 PLUM2 69.000 | 533523 | 69
WR | TOPOLOGY%WR%WR%4268%1 | 17th & Plum - 2nd & Elm 69 kV | Line | WR.17PL.4268.WR.2ELM.69.69 | 1 | 2ND ELM2 69.000 | 533520 | 17 PLUM2 69.000 | 533523 | 69
WR | TOPOLOGY%WR%WR%17THJ_17TH_1%1 | 17th Tap - 17th | Line | WR.17TH_JCT.17THJ_17TH_1.WR.17TH.69.69 | 1 | 17TH TP2 69.000 | 533835 | 17TH 2 69.000 | 533840 | 69
WR | TOPOLOGY%WR%WR%381%A | 17th Tap - Riverside 69kV | Line | WR.17TH_JCT.381.WR.RIVE.69.69 | 1 | 17TH TP2 69.000 | 533835 | RIVERSD2 69.000 | 533834 | 69
WR | TOPOLOGY%WR%WR%381%B | 17th Tap - Webster 69kV | Line | WR.17TH_JCT.381.WR.WEBS.69.69 | 1 | 17TH TP2 69.000 | 533835 | WEBSTER2 69.000 | 533853 | 69
WR | TOPOLOGY%WR%WR%FAIRGNDS_19%1 | 19th Street - Fair Grounds 115 kV | Line | WR.FAIRGNDS.FAIRGNDS_19.WR.19TH.115.115 | 1 | 19THST 3 115.00 | 533256 | fair grounds |  | 115
WR | TOPOLOGY%WR%WR%4211%1 | 19th Street - KU west Campus 115 kV | Line | WR.KUWC.4211.WR.19TH.115.115 | 1 | KU CAMP3 115.00 | 533245 | 19THST 3 115.00 | 533256 | 115
WR | TOPOLOGY%WR%WR%4212%1 | 19th Street Junction - KU west Campus 115 kV | Line | WR.KUWC.4212.WR.19STJ.115.115 | 1 | KU CAMP3 115.00 | 533245 | 19THSTJ3 115.00 | 533257 | 115
WR | TOPOLOGY%WR%WR%4218%1 | 19th Street Junction - Southwest Lawrence 115 kV | Line | WR.19STJ.4218.WR.SWLA.115.115 | 1 | 19THSTJ3 115.00 | 533257 | SWLWRNC3 115.00 | 533271 | 115
WR | TOPOLOGY%WR%WR%4219%1 | 19th Street Junction - Wren 115 kV | Line | WR.19STJ.4219.WR.WREN.115.115 | 1 | 19THSTJ3 115.00 | 533257 | WREN 3 115.00 | 533280 | 115
WR | TOPOLOGY%WR%WR%206%1 | 21st - Ripley 69 kV | Line | WR.RIPL.206.WR.21ST.69.69 | 1 | RIPLEYM2 69.000 | 533832 | 21ST 2 69.000 | 533846 | 69
WR | TOPOLOGY%WR%WR%21STVIST69_1%1 | 21st - Vista Park 69 kV | Line | WR.VIST.21STVIST69_1.WR.21ST.69.69 | 1 | 21ST 2 69.000 | 533846 | VISTAPK2 69.000 | 533849 | 69
WR | TOPOLOGY%WR%WR%41CA27CR11_1%1 | 27th & Croco - 41st & California 115 kV #1 | Line | WR.27CR.41CA27CR11_1.WR.41CA.115.115 | 1 | 41CALIF3 115.00 | 533160 | 27CROCO3 115.00 | 533187 | 115
WR | TOPOLOGY%WR%WR%4384%1 | 27th & Croco - Tecumseh Hill 115 kV | Line | WR.TECH.4384.WR.27CR.115.115 | 1 | TECHILE3 115.00 | 533182 | 27CROCO3 115.00 | 533187 | 115
WR | TOPOLOGY%WR%WR%62%1 | 29th - Benton 138 kV | Line | WR.BENT.62.WR.29TH_ST.138.138 | 1 | BENTON 4 138.00 | 532986 | 29TH 4 138.00 | 533024 | 138
WR | TOPOLOGY%WR%WR%NORT_29TH%A | 29th - Northeast WR 138 kV | Line | WR.NORT.NORT_29TH.WR.29TH_ST.138.138 | 1 | 29TH 4 138.00 | 533024 | NOEASTE4 138.00 | 533060 | 138
WR | TOPOLOGY%WR%WR%4120%1 | 29th & Eveningside Jct - 17th & Fairlawn 115kV | Line | WR.17FL.4120.WR.29EVENG3.115.115 | 1 | 17&FAIR3 115.00 | 533175 | 29EVENG3 115.00 | 533185 | 115
WR | TOPOLOGY%WR%WR%4121%1 | 29th & Eveningside Jct - 29th & Gage 115kV | Line | WR.29EVENG3.4121.WR.29GA.115.115 | 1 | 29EVENG3 115.00 | 533185 | 29 GAGE3 115.00 | 533186 | 115
WR | TOPOLOGY%WR%WR%4123%1 | 29th & Gage - Quinton Heights 115 kV | Line | WR.QUIN.4123.WR.29GA.115.115 | 1 | QUINTON3 115.00 | 533172 | 29 GAGE3 115.00 | 533186 | 115
WR | TOPOLOGY%WR%WR%4386%1 | 2nd & Elm - Maple Street Junction 69 kV | Line | WR.MAPLJ.4386.WR.2ELM.69.69 | 1 | MAPLE J2 69.000 | 533516 | 2ND ELM2 69.000 | 533520 | 69
WR | TOPOLOGY%WR%WR%2MAD4VAN11_1%1 | 2nd & Madison - 4th & Van Buren 115 kV | Line | WR.2MAD.2MAD4VAN11_1.WR.4VAN.115.115 | 1 | 4VANBUR3 115.00 | 533159 | 2MADISN3 115.00 | 533174 | 115
WR | TOPOLOGY%WR%WR%4186%1 | 2nd & Madison - Deer Creek WR 69 kV | Line | WR.DEER.4186.WR.2MAD.69.69 | 1 | DEERCRK2 69.000 | 533457 | 2MADISN2 69.000 | 533461 | 69
WR | TOPOLOGY%WR%WR%4187%1 | 2nd & Madison - Santa Fe Junction 69 kV | Line | WR.2MAD.4187.WR.SAFEJ.69.69 | 1 | SANTAFJ2 69.000 | 533460 | 2MADISN2 69.000 | 533461 | 69
WR | TOPOLOGY%WR%WR%LANG_30PRAIRIE%A | 30th & Prairie - Lang 115 kV | Line | WR.LANG.LANG_30PRAIRIE.WR.30PR.115.115 | 1 | LANG 3 115.00 | 533304 | PRAIRIE3 115.00 | 533307 | 115
WR | TOPOLOGY%WR%WR%4068%1 | 30th & Prairie - West Emporia 115 kV | Line | WR.30PR.4068.WR.WEMP.115.115 | 1 | PRAIRIE3 115.00 | 533307 | WEMPORI3 115.00 | 533309 | 115
WR | TOPOLOGY%WR%WR%2MAD4VAN11_1%1 | 3rd & Van Buren - E & Madison Junction 69 kV | Line | WR.3VAN.3.WR.3VAN.69.69 | 1 | E MADSN2 69.000 | 533508 | 3 VANBU2 69.000 | 533527 | 69
WR | TOPOLOGY%WR%WR%3VAN_MDOW_1%1 | 3rd & Van Buren - Meadowlark 115 kV #1 | Line | WR.3VAN.3VAN_MDOW_1.WR.MDOW.115.115 | 1 | 3 VANBU3 115.00 | 533435 | MEADOW 115.00 | 533441 | 115
WR | TOPOLOGY%WR%WR%3VAN_MDOW_2%1 | 3rd & Van Buren - Meadowlark 115 kV #2 | Line | WR.3VAN.3VAN_MDOW_2.WR.MDOW.115.115 | 2 | 3 VANBU3 115.00 | 533435 | MEADOW 115.00 | 533441 | 115
WR | TOPOLOGY%WR%WR%4113%A | 41st & California - Central Crossing 115kV | Line | WR.41CA.4113.WR.UNDE.115.115 | 1 | 41CALIF3 115.00 | 533160 | CNTRXNG 115.00 | 533188 | 115
WR | TOPOLOGY%WR%WR%43LO_HEC%1 | 43rd & Lorraine - Hutchinson Energy Center 115 kV | Line | WR.43LO.43LO_HEC.WR.HEC.115.115 | 1 | HEC 3 115.00 | 533419 | 43LORAN 115.00 | 533440 | 115
WR | TOPOLOGY%WR%WR%43LO_TWR33%1 | 43rd Lorraine - Tower 33 115kV | Line | WR.43LO.43LO_TWR33.WR.TWR33.115.115 | 1 | 43LORAN 115.00 | 533440 | TWR 33 3 115.00 | 533455 | 115
WR | TOPOLOGY%WR%WR%COWS_45TH%A | 45th St. - Cowskin WR 138kV | Line | WR.COWS.COWS_45TH.WR.45TH_ST.138.138 | 1 | COWSKIN4 138.00 | 533038 | 45TH ST4 138.00 | 533074 | 138
WR | TOPOLOGY%WR%WR%GORD_45TH%A | 45th St. - Gordan Evans 138kV | Line | WR.45TH_ST.GORD_45TH.WR.GORD.138.138 | 1 | 45TH ST4 138.00 | 533074 | EVANS S4 138.00 | 533041 | 138
WR | TOPOLOGY%WR%WR%47TH_64TH%A | 47THWEBB - 64TH 138 KV | Line | WR.64TH.47TH_64TH.WR.47THWEBB.138.138 | 1 | 47THWEBB 138.00 | 533058 | 64TH 4 138.00 | 533066 | 138
WR | TOPOLOGY%WR%WR%47TH_ELPASO%A | 47THWEBB - ELPA 138 KV | Line | WR.ELPA.47TH_ELPASO.WR.47THWEBB.138.138 | 1 | 47THWEBB 138.00 | 533058 | ELPASO 4 138.00 | 533039 | 138
WR | TOPOLOGY%WR%WR%4385%1 | 4th & Van Buren - North Tyler 115 kV | Line | WR.4VAN.4385.WR.NTYL.115.115 | 1 | 4VANBUR3 115.00 | 533159 | N TYLER3 115.00 | 533168 | 115
WR | TOPOLOGY%WR%WR%4207%A | 53rd & Mund - Edwardsville 115 kV | Line | WR.EDWV.4207.WR.MUND3.115.115 | 1 | EDWARVL3 115.00 | 533238 | MUND 3 115.00 | 533282 | 115
WR | TOPOLOGY%WR%WR%4207%B | 53rd & Mund - Pentagon 115 kV | Line | WR.PENT.4207.WR.MUND3.115.115 | 1 | PENTAGN3 115.00 | 533261 | MUND 3 115.00 | 533282 | 115
WR | TOPOLOGY%WR%WR%COLI54MR11_1%1 | 54th & Meriden - County Line WR 115 kV | Line | WR.54MR.COLI54MR11_1.WR.COLI.115.115 | 1 | COLINE 3 115.00 | 533153 | 54&MERI3 115.00 | 533156 | 115
WR | TOPOLOGY%WR%WR%HOYT_54MR%A | 54th & Meriden - Hoyt 115 kV | Line | WR.HOYT.4143.WR.54MR.115.115 | 1 | 54&MERI3 115.00 | 533156 | HOYTJS 3 115.00 | 533198 | 115
WR | TOPOLOGY%WR%WR%ELPAMURR13_1%A | 59th Street - El Paso 138 kV | Line | WR.ELPA.ELPAMURR13_1.WR.59TH.138.138 | 1 | 59TH ST4 138.00 | 533029 | ELPASO 4 138.00 | 533039 | 138
WR | TOPOLOGY%WR%WR%ELPAMURR13_1%B | 59th Street - Murray Gill Energy Center 138 kV | Line | WR.MURR.ELPAMURR13_1.WR.59TH.138.138 | 1 | 59TH ST4 138.00 | 533029 | GILL S 4 138.00 | 533046 | 138
WR | TOPOLOGY%WR%WR%64THEAST69_1%1 | 64th - Eastborough 69 kV | Line | WR.64TH.64THEAST69_1.WR.EAST.69.69 | 1 | EASTBOR2 69.000 | 533792 | 64TH 2 69.000 | 533842 | 69
WR | TOPOLOGY%WR%WR%HARR_64TH_1%A | 64th - Harry Street 138 kV | Line | WR.64TH.HARR_64TH_1.WR.HARR.138.138 | 1 | HARRY 4 138.00 | 533048 | 64TH 4 138.00 | 533066 | 138
WR | TOPOLOGY%WR%WR%4126%1 | 6th & Golden - Quinton Heights 115 kV | Line | WR.QUIN.4126.WR.6GOL.115.115 | 1 | QUINTON3 115.00 | 533172 | 6 GOLDN3 115.00 | 533177 | 115
WR | TOPOLOGY%WR%WR%6GOLTECH11_1%1 | 6th & Golden - Tecumseh Hill 115 kV | Line | WR.TECH.6GOLTECH11_1.WR.6GOL.115.115 | 1 | 6 GOLDN3 115.00 | 533177 | TECHILE3 115.00 | 533182 | 115
WR | TOPOLOGY%WR%WR%4210%1 | 6th Street - FMC 115 kV | Line | WR.6TH.4210.WR.FMC.115.115 | 1 | 6TH ST 3 115.00 | 533264 | FMC 3 115.00 | 533241 | 115
WR | TOPOLOGY%WR%WR%87TH_MONTCL%A | 87th - Monticello 115kV | Line | WR.87TH_ST.87TH_MONTCL.WR.MOCL.115.115 | 1 | 87TH 3 115.00 | 533283 | MNTCLLO3 115.00 | 533281 | 115
WR | TOPOLOGY%WR%WR%87TH_TIMBRLN%A | 87th - Timberlane 115 kV | Line | WR.87TH_ST.87TH_TIMBRLN.WR.TIML.115.115 | 1 | 87TH 3 115.00 | 533283 | TIMBRLN3 115.00 | 533273 | 115
WR | TOPOLOGY%WR%WR%87TH_WAVRLY%A | 87th Street - 95th & Waverly 115 kV | Line | WR.95WA.87TH_WAVRLY.WR.87TH_ST.115.115 | 1 | 87TH 3 115.00 | 533283 | WAVERLY3 115.00 | 533278 | 115
WR | TOPOLOGY%WR%WR%87TH_CAPTN%A | 87th Street - Captain 115k kV | Line | WR.87TH_ST.87TH_CAPTN.WR.CAPJ.115.115 | 1 | 87TH 3 115.00 | 533283 | CAPTAIN3 115.00 | 533235 | 115
WR | TOPOLOGY%WR%WR%CRAIG__STR_CR1%A | 87th Street-Craig 345kV | Line | KCPL.CRAIG.CRAIG__STR_CR1.WR.87TH_ST.345.345 | 1 | 87TH 7 345.00 | 532775 | CRAIG 7 345.00 | 542977 | 345
WR | TOPOLOGY%WR%WR%95WA_MOONJ%A | 95th & Waverly - Moonlight Jct 115 kV | Line | WR.95WA.95WA_MOONJ.WR.MOON_JCT.115.115 | 1 | MOONLTJ3 115.00 | 533255 | 95WAJ 3 115.00 | 533278 | 115
WR | TOPOLOGY%WR%WR%4031_4032%A | Abilene Energy Center - East Abilene 115 kV | Line | WR.EABI.4031_4032.WR.AEC.115.115 | 1 | AEC 3 115.00 | 533361 | EABILEN3 115.00 | 533365 | 115
WR | TOPOLOGY%WR%WR%4033_4034%A | Abilene Energy Center - Northview 115 kV | Line | WR.NVIE.4033_4034.WR.AEC.115.115 | 1 | AEC 3 115.00 | 533361 | NORTHVW3 115.00 | 533371 | 115
WR | TOPOLOGY%WR%WR%ADAELDO69_1%1 | Ada - Eldorado WR 69 kV | Line | WR.ELDO.ADAELDO69_1.WR.ADA.69.69 | 1 | ADA 2 69.000 | 533581 | ELDORAD2 69.000 | 533590 | 69
WR | TOPOLOGY%WR%WR%ADAPEST69_1%1 | Ada - Pester 69 kV | Line | WR.PEST.ADAPEST69_1.WR.ADA.69.69 | 1 | ADA 2 69.000 | 533581 | PESTER 2 69.000 | 533600 | 69
WR | TOPOLOGY%WR%WR%MAHA_ADAMS2%A | Adams - Mahanna 69 kV | Line | WR.MAHA.MAHA_ADAMS2.WR.ADAMS2.69.69 | 1 | MAHANNA2 69.000 | 533738 | ADAMS 2 69.000 | 533746 | 69
WR | TOPOLOGY%WR%WR%351%A | Adams - Newton 69 kV | Line | WR.NEWT.351.WR.ADAMS2.69.69 | 1 | NEWTON 2 69.000 | 533745 | ADAMS 2 69.000 | 533746 | 69
WR | TOPOLOGY%WR%WR%AKRO_SC1KI_1%1 | Akron - KSC01 King 69 kV | Line | WR.AKRO.AKRO_SC1KI_1.WR.SC1KIN.69.69 | 1 | AKRON 2 69.000 | 533541 | SC1KING2 69.000 | 533551 | 69
WR | TOPOLOGY%WR%WR%AKRO_TIMBJ_1%1 | Akron - Timber Junction 69 kV | Line | WR.AKRO.AKRO_TIMBJ_1.WR.TIMBJCT4.69.69 | 1 | AKRON 2 69.000 | 533541 | TIMBJCT2 69.000 | 533558 | 69
WR | TOPOLOGY%WR%MIDW%ALBRT_MULGR_NO%A | Albert - Heizer 69 kV | Line | WR.HEIZER.ALBRT_MULGR_NO.WR.ALBERT2.69.69 | 1 | HEIZER 2 69.000 | 530563 | ALBERT 2 69.000 | 530586 | 69
WR | TOPOLOGY%WR%MIDW%10002%A | Albert - Nekoma 69 kV | Line | WR.NEKOMA1.10002.WR.ALBERT2.69.69 | 1 | NEKOMA 2 69.000 | 530564 | ALBERT 2 69.000 | 530586 | 69
WR | TOPOLOGY%WR%MIDW%10029%A | Alexander - Nekoma 115 kV | Line | WR.ALXNDR.10029.WR.NEKOMA1.115.115 | 1 | ALXNDR 3 115.00 | 530606 | NEKOMA 3 115.00 | 530608 | 115
WR | TOPOLOGY%WR%MIDW%10028%A | Alexander - Ness City MIDW 115 kV | Line | WR.ALXNDR.10028.WR.NESCTY.115.115 | 1 | ALXNDR 3 115.00 | 530606 | NESCTY 3 115.00 | 530607 | 115
WR | TOPOLOGY%WR%WR%ALLECIOLA69_1%1 | Allen WR - Lehigh Tap 69 kV | Line | WR.CIOLA.ALLECIOLA69_1.WR.ALLE.69.69 | 1 | ALLEN 2 69.000 | 533621 | LEHIGTP2 69.000 | 533638 | 69
WR | TOPOLOGY%WR%WR%ALLEKUN0869_1%1 | Allen WR - Magellan KUN10 69 kV | Line | WR.KUN08.ALLEKUN0869_1.WR.ALLE.69.69 | 1 | ALLEN 2 69.000 | 533621 | ZILAJCT2 69.000 | 533654 | 69
WR | TOPOLOGY%WR%WR%ALLEMONA69_1%1 | Allen WR - Monarch 69 kV | Line | WR.MONA.ALLEMONA69_1.WR.ALLE.69.69 | 1 | ALLEN 2 69.000 | 533621 | MONARCH2 69.000 | 533641 | 69
WR | TOPOLOGY%WR%WR%391%A | Altamont - Altamont Switching Station 69 kV | Line | WR.KPLAL.391.WR.KPLA_JCT.69.69 | 1 | ALTAMNT2 69.000 | 533671 | ALTAMNS2 69.000 | 533672 | 69
WR | TOPOLOGY%WR%WR%KPLALJPARS69_1%1 | Altamont Switching Station - Parsons 69 kV | Line | WR.KPLA_JCT.KPLALJPARS69_1.WR.PARS.69.69 | 1 | ALTAMNS2 69.000 | 533672 | PARSONS2 69.000 | 533704 | 69
WR | TOPOLOGY%WR%WR%391%B | Altamont SwitchingStation - Labette SwitchingStation 69 kV | Line | WR.KPLO_JCT.391.WR.KPLA_JCT.69.69 | 1 | ALTAMNS2 69.000 | 533672 | LABETTS2 69.000 | 533696 | 69
WR | TOPOLOGY%WR%WR%ALTOBUTL13_1%1 | Altoona - Butler WR 138 kV | Line | WR.BUTL.ALTOBUTL13_1.WR.ALTO.138.138 | 1 | BUTLER 4 138.00 | 532987 | ALTOONA4 138.00 | 533001 | 138
WR | TOPOLOGY%WR%WR%ALTO_HIPRA_1%1 | Altoona - KRA05 High Prairie 69 kV | Line | WR.HIGH_PRA.ALTO_HIPRA_1.WR.ALTO.69.69 | 1 | ALTOO E2 69.000 | 533673 | RA5HIPR2 69.000 | 533706 | 69
WR | TOPOLOGY%WR%WR%216%1 | Altoona - Noedesha Junction 69 kV | Line | WR.CNEOD.216.WR.ALTO.69.69 | 1 | ALTOO E2 69.000 | 533673 | NEODJCT2 69.000 | 533700 | 69
WR | TOPOLOGY%WR%WR%ALTONEPA13_1%1 | Altoona - Northeast Parsons 138 kV | Line | WR.NEPA.ALTONEPA13_1.WR.ALTO.138.138 | 1 | ALTOONA4 138.00 | 533001 | NEPARSN4 138.00 | 533005 | 138
WR | TOPOLOGY%WR%WR%ALTOTIOG13_1%1 | Altoona - Tioga 138 kV | Line | WR.TIOG.ALTOTIOG13_1.WR.ALTO.138.138 | 1 | TIOGA 4 138.00 | 532996 | ALTOONA4 138.00 | 533001 | 138
WR | TOPOLOGY%WR%WR%AMCOJ_AMCO2_1%1 | Amco 2 - Amco Junction WR 69 kV | Line | WR.AMCO_JCT.AMCOJ_AMCO2_1.WR.AMCO2.69.69 |  | AMCOTAP 69.000 | 533620 | AMCO 2 69.000 | 533619 | 69
WR | TOPOLOGY%WR%WR%AMCOJ_ENA_1%1 | Amco Junction - Ena WR 69 kV | Line | WR.AMCO_JCT.AMCOJ_ENA_1.WR.ENA.69.69 |  | AMCOTAP 69.000 | 533620 | ENA 2 69.000 | 533634 | 69
WR | TOPOLOGY%WR%WR%AMCOJ_MONA_1%1 | Amco Junction - Monarch WR 69 kV | Line | WR.AMCO_JCT.AMCOJ_MONA_1.WR.MONA.69.69 |  | AMCOTAP 69.000 |  | MONARCH2 69.000 | 533641 | 69
WR | TOPOLOGY%WR%WR%ARCOJ_ARCO2_1%1 | Amco Tap - Amco WR 69 kV | Line | WR.ARCO_JCT.ARCOJ_ARCO2_1.WR.ARCO2.69.69 | 1 | ARCO 2 69.000 | 533619 | ARCOTAP2 69.000 | 533620 | 69
WR | TOPOLOGY%WR%WR%ARCOJ_ENA_1%1 | Amco Tap - Ena 69 kV | Line | WR.ARCO_JCT.ARCOJ_ENA_1.WR.ENA.69.69 | 1 | ARCOTAP2 69.000 | 533620 | ENA 2 69.000 | 533634 | 69
WR | TOPOLOGY%WR%WR%ARCOJ_MONA_1%1 | Amco Tap - Monarch 69 kV | Line | WR.ARCO_JCT.ARCOJ_MONA_1.WR.MONA.69.69 | 1 | AMCOJCT 69.000 | 533620 | MONARCH2 69.000 | 533641 | 69
WR | TOPOLOGY%WR%WR%ARNOLD_AMELIA%A | Amelia - Arnold 115 kV | Line | WR.ARNO_WR.ARNOLD_AMELIA.WR.AMELIA.115.115 | 1 | AMELIA 3 115.00 | 533215 | ARNOLD 3 115.00 | 533211 | 115
WR | TOPOLOGY%WR%WR%AMELIA_KEREFRD%A | Amelia - Kereford 115 kV | Line | WR.AMELIA.AMELIA_KEREFRD.WR.KERE.115.115 | 1 | AMELIA 3 115.00 | 533215 | KERFORD3 115.00 | 533216 | 115
WR | TOPOLOGY%WR%WR%AMEL_NWLE_SHOE%A | Amelia - N.W. Leavenworth 115 kV | Line | WR.AMELIA.AMEL_NWLE_SHOE.WR.NWLE.115.115 | 1 | AMELIA 3 115.00 | 533215 | NW LEAV3 115.00 | 533259 | 115
WR | TOPOLOGY%WR%WR%ANDONORT13_1%1 | Andover - Northeast WR 138 kV | Line | WR.NORT.ANDONORT13_1.WR.ANDO.138.138 | 1 | ANDOVER4 138.00 | 533026 | NOEASTE4 138.00 | 533060 | 138
WR | TOPOLOGY%WR%WR%ANDOWEAV13_1%1 | Andover - Weaver 138 kV | Line | WR.WEAV.ANDOWEAV13_1.WR.ANDO.138.138 | 1 | WEAVER 4 138.00 | 532991 | ANDOVER4 138.00 | 533026 | 138
WR | TOPOLOGY%WR%WR%4227%1 | Anzio - Junction City 115 kV | Line | WR.ANZI.4227.WR.JUNC.115.115 | 1 | ANZIO 3 115.00 | 533321 | JCTCTY 3 115.00 | 533330 | 115
WR | TOPOLOGY%WR%WR%4228%1 | Anzio - West Junction City 115 kV | Line | WR.WJC.4228.WR.ANZI.115.115 | 1 | ANZIO 3 115.00 | 533321 | WJCCTY 3 115.00 | 533342 | 115
WR | TOPOLOGY%WR%WR%218%1 | Aquarius - Hudson Jct 69 kV | Line | WR.AQUA.218.WR.HUDST.69.69 | 1 | AQUARS 2 69.000 | 533756 | HUDSJCT2 69.000 | 533764 | 69
WR | TOPOLOGY%WR%WR%AQUALITC69_1%1 | Aquarius - Litchfield 69 kV | Line | WR.AQUA.AQUALITC69_1.WR.LITC.69.69 | 1 | AQUARS 2 69.000 | 533756 | LITCH 2 69.000 | 533765 | 69
WR | TOPOLOGY%WR%WR%ARKAKSC0569_1%1 | Arkansas City - KSC05 Silverdale 69 kV | Line | WR.ARKA.ARKAKSC0569_1.WR.KSC05.69.69 | 1 | ARKCITY2 69.000 | 533542 | SC5SILV2 69.000 | 533554 | 69
WR | TOPOLOGY%WR%WR%ARKAPARI69_1%1 | Arkansas City - Paris 69 kV | Line | WR.ARKA.ARKAPARI69_1.WR.PARI.69.69 | 1 | ARKCITY2 69.000 | 533542 | PARIS 2 69.000 | 533548 | 69
WR | TOPOLOGY%WR%WR%ARNO_KERE11_1%1 | Arnold WR - Kereford 115 kV | Line | WR.KERE.ARNO_KERE11_1.WR.ARNO_WR.115.115 | 1 | ARNOLD 3 115.00 | 533211 | KERFORD3 115.00 | 533216 | 115
WR | TOPOLOGY%WR%WR%ARNO_NORV69_1%1 | Arnold WR - Nortonville 69 kV | Line | WR.NORV.ARNO_NORV69_1.WR.ARNO_WR.69.69 | 1 | ARNOLD 2 69.000 | 533471 | NORTONV2 69.000 | 533481 | 69
WR | TOPOLOGY%WR%WR%4155%1 | Arnold WR - Parallel 115 kV | Line | WR.PARA.4155.WR.ARNO_WR.115.115 | 1 | ARNOLD 3 115.00 | 533211 | PARALEL3 115.00 | 533218 | 115
WR | TOPOLOGY%WR%WR%ARNO_STRA11_1%1 | Arnold WR - Stranger Creek 115 kV | Line | WR.STRA.ARNO_STRA11_1.WR.ARNO_WR.115.115 | 1 | ARNOLD 3 115.00 | 533211 | STRANGR3 115.00 | 533268 | 115
WR | TOPOLOGY%WR%WR%4151%1 | Arnold-Midwest Grain Solvents 2 69kV | Line |  | 1 | ARNOLD 2 69.000 | 533471 | MW SOLV2 69.000 | 533477 | 69
WR | TOPOLOGY%WR%WR%ASHGR_ASHGJ1_1%1 | Ash Grove #1 - Ash Grove Jct #1 69 kV | Line | WR.ASHGR_J1.ASHGR_ASHGJ1_1.WR.ASH_GRV.69.69 | 1 | ASHGRV12 69.000 | 533657 | ASHGRJ12 69.000 | 533659 | 69
WR | TOPOLOGY%WR%WR%ASHGR_ASHGJ2_1%A | Ash Grove #2 - Ash Grove Jct #2 69 kV | Line | WR.ASH_GRV.ASHGR_ASHGJ2_1.WR.ASHGR_J2.69.69 | 1 | ASHGRV22 69.000 | 533658 | ASHGRJ22 69.000 | 533660 | 69
WR | TOPOLOGY%WR%WR%ASHJ1_ASHJ2_1%1 | Ash Grove Jct #1 - Ash Grove Jct #2 69 kV | Line | LINE.NOT.IN.EMS.CANT.999.999 | 1 | ASHGRJ12 69.000 | 533659 | ASHGRJ22 69.000 | 533660 | 69
WR | TOPOLOGY%WR%WR%ASHGJ1_CGENJ_1%1 | Ash Grove Jct #1 - Chanute Generation Tap 69 kV | Line | WR.ASHGR_J1.ASHGJ1_CGENJ_1.WR.CGEN_JCT.69.69 | 1 | ASHGRJ12 69.000 | 533659 | CGENTAP2 69.000 | 533661 | 69
WR | TOPOLOGY%WR%WR%ASHGJ2_CGENS_1%1 | Ash Grove Jct #2 - Chanute Generation Sub 69 kV | Line | WR.ASHGR_J2.ASHGJ2_CGENS_1.WR.CGEN_SUB.69.69 | 1 | ASHGRJ22 69.000 | 533660 | CGENSUB2 69.000 | 533662 | 69
WR | TOPOLOGY%WR%WR%243%1 | Ash Grove Jct #2 - Tioga 69 kV | Line | WR.ASHGR_J2.243.WR.TIOG.69.69 | 1 | TIOGA 2 69.000 | 533646 | ASHGRJ22 69.000 | 533660 | 69
WR | TOPOLOGY%WR%WR%223%A | Athens - KCC04 Vernon 69 kV | Line | WR.CC4VERN2.223.WR.ATHE.69.69 | 1 | ATHENS 2 69.000 | 533623 | CC4VERN2 69.000 | 533631 | 69
WR | TOPOLOGY%WR%WR%CIOLA_ATHENS%A | Athens - Lehigh Tap 69 kV | Line | WR.CIOLA.CIOLA_ATHENS.WR.ATHE.69.69 | 1 | ATHENS 2 69.000 | 533623 | LEHIGTP2 69.000 | 533638 | 69
WR | TOPOLOGY%WR%WR%ATHEORCH69_1%1 | Athens - Orchard 69 kV | Line | WR.ATHE.ATHEORCH69_1.WR.ORCH.69.69 | 1 | ATHENS 2 69.000 | 533623 | ORCHARD2 69.000 | 533643 | 69
WR | TOPOLOGY%WR%MIDW%9982%A | Atwood - Atwood Switch 115 kV | Line | SECI.ATWODSW.9982.WR.ATWOOD.115.115 | 1 | ATWOOD 3 115.00 | 530554 | ATWODSW3 115.00 | 531364 | 115
WR | TOPOLOGY%SECI%SECI%9983%A | Atwood - Beaver Valley 115 kV | Line | SECI.BVRVALLE.9983.WR.ATWOOD.115.115 | 1 | ATWOOD 3 115.00 | 530554 | BVERVLLY 115.00 | 531488 | 115
WR | TOPOLOGY%WR%MIDW%9981%A | Atwood - Colby 115 kV | Line | WR.COLBY3.9981.WR.ATWOOD.115.115 | 1 | ATWOOD 3 115.00 | 530554 | COLBY 3 115.00 | 530555 | 115
WR | TOPOLOGY%WR%WR%AUBUINDI11_1%1 | Auburn WR - Indian Hills 115 kV | Line | WR.AUBU.AUBUINDI11_1.WR.INDI.115.115 | 1 | AUBURN 3 115.00 | 533151 | INDIANH3 115.00 | 533166 | 115
WR | TOPOLOGY%WR%WR%4010_JEFF%1 | Auburn WR - Jeffrey Energy Center 230 kV | Line | WR.AUBU.4010_JEFF.WR.JEFF.230.230 | 1 | AUBURN 6 230.00 | 532851 | JEC 6 230.00 | 532852 | 230
WR | TOPOLOGY%WR%WR%4193%A | Auburn WR - Kaw Valley Crooked Post 115 kV | Line | WR.AUBU.4193.WR.KVEC1.115.115 | 1 | AUBURN 3 115.00 | 533151 | CROOKED3 115.00 | 533155 | 115
WR | TOPOLOGY%WR%WR%KEEN-AUBU%A | Auburn WR - Keene 115 kV #1 | Line | WR.KEEN.KEEN-AUBU.WR.AUBU.115.115 | 1 | AUBURN 3 115.00 | 533151 | KEENE 3 115.00 | 533167 | 115
WR | TOPOLOGY%WR%WR%KEEN-AUBU%A | Auburn WR - Keene 115 kV #2 | Line | WR.AUBU.AUBUKEEN11_2.WR.KEEN.115.115 | 1 | AUBURN 3 115.00 | 533151 | KEENE 3 115.00 | 533167 | 115
WR | TOPOLOGY%WR%WR%4016%1 | Auburn WR - Sherwod 115 kV | Line | WR.SHWD2.4016.WR.AUBU.115.115 | 1 | AUBURN 3 115.00 | 533151 | SHERWOD3 115.00 | 533194 | 115
WR | TOPOLOGY%WR%WR%4011%1 | Auburn WR - Swissvale 230 kV | Line | WR.AUBU.4011.WR.SWIS.230.230 | 1 | AUBURN 6 230.00 | 532851 | SWISVAL6 230.00 | 532856 | 230
WR | TOPOLOGY%WR%WR%4230%1 | Baileyville - Smittyville 115 kV | Line | WR.SMIT.4230.WR.BAIL_WR.115.115 | 1 | BAILEYV3 115.00 | 533322 | SMITTYV3 115.00 | 533338 | 115
WR | TOPOLOGY%WR%WR%4229%1 | Baileyville - South Seneca 115 kV | Line | WR.SSEN.4229.WR.BAIL_WR.115.115 | 1 | BAILEYV3 115.00 | 533322 | SENECA 3 115.00 | 533337 | 115
WR | TOPOLOGY%WR%WR%BAKELITC16_1%1 | Baker - Litchfield 161 kV | Line | WR.BAKE.BAKELITC16_1.WR.LITC.161.161 | 1 | BAKER 5 161.00 | 532926 | LITCH 5 161.00 | 532932 | 161
WR | TOPOLOGY%WR%WR%LITCH_BAKE_69%A | Baker - Litchfield 69 kV | Line | WR.LITC.LITCH_BAKE_69.WR.BAKE.69.69 | 1 | BAKER 2 69.000 | 532927 | LITCH 2 69.000 | 533765 | 69
WR | TOPOLOGY%WR%WR%27WR%1 | Baker - Neosho 161 kV | Line | WR.BAKE.27WR.WR.NSES.161.161 | 1 | BAKER 5 161.00 | 532926 | NEOSHO 5 161.00 | 532937 | 161
WR | TOPOLOGY%WR%WR%BAKE_NSES_69%A | Baker - Neosho 69 kV | Line | WR.BAKE.BAKE_NSES_69.WR.NSES.69.69 | 1 | BAKER 2 69.000 | 532927 | NEOSHO 2 69.000 | 533768 | 69
WR | TOPOLOGY%WR%WR%BALDCR_LAWH_1%A | Baldwin Creek - Lawrence Hill 115 kV | Line | WR.LAWH.BALDCR_LAWH_1.WR.BALDCRK.115.115 | 1 | BALDCRK3 115.00 | 533232 | LWRNCHL3 115.00 | 533250 | 115
WR | TOPOLOGY%WR%WR%BALDCR_SWLA_1%A | Baldwin Creek - Southwest Lawrence 115 kV | Line | WR.BALDCRK.BALDCR_SWLA_1.WR.SWLA.115.115 | 1 | BALDCRK3 115.00 | 533232 | SWLWRNC3 115.00 | 533271 | 115
WR | TOPOLOGY%WR%MIDW%10014%A | Barton Co. Junior College - Great Bend North 69 kV | Line | WR.COLLEG1.10014.WR.GBNTH.69.69 | 1 | GB NTH 2 69.000 | 530568 | COLLEG 2 69.000 | 530574 | 69
WR | TOPOLOGY%WR%MIDW%10020%A | Barton Co. Junior College - North Ellinwood 69 kV | Line | WR.NELWD.10020.WR.COLLEG1.69.69 | 1 | COLLEG 2 69.000 | 530574 | N ELWD 2 69.000 | 530575 | 69
WR | TOPOLOGY%WR%MIDW%10022%A | Bazine - Pawnee Valley 69 kV | Line | WR.BAZINE.10022.WR.PAWNEE3.69.69 | 1 | PAWNEE 2 69.000 | 530580 | BAZINE 2 69.000 | 530585 | 69
WR | TOPOLOGY%SECI%SECI%9988%B | Beach Station - Graham Substation 115 kV | Line | WR.BEACH.9988.SECI.GRAHAM3.115.115 | 1 | BEACH 3 115.00 | 530557 | GRHMSUB3 115.00 | 531386 | 115
WR | TOPOLOGY%WR%MIDW%9986%A | Beach Station - Hoxie 115 kV | Line | WR.BEACH.9986.WR.HOXIE_1.115.115 | 1 | HOXIE 3 115.00 | 530556 | BEACH 3 115.00 | 530557 | 115
WR | TOPOLOGY%WR%MIDW%9987%A | Beach Station - Redline 115 kV | Line | WR.BEACH.9987.WR.REDLIN.115.115 | 1 | BEACH 3 115.00 | 530557 | REDLIN 3 115.00 | 530605 | 115
WR | TOPOLOGY%WR%WR%BEECRKJ_ELKJSS%A | Bee Creek - Elk Jct SS 69 kV | Line | WR.BECR.BEECRKJ_ELKJSS.WR.ELKJSS.69.69 | 1 | BCRKJCT2 69.000 | 533677 | ELK JCTSS 69.000 | 533690 | 69
WR | TOPOLOGY%WR%WR%BECR_CANY_1%1 | Bee Creek Junction - Caney WR 69 kV | Line | WR.CANY.BECR_CANY_1.WR.BECR.69.69 | 1 | BCRKJCT2 69.000 | 533677 | CANEY 2 69.000 | 533678 | 69
WR | TOPOLOGY%WR%WR%226%1 | Bee Creek Junction - Dearing 69 kV | Line | WR.BECR.226.WR.DEAR.69.69 | 1 | BCRKJCT2 69.000 | 533677 | DEARING2 69.000 | 533688 | 69
WR | TOPOLOGY%WR%WR%227%1 | Bee Creek Junction - Elk Junction 69 kV | Line | WR.ELKJ.227.WR.BECR.69.69 | 1 | BCRKJCT2 69.000 | 533677 | ELK JCT2 69.000 | 533690 | 69
WR | TOPOLOGY%WR%WR%BECRTHEA69_1%1 | Bee Creek Junction - Theater 69 kV | Line | WR.THEA.BECRTHEA69_1.WR.BECR.69.69 | 1 | BCRKJCT2 69.000 | 533677 | THEATER2 69.000 | 533711 | 69
WR | TOPOLOGY%WR%WR%BEECJ_BEEC_1%1 | Beech - Beech Tap 138 kV | Line | WR.BEEC_JCT.BEECJ_BEEC_1.WR.BEEC.138.138 | 1 | BEECH 4 138.00 | 533027 | BEECHTP4 138.00 | 533028 | 138
WR | TOPOLOGY%WR%WR%228%1 | Beech Tap - Harry Street 138 kV | Line | WR.BEEC_JCT.228.WR.HARR.138.138 | 1 | BEECHTP4 138.00 | 533028 | HARRY 4 138.00 | 533048 | 138
WR | TOPOLOGY%WR%WR%229%A | Beech Tap - Springdale WR 138 kV | Line | WR.BEEC_JCT.229.WR.SPRDL.138.138 | 1 | BEECHTP4 138.00 | 533028 | SPRNGDL4 138.00 | 533067 | 138
WR | TOPOLOGY%WR%WR%BENT_BELA%A | Bel Aire - Benton 138 kV | Line | WR.BENT.BENT_BELA.WR.BELA.138.138 | 1 | BENTON 4 138.00 | 532986 | BELA 138.00 | 532988 | 138
WR | TOPOLOGY%WR%WR%BELA_COMO%A | Bel Aire - Comotara 138 kV | Line | WR.BELA.BELA_COMO.WR.COMO.138.138 | 1 | BELA 138.00 | 532988 | COMOTAR4 | 533037 | 138
WR | TOPOLOGY%WR%WR%230%1 | Bell - KSC03 Miller 69 kV | Line | WR.BELL.230.WR.KSC03.69.69 | 1 | SC3MILL2 69.000 | 533552 | BELL 2 69.000 | 533783 | 69
WR | TOPOLOGY%WR%WR%BELL_SC9AN_1%1 | Bell - KSC09 Anson 69 kV | Line | WR.SC_ANSN.BELL_SC9AN_1.WR.BELL.69.69 | Z1 | BELL 2 69.000 | 533783 | SC9ANSN2 69.000 | 533866 | 69
WR | TOPOLOGY%WR%WR%BELLPECK69_1%1 | Bell - Peck WR 69 kV | Line | WR.BELL.BELLPECK69_1.WR.PECK.69.69 | 1 | BELL 2 69.000 | 533783 | PECK 2 69.000 | 533830 | 69
WR | TOPOLOGY%WR%MIDW%9976%A | Bemis - Saline River 115 kV | Line | WR.SALINE.9976.WR.BEMIS.115.115 | 1 | SALINE 3 115.00 | 530551 | BEMIS 3 115.00 | 530590 | 115
WR | TOPOLOGY%WR%WR%BENE_BENW%A | Bentley West - Bentley East 138 kV | Line | Bentley.West.-.Bentley.East.138.kV | 1 | MOUND4 138.00 | 533015 | MOUND 4 138.00 | 533016 | 138
WR | TOPOLOGY%WR%WR%HALSKSG1213_1%1 | Bentley West - Halstead 138 kV | Line | WR.HALS.HALSKSG1213_1.WR.BENW.138.138 | 1 | BENTLEY4 138.00 | 533015 | HALSTDS4 138.00 | 533012 | 138
WR | TOPOLOGY%WR%WR%BENW_KSG12%A | Bently West - KSG12 Colwich 138 kV | Line | WR.BENW.BENW_KSG12.WR.KSG12.138.138 | 1 | BENTLEY4 138.00 | 533015 | SG12COL4 138.00 | 533065 | 138
WR | TOPOLOGY%WR%WR%BENTCHIS13_1%1 | Benton - Chisholm 138 kV | Line | WR.CHIS.BENTCHIS13_1.WR.BENT.138.138 | 1 | BENTON 4 138.00 | 532986 | CHISHLM4 138.00 | 533035 | 138
WR | TOPOLOGY%WR%WR%60%1 | Benton - Comotara 138 kV | Line | WR.COMO.60.WR.BENT.138.138 | 1 | BENTON 4 138.00 | 532986 | COMOTAR4 138.00 | 533037 | 138
WR | TOPOLOGY%WR%WR%BENTMIDI13_1%1 | Benton - Midian 138 kV | Line | WR.MIDI.BENTMIDI13_1.WR.BENT.138.138 | 1 | BENTON 4 138.00 | 532986 | MIDIAN 4 138.00 | 532990 | 138
WR | TOPOLOGY%WR%WR%BENTROSE34_1%1 | Benton - Rose Hill 345 kV | Line | WR.ROSE.BENTROSE34_1.WR.BENT.345.345 | 1 | BENTON 7 345.00 | 532791 | ROSEHIL7 345.00 | 532794 | 345
WR | TOPOLOGY%WR%WR%BENTWICH34_1%1 | Benton - Wichita 345 kV | Line | WR.WICH.BENTWICH34_1.WR.BENT.345.345 | 1 | BENTON 7 345.00 | 532791 | WICHITA7 345.00 | 532796 | 345
WR | TOPOLOGY%WR%WR%BENTWOLF34_1%1 | Benton - Wolf Creek 345 kV | Line | WR.WOLF.BENTWOLF34_1.WR.BENT.345.345 | 1 | BENTON 7 345.00 | 532791 | WOLFCRK7 345.00 | 532797 | 345
WR | TOPOLOGY%WR%WR%FAIRGN_BISM%1 | Bismark - Fair Grounds 115 kV | Line | WR.BISM.FAIRGN_BISM.WR.FAIRGNDS.115.115 | 1 | BISMARK3 115.00 | 533234 | FAIRGDS3 115.00 | 533236 | 115
WR | TOPOLOGY%WR%WR%4198%1 | Bismark - FMC 115 kV | Line | WR.BISM.4198.WR.FMC.115.115 | 1 | BISMARK3 115.00 | 533234 | FMC 3 115.00 | 533241 | 115
WR | TOPOLOGY%WR%WR%4199%1 | Bismark - Midland Junction 115 kV | Line | WR.BISM.4199.WR.MIDJ.115.115 | 1 | BISMARK3 115.00 | 533234 | MIDLAND3 115.00 | 533252 | 115
WR | TOPOLOGY%AECI%AECI%BLCKBRY_NEOSH%A | Blackberry - Neosho 345 kV | Line | AECI.BLACKBRY.BLCKBRY_NEOSH.WR.N345.345.345 | 1 | 7BLACKBERRY 345.00 | 300739 | NEOSHO 7 345.00 | 532793 | 345
WR | TOPOLOGY%WR%WR%4311%1 | BMAC - Stearman 69 kV | Line | WR.BMAC.4311.WR.STEA.69.69 | [5 empty] | 69
WR | TOPOLOGY%WR%WR%BOEICANA13_1%1 | Boeing - Canal 138 kV | Line | WR.CANA.BOEICANA13_1.WR.BOEI.138.138 | 1 | BOEING 4 138.00 | 533030 | CANAL 4 138.00 | 533033 | 138
WR | TOPOLOGY%WR%WR%BOEISTEA13_1%1 | Boeing - Stearman 138 kV | Line | WR.STEA.BOEISTEA13_1.WR.BOEI.138.138 | 1 | BOEING 4 138.00 | 533030 | STEARMN4 138.00 | 533068 | 138
WR | TOPOLOGY%WR%WR%STWN_BONI%1 | Bonita - Southtown WR 115 kV | Line | WR.BONI.STWN_BONI.WR.STWN.115.115 | 1 | BONITA 3 115.00 | 533262 | SOUTHTN3 115.00 | 533265 | 115
WR | TOPOLOGY%WR%WR%4222%B | Bonita - Spring Hill WR 115 kV | Line | WR.BONI.4222.WR.SPRI.115.115 | 1 | BONITA 3 115.00 | 533262 | SPRINGH3 115.00 | 533267 | 115
WR | TOPOLOGY%WR%WR%NEMATP_BROW%A | Brown County - Nemaha Tap 115 kV | Line | WR.NEMAHATP.NEMATP_BROW.WR.BROW.115.115 | 1 | BROWNCO3 115.00 | 533212 | NEMAHA_TAP 115.00 | 533213 | 115
WR | TOPOLOGY%WR%WR%WICH_THISTLE1%A | Buffalo Flats - Thistle 1 WR 345 kV | Line | WR.BUF_FLTS.WICH_THISTLE1.SECI.THISTLE7.345.345 | 1 | BUFF FLTS 345.00 | 532782 | THISTLE7 345.00 | 539801 | 345
WR | TOPOLOGY%WR%WR%WICH_THISTLE2%A | Buffalo Flats - Thistle 2 WR 345 kV | Line | WR.BUF_FLTS.WICH_THISTLE2.SECI.THISTLE7.345.345 | 2 | BUFF FLTS 345.00 | 532782 | THISTLE7 345.00 | 539801 | 345
WR | TOPOLOGY%WR%WR%WICH_BUF_FLTS1%A | Buffalo Flats - Wichita 1 WR 345 kV | Line | WR.WICH.WICH_BUF_FLTS1.WR.BUF_FLTS.345.345 | 1 | BUFF FLTS 345.00 | 532782 | WICHITA7 345.00 | 532796 | 345
WR | TOPOLOGY%WR%WR%WICH_BUF_FLTS2%A | Buffalo Flats - Wichita 2 WR 345 kV | Line | WR.WICH.WICH_BUF_FLTS2.WR.BUF_FLTS.345.345 | 1 | BUFF FLTS 345.00 | 532782 | WICHITA7 345.00 | 532796 | 345
WR | TOPOLOGY%WR%MIDW%10018B%A | Bunker Hill - Bunkerhill Tap 69 kV | Line | WR.BKHLTAP.10018B.WR.BNKHL.69.69 | 1 | BNK HL 2 69.000 | 530572 | BKHLTAP2 69.000 | 530589 | 69
WR | TOPOLOGY%WR%MIDW%10019%A | Bunkerhill Tap - Hitschmann 69 kV | Line | WR.HITHMN.10019.WR.BKHLTAP.69.69 | 1 | HITHMN 2 69.000 | 530573 | BKHLTAP2 69.000 | 530589 | 69
WR | TOPOLOGY%WR%MIDW%10017%A | Bunkerhill Tap - Susank 69 kV | Line | WR.SUSANK.10017.WR.BKHLTAP.69.69 | 1 | SUSANK 2 69.000 | 530571 | BKHLTAP2 69.000 | 530589 | 69
WR | TOPOLOGY%WR%WR%BURLIN_BURLJCT%A | Burlington Junction WR - City Of Burlington 69 kV | Line | WR.CBURL.BURLIN_BURLJCT.WR.BURLJCT2.69.69 | 1 | BURLING2 69.000 | 533624 | BURLJCT 2 69.000 | 533626 | 69
WR | TOPOLOGY%WR%WR%241%1 | Burlington Junction WR - KCC03 Westphalia 69 kV | Line | WR.BURLJCT2.241.WR.KCC03.69.69 | 1 | BURLJCT2_ 69.000 | 533626 | CC3WEST2 69.000 | 533630 | 69
WR | TOPOLOGY%WR%WR%242%1 | Burlington Junction WR - Wolf Creek 69 kV | Line | WR.BURLJCT2.242.WR.WOLF.69.69 | 1 | BURLJCT2 69.000 | 533626 | WOLFCRK2 69.000 | 533653 | 69
WR | TOPOLOGY%WR%WR%4259%1 | Burron Jct - Yoder Road Jct 69 kV | Line | WR.BURRJ.4259.WR.YODEJ.69.69 | 1 | YODER J2 69.000 | 533528 | BURRTON2 69.000 | 533732 | 69
WR | TOPOLOGY%WR%WR%232%1 | Burrton - Halstead 69 kV | Line | WR.BURR.232.WR.HALS.69.69 | 1 | BURRTON2 69.000 | 533732 | HALSTED2 69.000 | 533736 | 69
WR | TOPOLOGY%WR%WR%4373%1 | Burrton Jct - Burrton 69 kV | Line | WR.BURRJ.4373.WR.BURR.69.69 | 1 | burton |  | burton |  | 69
WR | TOPOLOGY%WR%MIDW%BUSHTON_ELLSWT%A | Bushton - Ellsworth 115kV | Line | WR.BUSHTON.BUSHTON_ELLSWT.SECI.ELLSWT1.115.115 | 1 | BUSHTON3 115.00 | 530681 | ELLSWTH3 115.00 | 539662 | 115
WR | TOPOLOGY%WR%MIDW%RICE_BUSHTON%A | Bushton - New Rice 115kV | Line | MIDW.BUSHTON.RICE_BUSHTON.MIDW.NEW_RICE.115.115 | 1 | BUSHTON3 115.00 | 530681 | RICE 3 115.00 | 530623 | 115
WR | TOPOLOGY%WR%WR%RICE_BUSHTON%A | Bushton - Rice 115 kV | Line | WR.BUSHTON.RICE_BUSHTON.WR.NEW_RICE.115.115 | 1 | RICE 3 115.00 | 530623 | BUSHTON3 115.00 | 530681 | 115
WR | TOPOLOGY%WR%WR%233%A | Butler WR - Frontier 69 kV | Line | WR.FRNTIER2.233.WR.BUTL.69.69 | 1 | BUTLER 2 69.000 | 533583 | FRNTIER2 69.000 | 533593 | 69
WR | TOPOLOGY%WR%WR%BUTLMIDI13_1%1 | Butler WR - Midian 138 kV | Line | WR.MIDI.BUTLMIDI13_1.WR.BUTL.138.138 | 1 | BUTLER 4 138.00 | 532987 | MIDIAN 4 138.00 | 532990 | 138
WR | TOPOLOGY%WR%WR%BUTLMIDI69_1%1 | Butler WR - Midian 69 kV | Line | WR.BUTL.BUTLMIDI69_1.WR.MIDI.69.69 | 1 | BUTLER 2 69.000 | 533583 | MIDIAN 2 69.000 | 533597 | 69
WR | TOPOLOGY%WR%WR%BUTLSKEL69_1%1 | Butler WR - Skelly 69 kV | Line | WR.SKEL.BUTLSKEL69_1.WR.BUTL.69.69 | 1 | BUTLER 2 69.000 | 533583 | SKELLY 2 69.000 | 533602 | 69
WR | TOPOLOGY%WR%WR%TALLGRAS_BUTLR%A | Butler WR - Tall Grass 138 kV | Line | WR.BUTL.TALLGRAS_BUTLR.WR.TALLGRAS.138.138 | 1 | BUTLERS4 138.00 | 532989 | TALLGRS4 138.00 | 532993 | 138
WR | TOPOLOGY%WR%WR%CANAFOWL13_1%1 | Canal - Fowler 138 kV | Line | WR.FOWL.CANAFOWL13_1.WR.CANA.138.138 | 1 | CANAL 4 138.00 | 533033 | FOWLER 4 138.00 | 533043 | 138
WR | TOPOLOGY%WR%WR%236%1 | Canal - Grede 69 kV | Line | WR.CANA.236.WR.GRED.69.69 | 1 | CANAL 2 69.000 | 533784 | GREDE 2 69.000 | 533801 | 69
WR | TOPOLOGY%WR%WR%CANARUTA69_1%1 | Canal - Rutan 69 kV | Line | WR.CANA.CANARUTA69_1.WR.RUTA.69.69 | 1 | CANAL 2 69.000 | 533784 | RUTAN 2 69.000 | 533838 | 69
WR | TOPOLOGY%WR%WR%CANAWASS69_1%1 | Canal - Wassall 69 kV | Line | WR.CANA.CANAWASS69_1.WR.WASS.69.69 | 1 | CANAL 2 69.000 | 533784 | WASSALL2 69.000 | 533852 | 69
WR | TOPOLOGY%WR%WR%CANRIVR_LATHAM%A | Caney River - Latham 345 kV | Line | WR.CAN_RIVR.CANRIVR_LATHAM.WR.LATH_WR.345.345 | 1 | CANEYRV7 345.00 | 532780 | LATHAMS7 345.00 | 532800 | 345
WR | TOPOLOGY%WR%WR%CANRIVR_N345%A | Caney River - Neosho 345 kV | Line | WR.CAN_RIVR.CANRIVR_N345.WR.N345.345.345 | 1 | CANEYRV7 345.00 | 532780 | NEOSHO 7 345.00 | 532793 | 345
WR | TOPOLOGY%WR%WR%CANY_CV4CA_1%A | Caney WR - KCV04 Caney 69 kV | Line | WR.CV4CANY2.CANY_CV4CA_1.WR.CANY.69.69 | 1 | CANEY 2 69.000 | 533678 | CV4CANY2 69.000 | 533686 | 69
WR | TOPOLOGY%WR%WR%CANY_CV7MCAL2%A | Caney WR - KCV07 Mccall 69 kV | Line | WR.CV7MCAL2.CANY_CV7MCAL2.WR.CANY.69.69 | 1 | CANEY 2 69.000 | 533678 | CV7MCAL2 69.000 | 533687 | 69
WR | TOPOLOGY%WR%WR%CANY_RA7CA_1%A | Caney WR - KRA07 Caney 69 kV | Line | WR.RA7CANY2.CANY_RA7CA_1.WR.CANY.69.69 | 1 | CANEY 2 69.000 | 533678 | RA7CANY2 69.000 | 533708 | 69
WR | TOPOLOGY%WR%WR%FOURC_CARBONC%A | Carbondale - Four Corners WR 115 kV | Line | WR.FOUR.FOURC_CARBONC.WR.CARBOND3.115.115 | 1 | 4CORNER3 115.00 | 533158 | CARB-KW 3 115.00 | 533195 | 115
WR | TOPOLOGY%WR%WR%CARBD_SHAW%A | Carbondale - Shawnee Heights 115 kV | Line | WR.CARBOND3.CARBD_SHAW.WR.SHAW_WR.115.115 | 1 | SHAWNEE3 115.00 | 533176 | CARB-KW 3 115.00 | 533195 | 115
WR | TOPOLOGY%WR%WR%CENTCOWS13_1%1 | Centennial - Cowskin WR 138 kV | Line | WR.CENT.CENTCOWS13_1.WR.COWS.138.138 | 1 | CENTENN4 138.00 | 533034 | COWSKIN4 138.00 | 533038 | 138
WR | TOPOLOGY%WR%WR%CENTWACO13_1%1 | Centennial - Waco 138 kV | Line | WR.WACO.CENTWACO13_1.WR.CENT.138.138 | 1 | CENTENN4 138.00 | 533034 | WACO 4 138.00 | 533072 | 138
WR | TOPOLOGY%WR%WR%41CAL_CNTRLXNG%A | Central Exchange - 41st & Califonia 115 kV | Line | WR.41CA.41CAL_CNTRLXNG.WR.CNTRLXNG.115.115 | 1 | 41CALIF3 115.00 | 533160 | CNTRXNG 115.00 | 533188 | 115
WR | TOPOLOGY%WR%WR%CNTRLXNG_FORB%A | Central Exchange - Forbes 115 kV | Line | WR.CNTRLXNG.CNTRLXNG_FORB.WR.FORB.115.115 | 1 | CNTRXNG 115.00 | 533188 | FORBES 3 115.00 | 533157 | 115
WR | TOPOLOGY%WR%WR%4260%1 | Cessna - Cessna Junction 69 kV | Line | WR.CENAJ.4260.WR.CESS.69.69 | 1 | CESSNA 2 69.000 | 533502 | CESSNAJ2 69.000 | 533503 | 69
WR | TOPOLOGY%WR%WR%CGENJ_CGENS_1%1 | Chanute Generation Sub - Chanute Generation Tap 69 kV | Line | WR.CGEN_JCT.CGENJ_CGENS_1.WR.CGEN_SUB.69.69 | 1 | CGENTAP2 69.000 | 533661 | CGENSUB2 69.000 | 533662 | 69
WR | TOPOLOGY%WR%WR%CGENS_CHANP2_1%1 | Chanute Generation Sub - Chanute Plant #2 69 kV | Line | WR.CGEN_SUB.CGENS_CHANP2_1.WR.CHAN_P2.69.69 | 1 | CGENSUB2 69.000 | 533662 | CHANP2 2 69.000 | 533664 | 69
WR | TOPOLOGY%WR%WR%CGENS_CCHAN_1%1 | Chanute Generation Sub - Chanute Tap 69 kV | Line | WR.CGEN_SUB.CGENS_CCHAN_1.WR.CCHAN.69.69 | 1 | CGENSUB2 69.000 | 533662 | CHANTAP2 69.000 | 533666 | 69
WR | TOPOLOGY%WR%WR%CGENJ_CHANP3_1%1 | Chanute Generation Tap - Chanute Plant #3 69 kV | Line | WR.CHAN_P3.CGENJ_CHANP3_1.WR.CGEN_JCT.69.69 | 1 | CGENTAP2 69.000 | 533661 | CHANP3 2 69.000 | 533665 | 69
WR | TOPOLOGY%WR%WR%CHANP1_CHAN2_1%1 | Chanute Plant #1 - Chanute Plant #2 69 kV | Line | LINE.NOT.IN.EMS.CANT.999.999 | 1 | CHANP1 2 69.000 | 533663 | CHANP2 2 69.000 | 533664 | 69
WR | TOPOLOGY%WR%WR%CHANP1_CHAN3_1%1 | Chanute Plant #1 - Chanute Plant #3 69 kV | Line | WR.CHAN_P3.CHANP1_CHAN3_1.WR.CHAN_P1.69.69 | 1 | CHANP1 2 69.000 | 533663 | CHANP3 2 69.000 | 533665 | 69
WR | TOPOLOGY%WR%WR%248%1 | Chanute Tap - KUN06 Urbana 69 kV | Line | WR.CCHAN.248.WR.KUN06.69.69 | 1 | UN6URBA2 69.000 | 533648 | CHANTAP2 69.000 | 533666 | 69
WR | TOPOLOGY%WR%WR%249%1 | Chanute Tap - Tioga 69 kV | Line | WR.CCHAN.249.WR.TIOG.69.69 | 1 | TIOGA 2 69.000 | 533646 | CHANTAP2 69.000 | 533666 | 69
WR | TOPOLOGY%WR%WR%4231%1 | Chapman Junction - Clay Center Junction 115 kV | Line | WR.CHAPJ.4231.WR.CLAY.115.115 | 1 | CLAYCTR3 115.00 | 533323 | CHAPMAN3 115.00 | 533362 | 115
WR | TOPOLOGY%WR%WR%CHAPJ_EABILENE%A | Chapman Junction - East Abilene 115 kV #1 | Line | WR.EABI.CHAPJ_EABILENE.WR.CHAPJ.115.115 | 1 | CHAPMAN3 115.00 | 533362 | EABILEN3 115.00 | 533365 | 115
WR | TOPOLOGY%WR%WR%4044%1 | Chapman Junction - West Junction City 115 kV | Line |  |  | CHAPMAN3 115.00 | 533362 | WJCCTYW3 115.00 | 533344 | 115
WR | TOPOLOGY%WR%MIDW%CHSPIP2_RADIAL%A | Chase Pipeline - Pawnee Valley 69 kV | Line | WR.PAWNEE3.CHSPIP2_RADIAL.WR.PAWNEE3.69.69 | 1 | PAWNEE 2 69.000 | 530580 | CHSPIP 2 69.000 | 530598 | 69
WR | TOPOLOGY%WR%WR%CHAS_CHASSUB%A | Chase Tap - Chase Sub 69 kV | Line | WR.CHAS.CHAS_CHASSUB.WR.CHASSUB.69.69 | 1 | CHASJCT2 69.000 | 533587 | CHASE 2 69.000 | 533588 | 69
WR | TOPOLOGY%WR%WR%CHAS_MIDI%A | Chase WR - Midian 69 kV | Line | WR.CHAS.CHAS_MIDI.WR.MIDI.69.69 | 1 | CHASJCT2 69.000 | 533587 | MIDIAN 2 69.000 | 533597 | 69
WR | TOPOLOGY%WR%WR%251%1 | Chase WR - White Junction 69 kV | Line | WR.CHAS.251.WR.WHIT.69.69 | 1 | CHASJCT2 69.000 | 533587 | WHITE J2 69.000 | 533605 | 69
WR | TOPOLOGY%WR%WR%253%1 | Cheney - Gale Tap 69 kV | Line | WR.CHEN.253.WR.GALETP2.69.69 | 1 | CHENEY 2 69.000 | 533785 | GALE TP2 69.000 | 533845 | 69
WR | TOPOLOGY%WR%WR%4361%1 | Cheney - KSG11 Koch 69 kV | Line | WR.GALE.4361.WR.CHEN.69.69 | 1 | CHENEY 2 69.000 | 533785 | SG11KOC2 69.000 | 533875 | 69
WR | TOPOLOGY%WR%WR%CHERINDET69_1%1 | Cherryvale - Cherryvale Junction 69 kV | Line | WR.CHER.CHERINDET69_1.WR.INDET.69.69 | 1 | CHERRYV2 69.000 | 533679 | CHRYJCT2 69.000 | 533680 | 69
WR | TOPOLOGY%WR%WR%255%1 | Cherryvale - KRA06 Brooks 69 kV | Line | WR.CHER.255.WR.KRA06.69.69 | 1 | CHERRYV2 69.000 | 533679 | RA6BROO2 69.000 | 533707 | 69
WR | TOPOLOGY%WR%WR%INDEINDET69_1%1 | Cherryvale Junction - Independence WR 69 kV | Line | WR.INDE.INDEINDET69_1.WR.INDET.69.69 | 1 | CHRYJCT2 69.000 | 533680 | INDEPEN2 69.000 | 533694 | 69
WR | TOPOLOGY%WR%WR%INDETLIBE69_1%1 | Cherryvale Junction - Liberty 69 kV | Line | WR.INDET.INDETLIBE69_1.WR.LIBE.69.69 | 1 | CHRYJCT2 69.000 | 533680 | LIBERT-2 69.000 | 533697 | 69
WR | TOPOLOGY%WR%WR%256%1 | Chesney - Midian 69 kV | Line | WR.CHES.256.WR.MIDI.69.69 | 1 | CHESNEY2 69.000 | 533589 | MIDIAN 2 69.000 | 533597 | 69
WR | TOPOLOGY%WR%WR%257%1 | Chesney - Pester 69 kV | Line | WR.CHES.257.WR.PEST.69.69 | 1 | CHESNEY2 69.000 | 533589 | PESTER 2 69.000 | 533600 | 69
WR | TOPOLOGY%WR%MIDW%CHETOLAH_SHAYS%A | Chetolah - South Hays WR/MIDW 115 kV | Line | WR.CHETOLAH.CHETOLAH_SHAYS.WR.SHAYS.115.115 |  | CHETOLAH3 115.00 | 530695 | S HAYS 3 115.00 | 530553 | 115
WR | TOPOLOGY%WR%MIDW%CHETOLAH_VINET%A | Chetolah - Vine Tap WR/MIDW 115 kV | Line | WR.CHETOLAH.CHETOLAH_VINET.WR.VINETAP3.115.115 | 1 | CHETOLAH3 115.00 | 530695 | VINETAP3 115.00 | 530693 | 115
WR | TOPOLOGY%WR%MIDW%CHETOLAH_VINE2%A | Chetolah - Vine WR/MIDW 115 kV | Line | WR.CHETOLAH.CHETOLAH_VINE2.WR.VINE2.115.115 | 1 | CHETOLAH3 115.00 | 530695 | VINE2 3 115.00 | 530694 | 115
WR | TOPOLOGY%WR%WR%CHIS_MAIZ%A | Chisholm - Maize 138 kV | Line | WR.CHIS.CHIS_MAIZ.WR.MAIZ.138.138 | 1 | CHISHLM4 138.00 | 533035 | MAIZEW 4 138.00 | 533390 | 138
WR | TOPOLOGY%WR%WR%CHISRIPL69_1%1 | Chisholm - Ripley 69 kV | Line | WR.RIPL.CHISRIPL69_1.WR.CHIS.69.69 | 1 | CHISHLM2 69.000 | 533786 | RIPLEYM2 69.000 | 533832 | 69
WR | TOPOLOGY%WR%WR%CIRCEMCP23_1%1 | Circle - East McPherson 230 kV | Line | WR.EMCP.CIRCEMCP23_1.WR.CIRC.230.230 | 1 | CIRCLE 6 230.00 | 532871 | EMCPHER6 230.00 | 532872 | 230
WR | TOPOLOGY%WR%WR%3065%1 | Circle - Hutchinson Energy Center 115 kV | Line | WR.HEC.3065.WR.CIRC.115.115 | 1 | CIRCLE 3 115.00 | 533413 | HEC 3 115.00 | 533419 | 115
WR | TOPOLOGY%WR%WR%3066%1 | Circle - Hutchinson Gas Turbine Station 115 kV | Line | WR.HECGT.3066.WR.CIRC.115.115 | 1 | CIRCLE 3 115.00 | 533413 | HEC GT 3 115.00 | 533421 | 115
WR | TOPOLOGY%WR%MIDW%CIRC_NEWRICE%A | Circle - New Rice 230 kV | Line | WR.CIRC.CIRC_NEWRICE.WR.NEW_RICE.230.230 | 1 | CIRCLE 6 230.00 | 532871 | RICE 6 230.00 | 530686 | 230
WR | TOPOLOGY%WR%WR%RENO_CIRC%A | Circle - Reno County 115 kV #1 | Line | WR.RENO.RENO_CIRC.WR.CIRC.115.115 | 1 | CIRCLE 3 115.00 | 533413 | RENO 3 115.00 | 533416 | 115
WR | TOPOLOGY%WR%WR%RENO_CIRC2%A | Circle - Reno County 115 kV #2 | Line | WR.CIRC.RENO_CIRC2.WR.RENO.115.115 | 2 | CIRCLE 3 115.00 | 533413 | RENO 3 115.00 | 533416 | 115
WR | TOPOLOGY%WR%WR%4085%1 | Circle - Sandhill Ark Valley Junction 115 kV | Line | WR.ARKV.4085.WR.CIRC.115.115 | 1 | ARKVALJ3 115.00 | 533412 | CIRCLE 3 115.00 | 533413 | 115
WR | TOPOLOGY%WR%WR%4061%1 | Circleville - Hoyt HTI Switching Station 115 kV | Line | WR.HTIJ.4061.WR.CIRV.115.115 | 1 | CIRCLVL3 115.00 | 533152 | HTI JCT3 115.00 | 533165 | 115
WR | TOPOLOGY%WR%WR%4062%1 | Circleville - King Hill 115 kV | Line | WR.KIHI.4062.WR.CIRV.115.115 | 1 | CIRCLVL3 115.00 | 533152 | KING HL3 115.00 | 533331 | 115
WR | TOPOLOGY%WR%WR%4345%1 | Cities Service WR - New Cities Service 69 kV | Line | WR.CITS.4345.WR.CITI.69.69 | 1 | CITYSVC2 69.000 | 533504 | NCTYSVC2 69.000 | 533505 | 69
WR | TOPOLOGY%WR%WR%CAUGUMOBI69_1%1 | City Of Augusta - Mobil 69 kV | Line | WR.CAUGU.CAUGUMOBI69_1.WR.MOBI.69.69 | 1 | AUGUSTA2 69.000 | 533582 | MOBIL 2 69.000 | 533598 | 69
WR | TOPOLOGY%WR%WR%CAUGUWHIT69_1%1 | City Of Augusta - White Junction 69 kV | Line | WR.CAUGU.CAUGUWHIT69_1.WR.WHIT.69.69 | 1 | AUGUSTA2 69.000 | 533582 | WHITE J2 69.000 | 533605 | 69
WR | TOPOLOGY%WR%WR%BURLIN_BURLI_1%A | City Of Burlington - KCC01 Burlington 69 kV | Line | WR.CC1BURL2.BURLIN_CC1BU_1.WR.CBURL.69.69 | 1 | BURLING2 69.000 | 533624 | CC1BURL2 69.000 | 533628 | 69
WR | TOPOLOGY%WR%WR%CERIEKUN0669_1%1 | City Of Erie - KUN06 Urbana 69 kV | Line | WR.CERIE.CERIEKUN0669_1.WR.KUN06.69.69 | 1 | UN6URBA2 69.000 | 533648 | ERIE 2 69.000 | 533760 | 69
WR | TOPOLOGY%WR%WR%FREDON_CFRED_1%A | City Of Fredonia - Fredonia Junction 69 kV | Line | WR.FREDON.FREDON_CFRED_1.WR.CFRED.69.69 | 1 | FREDON 2 69.000 | 533692 | FREDJCT2 69.000 | 533693 | 69
WR | TOPOLOGY%CO%CO%LINE%LN | City Of Girard - Girard Junction 69 kV | Line | LINE.NOT.IN.EMS.CANT.999.999 | 1 | GIRARD 2 69.000 | 533761 | GIR JCT2 69.000 | 533762 | 69
WR | TOPOLOGY%WR%WR%IOLA_CONG_1%1 | City Of Iola - KUN09 Conger 69 kV | Line | WR.IOLA.IOLA_CONG_1.WR.CONGER.69.69 | 1 | IOLA 2 69.000 | 533637 | UN9CONG2 69.000 | 533651 | 69
WR | TOPOLOGY%WR%WR%4181A%A | City Of Mcpherson Plant - McPherson Refinery 115 kV | Line | WR.CMCPH.4181A.WR.MCRF.115.115 | 1 | REFINRY3 115.00 | 533427 | MCPHER 3 115.00 | 533428 | 115
WR | TOPOLOGY%WR%WR%4182%1 | City Of Mcpherson Plant - West Mcpherson 115 kV | Line | WR.CMCPH.4182.WR.WMCP.115.115 | 1 | MCPHER 3 115.00 | 533428 | WMCPHER3 115.00 | 533438 | 115
WR | TOPOLOGY%WR%WR%ELPA_MULVA_1%A | City Of Mulvane - El Paso 69 kV | Line | WR.MULVA.ELPA_MULVA_1.WR.ELPA.69.69 | 1 | ELPASO 2 69.000 | 533793 | MULVANE2 69.000 | 533821 | 69
WR | TOPOLOGY%WR%WR%ARGO_NEODE_1%1 | City Of Neodesha - Argo 69 kV | Line | WR.NEODESH.ARGO_NEODE_1.WR.ARGO.69.69 | 1 | ARGO 2 69.000 | 533675 | NEODESH2 69.000 | 533699 | 69
WR | TOPOLOGY%WR%WR%NEODE_CNEOD_1%1 | City Of Neodesha - Noedesha Junction 69 kV | Line | WR.NEODESH.NEODE_CNEOD_1.WR.CNEOD.69.69 | 1 | NEODESH2 69.000 | 533699 | NEODJCT2 69.000 | 533700 | 69
WR | TOPOLOGY%WR%WR%4075%1 | City Of Osage City - Osage City Junction 115 kV | Line | WR.OSAGE__3.4075.WR.OSAGJ.115.115 | 1 | OSAGE 3 115.00 | 533170 | OSAGE J3 115.00 | 533171 | 115
WR | TOPOLOGY%WR%WR%CWELLKSC0369_1%1 | City Of Wellington - KSC03 Miller 69 kV | Line | WR.CWELL.CWELLKSC0369_1.WR.KSC03.69.69 | 1 | SC3MILL2 69.000 | 533552 | WELLING2 69.000 | 533560 | 69
WR | TOPOLOGY%WR%WR%274%1 | City Of Wellington - KSC04 Rome 69 kV | Line | WR.CWELL.274.WR.KSC04.69.69 | 1 | SC4ROME2 69.000 | 533553 | WELLING2 69.000 | 533560 | 69
WR | TOPOLOGY%WR%WR%275%1 | City Of Winfield - Rainbow 69 kV | Line | WR.CWINF.275.WR.RAIN.69.69 | 1 | RAINBOW2 69.000 | 533549 | WINFLD 2 69.000 | 533561 | 69
WR | TOPOLOGY%WR%WR%418A%1 | City Of Winfield - Strother Field 69 kV | Line | WR.CWINF.418A.WR.STRO.69.69 | 1 | STROTHR2 69.000 | 533556 | WINFLD 2 69.000 | 533561 | 69
WR | TOPOLOGY%WR%WR%276%1 | City Of Winfield - Timber Junction 69 kV | Line | WR.CWINF.276.WR.TIMBJCT4.69.69 | 1 | TIMBJCT2 69.000 | 533558 | WINFLD 2 69.000 | 533561 | 69
WR | TOPOLOGY%WR%WR%BURLIN_BURLI_1%A | CityOfBurlington - CityOfBurlington Industrial Park 69 kV | Line | WR.CBURL.BURLIN_BURLI_1.WR.BURLIND2.69.69 | 1 | BURLING2 69.000 | 533624 | BURLIND2 69.000 | 533625 | 69
WR | TOPOLOGY%WR%WR%CLAY_CITY%A | Clay Center Junction-Clay Center Switching Station 115 kV | Line | WR.CLAY.CLAY_CITY.WR.CLAYCSS3.115.115 | 1 | CLAYCSS3 115.00 | 533320 | CLAYCTR3 115.00 | 533323 | 115
WR | TOPOLOGY%WR%WR%10371%A | Clearwater WR - Murray Gill Energy Center 138 kV | Line | WR.MURR.10371.WR.CLEARWT4.138.138 | 1 | CLEARWT4 138.00 | 533036 | GILL W 4 138.00 | 533045 | 138
WR | TOPOLOGY%WR%WR%COAL_ENA%A | Coal Creek - Ena 69 kV | Line |  | 1 | COALCRK2 69.000 | 533633 | ENA 2 69.000 | 533634 | 69
WR | TOPOLOGY%WR%WR%COAL_TIOG%A | Coal Creek - Tioga 69 kV | Line | WR.COAL.COAL_TIOG.TIOG.WR.69.69 | 1 | COALCRK2 69.000 | 533633 | TIOGA 2 69.000 | 533646 | 69
WR | TOPOLOGY%WR%WR%COBB_THEA_1%1 | Cobb - Theater 69 kV | Line | WR.COBB.COBB_THEA_1.WR.THEA.69.69 | 1 | COBB 2 69.000 | 533681 | THEATER2 69.000 | 533711 | 69
WR | TOPOLOGY%WR%WR%CCOFF_CRA%A | Coffeeville - CRA ZBR | Line | WR.CCOFF.CCOFF_CRA.WR.CRA.69.69 | [5 empty] | 69
WR | TOPOLOGY%WR%WR%COFFCRA69_1%1 | Coffeyville - CRA 69 kV | Line | WR.COFF.COFFCRA69_1.WR.CRA.69.69 | 1 | COFFSUB2 69.000 | 533683 | CRA 2 69.000 | 533685 | 69
WR | TOPOLOGY%WR%WR%CCOFFDEAR69_1%1 | Coffeyville - Dearing 69 kV | Line | WR.CCOFF.CCOFFDEAR69_1.WR.DEAR.69.69 | 1 | COFFSUB2 69.000 | 533683 | DEARING2 69.000 | 533688 | 69
WR | TOPOLOGY%WR%MIDW%9985%A | Colby - Mingo SECI 115 kV | Line | WR.COLBY3.9985.SECI.MINGO1.115.115 | 1 | COLBY 3 115.00 | 530555 | MINGO 3 115.00 | 531429 | 115
WR | TOPOLOGY%WR%WR%COLECSTV69_1%1 | Coleman - Crestview 69 kV | Line | WR.CSTV.COLECSTV69_1.WR.COLE.69.69 | 1 | COLEMAN2 69.000 | 533787 | CRESTVW2 69.000 | 533789 | 69
WR | TOPOLOGY%WR%WR%263%1 | Coleman - Hydro WR 69 kV | Line | WR.HDRO.263.WR.COLE.69.69 | 1 | COLEMAN2 69.000 | 533787 | HYDROTP2 69.000 | 533833 | 69
WR | TOPOLOGY%WR%WR%COMONORT13_1%1 | Comotara - Northeast WR 138 kV | Line | WR.NORT.COMONORT13_1.WR.COMO.138.138 | 1 | COMOTAR4 138.00 | 533037 | NOEASTE4 138.00 | 533060 | 138
WR | TOPOLOGY%WR%WR%217%A | Consolidated - Altoona 69 kV | Line | WR.CONSOL.217.WR.ALTO.69.69 | 1 |  |  |  |  | 69
WR | TOPOLOGY%WR%WR%217%B | Consolidated - KRA01 Fredonia 69 Kv | Line | WR.CONSOL.217.WR.RA_FRED.69.69 | 1 | CONSOL 2 69.000 | 533684 | RA1FRED2 69.000 | 533705 | 69
WR | TOPOLOGY%WR%WR%4053_PHLP%1 | Coronado - Phillips 115 kV | Line | WR.CORO.4053_PHLP.WR.PHLP.115.115 | 1 | CORONAD3 115.00 | 533394 | PHILIPS3 115.00 | 533372 | 115
WR | TOPOLOGY%WR%WR%CORO_WMCP%A | Coronado - West McPherson 115 kV | Line | WR.CORO.CORO_WMCP.WR.WMCP.115.115 | 1 | CORONAD3 115.00 | 533394 | WMCPHER3 115.00 | 533438 | 115
WR | TOPOLOGY%WR%WR%COLI_INDA%A | County Line - Indianola 115kV | Line | WR.INDA.COLI_INDA.WR.COLI.115.115 | 1 | COLINE 3 115.00 | 533153 | INDNOLA3 115.00 | 533162 | 115
WR | TOPOLOGY%WR%WR%4145%B | County Line WR - Arnold WR 69 kV | Line | WR.COLI.4145.WR.ARNO_WR.69.69 | 1 | COLINE 2 69.000 | 533456 | ARNOLD 2 69.000 | 533471 | 69
WR | TOPOLOGY%WR%WR%COLITEC11_1%A | County Line WR - Hook Junction Ckt 1 | Line | WR.COLI.COLITEC11_1.WR..HOOK_JCT.115.115 | 1 | COLINE 3 115.00 | 533153 | HOOKJCT3 115.00 | 533192 | 115
WR | TOPOLOGY%WR%WR%COLITEC11_1%B | County Line WR - Hook Junction Ckt 2 | Line | County.Line.WR.-.Hook.Junction.Ckt.2 | 2 | COLINE 3 115.00 | 533153 | HOOKJCT3 115.00 | 533192 | 115
WR | TOPOLOGY%WR%WR%4139%1 | County Line WR - Rock Creek WR 69 kV | Line | WR.COLI.4139.WR.RKCR.69.69 | 1 | COLINE 2 69.000 | 533456 | ROCKCRK2 69.000 | 533458 | 69
WR | LINE%CURRENTLY%NOT%MODELED%IN%EMS | County Line WR - Tecumseh Energy Center 115 kV | Line |  |  | co line |  | tecumseh |  | 115
WR | TOPOLOGY%WR%WR%COLITECH%A | County Line WR - Tecumseh Hill 115 kV | Line | WR.TECH.COLITECH.WR.COLI.115.115 | 1 | COLINE 3 115.00 | 533153 | TECHILE3 115.00 | 533182 | 115
WR | TOPOLOGY%WR%WR%COWSKSG0469_1%A | Cowskin - Goddard Tap 69 kV | Line | WR.GODDTAP2.COWSKSG0469_1.WR.COWS.69.69 | 1 | COWSKIN2 69.000 | 533788 | GODDTAP2 69.000 | 533879 | 69
WR | TOPOLOGY%WR%WR%GODARD_GALE%A | Cowskin WR - Gale Tap 69 kV | Line | WR.GALETP2.COWSKSG0469_1.WR.COWS.69.69 | 1 | COWSKIN2 69.000 | 533788 | GALE TP2 69.000 | 533845 | 69
WR | TOPOLOGY%WR%WR%COWSWEST69_1%1 | Cowskin WR - Westlink 69 kV | Line | WR.COWS.COWSWEST69_1.WR.WEST.69.69 | 1 | COWSKIN2 69.000 | 533788 | WESTLNK2 69.000 | 533854 | 69
WR | TOPOLOGY%WR%WR%268%1 | CRA - Sunflower 69 kV | Line | WR.CRA.268.WR.SUNF.69.69 | 1 | SUNFLWR2 69.000 | 533670 | CRA 2 69.000 | 533685 | 69
WR | TOPOLOGY%WR%WR%CRAWKSE0169_1%1 | Crawford (CRAW 69) - KSE01 Greenbush 69 kV | Line | WR.CRAW.CRAWKSE0169_1.WR.KSE01.69.69 | 1 | CRAWFOR2 69.000 | 533758 | SE1GREE2 69.000 | 533772 | 69
WR | TOPOLOGY%WR%WR%CRAWNSES69_1%1 | Crawford (CRAW 69) - Neosho 69 kV | Line | WR.CRAW.CRAWNSES69_1.WR.NSES.69.69 | 1 | CRAWFOR2 69.000 | 533758 | NEOSHO 2 69.000 | 533768 | 69
WR | TOPOLOGY%WR%WR%4105%1 | Crawford (CRFD 115) - Salina Main 115 kV | Line | WR.SALM.4105.WR.CRFD.115.115 | 1 | CRAWFRD3 115.00 | 533364 | SALINA 3 115.00 | 533376 | 115
WR | TOPOLOGY%WR%WR%CRFDPHLP11_1%A | Crawford (CRFD 115) - Schilling 115 kV | Line | WR.CRFD.CRFDPHLP11_1.WR.SCHIL.115.115 | 1 | CRAWFRD3 115.00 | 533364 | SCHILNG3 115.00 | 533377 | 115
WR | TOPOLOGY%WR%WR%CSTVNORT69_1%1 | Crestview - Northeast WR 69 kV | Line | WR.CSTV.CSTVNORT69_1.WR.NORT.69.69 | 1 | CRESTVW2 69.000 | 533789 | NOEASTE2 69.000 | 533822 | 69
WR | TOPOLOGY%WR%WR%CRSWKSC0469_1%1 | Creswell - KSC04 Rome 69 kV | Line | WR.CRSW.CRSWKSC0469_1.WR.KSC04.69.69 | 1 | CRESWLN2 69.000 | 533543 | SC4ROME2 69.000 | 533553 | 69
WR | TOPOLOGY%WR%WR%CRSWOAK69_1%1 | Creswell - Oak 69 kV | Line | WR.CRSW.CRSWOAK69_1.WR.OAK.69.69 | 1 | CRESWLN2 69.000 | 533543 | OAK 2 69.000 | 533547 | 69
WR | TOPOLOGY%WR%WR%73%1 | Creswell - Oxford WR 138 kV | Line | WR.OXFO.73.WR.CRSW.138.138 | 1 | CRESWLN4 138.00 | 532981 | OXFORD 4 138.00 | 532982 | 138
WR | TOPOLOGY%WR%WR%CRSWPARI69_1%1 | Creswell - Paris 69 kV | Line | WR.CRSW.CRSWPARI69_1.WR.PARI.69.69 | 1 | CRESWLN2 69.000 | 533543 | PARIS 2 69.000 | 533548 | 69
WR | TOPOLOGY%WR%WR%4099%1 | Davis WR - Maple Street Junction 69 kV | Line | WR.MAPLJ.4099.WR.DAVI.69.69 | 1 | DAVIS 2 69.000 | 533506 | MAPLE J2 69.000 | 533516 | 69
WR | TOPOLOGY%WR%WR%DAVI_MIWIJ%A | Davis WR - Midwest Iron Junction 69 kV | Line | WR.DAVI.DAVI_MIWIJ.WR.MIWIJ.69.69 | 1 | DAVIS 2 69.000 | 533506 | MWIRNJ22 69.000 | 533529 | 69
WR | TOPOLOGY%WR%WR%CITIDAVI11_1%1 | Davis WR - New Cities Service 115 kV | Line | WR.DAVI.CITIDAVI11_1.WR.CITI.115.115 | 1 | CITIES 3 115.00 | 533414 | DAVIS 3 115.00 | 533415 | 115
WR | TOPOLOGY%WR%WR%RENO_DAVIS%A | Davis WR - Reno County 115 kV | Line | WR.RENO.RENO_DAVIS.WR.DAVI.115.115 | 1 | DAVIS 3 115.00 | 533415 | RENO 3 115.00 | 533416 | 115
WR | TOPOLOGY%WR%WR%DEARLIBE13_1%1 | Dearing - Liberty 138 kV | Line | WR.LIBE.DEARLIBE13_1.WR.DEAR.138.138 | 1 | DEARING4 138.00 | 533002 | LIBERTY4 138.00 | 533003 | 138
WR | TOPOLOGY%WR%WR%DEARMONT13_1%1 | Dearing - Montgomery 138 kV | Line | WR.MONT.DEARMONT13_1.WR.DEAR.138.138 | 1 | DEARING4 138.00 | 533002 | MONTGOM4 138.00 | 533004 | 138
WR | TOPOLOGY%WR%WR%4188%1 | Deer Creek WR - Tecumseh Energy Center 69 kV | Line | WR.DEER.4188.WR.TEC.69.69 | 1 | DEERCRK2 69.000 | 533457 | TEC 2 69.000 | 533462 | 69
WR | TOPOLOGY%WR%WR%KBU06POTW69_1%1 | Degraff (Peabody) - Potwin 69 kV | Line | WR.KBU06.KBU06POTW69_1.WR.POTW.69.69 | 1 | BU6DEGR2 69.000 | 533584 | POTWIN 2 69.000 | 533601 | 69
WR | TOPOLOGY%WR%WR%CGIRADEPA69_1%1 | Depaul - Girard Junction 69 kV | Line | WR.CGIRA.CGIRADEPA69_1.WR.DEPA.69.69 | 1 | DEPAUL 2 69.000 | 533759 | GIR JCT2 69.000 | 533762 | 69
WR | TOPOLOGY%WR%WR%279%1 | Depaul - Pittsburg 69 kV | Line | WR.DEPA.279.WR.PITT.69.69 | 1 | DEPAUL 2 69.000 | 533759 | PITTSBG2 69.000 | 533770 | 69
WR | TOPOLOGY%WR%WR%DEPAROUS69_1%1 | Depaul - Rouse 69 kV | Line | WR.DEPA.DEPAROUS69_1.WR.ROUS.69.69 | 1 | DEPAUL 2 69.000 | 533759 | ROUSE 2 69.000 | 533771 | 69
WR | TOPOLOGY%WR%WR%4095%1 | E & Madison Junction - F & Monroe 69 kV | Line | WR.FMON.4095.WR.EMAD.69.69 | 1 | E MADSN2 69.000 | 533508 | F MONRO2 69.000 | 533510 | 69
WR | TOPOLOGY%WR%WR%4096%1 | E & Madison Junction - Maple Street Junction 69 kV | Line | WR.MAPLJ.4096.WR.EMAD.69.69 | 1 | E MADSN2 69.000 | 533508 | MAPLE J2 69.000 | 533516 | 69
WR | TOPOLOGY%WR%WR%4225%1 | East Eureka - Vaughn 115 kV | Line | WR.EEUR.4225.WR.VAUG.115.115 | 1 | EEUREKA3 115.00 | 533302 | VAUGHN 3 115.00 | 533308 | 115
WR | TOPOLOGY%WR%WR%EFRMOUNT_HALL2%A | East Fairmount - Hallmark WR 115 kV | Line | WR.EFRMOUNT.EFRMOUNT_HALL2.WR.HALL2.115.115 | 1 | HALLMRK3 115.00 | 533242 | EFAIRMNT3 115.00 | 533246 | 115
WR | TOPOLOGY%WR%WR%4175%A | East Fairmount - Jarbalo 115 kV | Line | WR.EFRMOUNT.4175.WR.JARB.115.115 | 1 | JARBALO3 115.00 | 533244 | EFAIRMNT3 115.00 | 533246 | 115
WR | TOPOLOGY%WR%WR%EMANJEFF23_1%1 | East Manhattan - Jeffrey Energy Center 230 kV | Line | WR.JEFF.EMANJEFF23_1.WR.EMAN.230.230 | 1 | JEC 6 230.00 | 532852 | EMANHAT6 230.00 | 532861 | 230
WR | TOPOLOGY%WR%WR%4223%A | East Manhattan - Matters Corner 115 kV | Line | WR.EMAN.4223.WR.LEVEE3.115.115 | 1 | EMANHAT3 115.00 | 533326 | LEVEE 3 115.00 | 533334 | 115
WR | TOPOLOGY%WR%WR%4183%1 | East Manhattan - McDowell Creek 115 kV | Line | WR.EMAN.4183.WR.MCDO.115.115 | 1 | EMANHAT3 115.00 | 533326 | MCDOWEL3 115.00 | 533335 | 115
WR | TOPOLOGY%WR%WR%EMCPCJOHN11_1%1 | East McPherson - Johns Manville 115 kV | Line | WR.EMCP.EMCPCJOHN11_1.WR.CJOHN.115.115 | 1 | EMCPHER3 115.00 | 533417 | MANVILE3 115.00 | 533426 | 115
WR | TOPOLOGY%WR%WR%4181B%A | East Mcpherson - McPherson Refinery 115 kV | Line | WR.EMCP.4181B.WR.MCRF.115.115 | 1 | EMCPHER3 115.00 | 533417 | REFINRY3 115.00 | 533427 | 115
WR | TOPOLOGY%WR%WR%36_SUMM%1 | East McPherson - Summit 230 kV | Line | WR.SUMM.36_SUMM.WR.EMCP.230.230 | 1 | EMCPHER6 230.00 | 532872 | SUMMIT 6 230.00 | 532873 | 230
WR | TOPOLOGY%WR%WR%4209%1 | EAST S.A.A.P. JCT - 95TH & WAVERLY 115kV | Line | WR.SUNJ.4209.WR.95WA.115.115 | 1 | ESAAPJ 3 115.00 | 533239 | WAVERLY3 115.00 | 533278 | 115
WR | TOPOLOGY%WR%WR%4208%1 | EAST S.A.A.P. JCT - MOONLIGHT JUNCTION 115kV | Line | WR.MOON_JCT.4208.WR.SUNJ.115.115 | 1 | ESAAPJ 3 115.00 | 533239 | MOONLTJ3 115.00 | 533255 | 115
WR | TOPOLOGY%WR%WR%4071%1 | East Street - Lang 115 kV | Line | WR.ESTR_WR.4071.WR.LANG.115.115 | 1 | EAST ST3 115.00 | 533301 | LANG 3 115.00 | 533304 | 115
WR | TOPOLOGY%WR%WR%ESTR_WEMP11_1%1 | East Street - West Emporia 115 kV | Line | WR.ESTR_WR.ESTR_WEMP11_1.WR.WEMP.115.115 | 1 | EAST ST3 115.00 | 533301 | WEMPORI3 115.00 | 533309 | 115
WR | TOPOLOGY%WR%WR%EASTMINN69_1%1 | Eastborough - Minneha 69 kV | Line | WR.EAST.EASTMINN69_1.WR.MINN.69.69 | 1 | EASTBOR2 69.000 | 533792 | MINNEHA2 69.000 | 533817 | 69
WR | TOPOLOGY%WR%WR%EDUCATE_INDA%A | Education Station - Indianola 115kV | Line | WR.EDUCATE.EDUCATE_INDA.WR.INDA.115.115 | 1 | INDNOLA3 115.00 | 533162 | EDUCATE3 115.00 | 533196 | 115
WR | TOPOLOGY%WR%MIDW%4247%1 | Edwards MIDW - Pawnee Edwards Jct 115 kV | Line | WR.PAWNJ.4247.WR.EDWA.115.115 | 1 | EDWARDS3 115.00 | 530617 | PAWN-ED3 115.00 | 530622 | 115
WR | TOPOLOGY%WR%MIDW%4248%1 | Edwards MIDW - St John MIDW 115 kV | Line | WR.EDWA.4248.WR.STJO.115.115 | 1 | EDWARDS3 115.00 | 530617 | ST JOHN3 115.00 | 530624 | 115
WR | TOPOLOGY%WR%WR%76_ELPA%1 | El Paso - Farber 138 kV | Line | WR.FARB.76_ELPA.WR.ELPA.138.138 | 1 | ELPASO 4 138.00 | 533039 | FARBER 4 138.00 | 533042 | 138
WR | TOPOLOGY%WR%WR%77%1 | El Paso - KBU11 Pony Meadows 138 kV | Line | WR.KBU11.77.WR.ELPA.138.138 | 1 | BU11PON4 138.00 | 533032 | ELPASO 4 138.00 | 533039 | 138
WR | TOPOLOGY%WR%WR%ELPAOAKL69_1%1 | El Paso - Oaklawn WR 69 kV | Line | WR.ELPA.ELPAOAKL69_1.WR.OAKL.69.69 | 1 | ELPASO 2 69.000 | 533793 | OAKLAWN2 69.000 | 533824 | 69
WR | TOPOLOGY%WR%WR%79%1 | El Paso - Rose Hill 138 kV | Line | WR.ROSE.79.WR.ELPA.138.138 | 1 | ELPASO 4 138.00 | 533039 | ROSEHIL4 138.00 | 533062 | 138
WR | TOPOLOGY%WR%WR%4320%1 | El Paso - Stearman 138 kV | Line | WR.ELPA.4320.WR.STEA.138.138 | 1 | ELPASO 4 138.00 | 533039 | STEARMN4 138.00 | 533068 | 138
WR | TOPOLOGY%WR%WR%ELDOPEST69_1%1 | Eldorado WR - Pester 69 kV | Line | WR.ELDO.ELDOPEST69_1.WR.PEST.69.69 | [5 empty] | 69
WR | TOPOLOGY%WR%WR%ELDOSKEL69_1%1 | Eldorado WR - Skelly 69 kV | Line | WR.ELDO.ELDOSKEL69_1.WR.SKEL.69.69 | 1 | ELDORAD2 69.000 | 533590 | SKELLY 2 69.000 | 533602 | 69
WR | TOPOLOGY%WR%WR%ELKC_RALOU_1%1 | Elk City WR - KRA10 Louisburg 69 kV | Line | WR.ELKC.ELKC_RALOU_1.WR.RA_LOU.69.69 | 1 | ELK CTY2 69.000 | 533689 | RA10LOU2 69.000 | 533709 | 69
WR | TOPOLOGY%WR%WR%284%1 | Elk Junction - KCV05 Sedan 69 kV | Line | WR.ELKJ.284.WR.KCV05.69.69 | 1 | CV5SEDA2 69.000 | 533544 | ELK JCT2 69.000 | 533690 | 69
WR | TOPOLOGY%WR%WR%ELKJSS_RALOU%A | Elk Junction - KRA10 Louisburg 69 kV | Line | WR.RA_LOU.ELKJ_RALOU_1.WR.ELKJ.69.69 | 1 | ELK JCTSS 69.000 | 533690 | RA10LOU2 69.000 | 533709 | 69
WR | TOPOLOGY%WR%WR%ELKJWILL69_1%1 | Elk Junction - Williams Junction 69 kV | Line | WR.ELKJ.ELKJWILL69_1.WR.WILL.69.69 | 1 | ELK JCT2 69.000 | 533690 | WILLJCT2 69.000 | 533713 | 69
WR | TOPOLOGY%WR%WR%286%1 | Elk River - KCV05 Sedan 69 kV | Line | WR.ELKR.286.WR.KCV05.69.69 | 1 | CV5SEDA2 69.000 | 533544 | ELK RVR2 69.000 | 533691 | 69
WR | TOPOLOGY%EDE%EDE%LATH_ERWF%1 | Elk River Wind Project - Latham 345 kV | Line | EDE.ERWF.LATH_ERWF.WR.LATH_WR.345.345 | 1 | LATHAMS7 345.00 | 532800 | ELKRVR17 345.00 | 532801 | 345
WR | TOPOLOGY%WR%WR%EMPEC_LANG%1 | Emporia Energy Center - Lang 345 kV | Line | WR.LANG.EMPEC_LANG.WR.EMPEC.345.345 | 1 | EMPEC 7 345.00 | 532768 | LANG 7 345.00 | 532769 | 345
WR | TOPOLOGY%WR%WR%EMPEC_MORR%1 | Emporia Energy Center - Morris County 345 kV | Line | WR.MORR.EMPEC_MORR.WR.EMPEC.345.345 | 1 | EMPEC 7 345.00 | 532768 | MORRIS 7 345.00 | 532770 | 345
WR | TOPOLOGY%WR%WR%EMPEC_SWIS%1 | Emporia Energy Center - Swissvale 345 kV | Line | WR.SWIS.EMPEC_SWIS.WR.EMPEC.345.345 | 1 | EMPEC 7 345.00 | 532768 | SWISVAL7 345.00 | 532774 | 345
WR | TOPOLOGY%WR%WR%EMPEC_WICH%1 | Emporia Energy Center - Wichita 345 kV | Line | WR.WICH.EMPEC_WICH.WR.EMPEC.345.345 | 1 | EMPEC 7 345.00 | 532768 | WICHITA7 345.00 | 532796 | 345
WR | TOPOLOGY%WR%WR%4316%1 | Enlab - Stearman 69 kV | Line | WR.ENLAB.4316.WR.STEA.69.69 | [5 empty] | 69
WR | TOPOLOGY%WR%WR%FAIRGN_EUDO%1 | Eudora - Fair Grounds 115 kV | Line | WR.FAIRGNDS.FAIRGN_EUDO.WR.EUDO.115.115 | 1 | FAIRGDS3 115.00 | 533236 | 533240 | 533277 | 115
WR | TOPOLOGY%WR%WR%EUDO_CAPJ%A | Eudora WR - Captain Junction 115 kV | Line | WR.EUDO.EUDO_CAPJ.WR.CAPJ.115.115 | 1 | EUDORA 3 115.00 | 533240 | CAPTAIN3 115.00 | 533235 | 115
WR | TOPOLOGY%WR%WR%4242%1 | Exide - Exide Junction 115 kV | Line | WR.EXID.4242.WR.EXIDJ.115.115 | 1 | EXIDE 3 115.00 | 533367 | EXIDE J3 115.00 | 533368 | 115
WR | TOPOLOGY%WR%WR%4244%1 | Exide Junction - Philips 115 kV | Line | WR.EXIDJ.4244.WR.PHLP.115.115 | 1 | EXIDE J3 115.00 | 533368 | PHILIPS3 115.00 | 533372 | 115
WR | TOPOLOGY%WR%WR%4243%1 | Exide Junction - Summit 115 kV | Line | WR.EXIDJ.4243.WR.SUMM.115.115 | 1 | EXIDE J3 115.00 | 533368 | SUMMIT 3 115.00 | 533381 | 115
WR | TOPOLOGY%WR%WR%FAIRGN_SWLA%1 | Fairgrounds - Southwest Lawrence 115 kV | Line | WR.FAIRGNDS.FAIRGN_SWLA.WR.SWLA.115.115 | 1 | SWLWRNC3 115.00 | 533271 | FAIRGDS3 115.00 | 533236 | 115
WR | TOPOLOGY%WR%WR%FARBKSC1013_1%1 | Farber - KSC10 Belle Plaine 138 kV | Line | WR.FARB.FARBKSC1013_1.WR.KSC10.138.138 | 1 | FARBER 4 138.00 | 533042 | SC10BEL4 138.00 | 533063 | 138
WR | TOPOLOGY%WR%WR%399A%A | Flint Hills - KBU12 Keighley 69 kV | Line | WR.KBU12.399A.WR.FLIN.69.69 | 1 | BU12KEI2 69.000 | 533586 | FLNTHIL2 69.000 | 533591 | 69
WR | TOPOLOGY%CO%CO%LINE%LN | Floral - Floral Junction 69 kV | Line | Floral - Floral Junction 69 kV (NOT IN EMS.) | 1 | FLORAL 2 69.000 | 533545 | FLORALJ2 69.000 | 533546 | 69
WR | TOPOLOGY%WR%WR%FLORJ_SC1KIN_1%A | Floral Junction - KSC01 King 69 kV | Line | WR.SC1KIN.FLORJ_SC1KIN_1.WR.FLOR_JCT.69.69 | 1 | FLORALJ2 69.000 | 533546 | SC1KING2 69.000 | 533551 | 69
WR | TOPOLOGY%WR%WR%FLORJ_TIMB_1%1 | Floral Junction - Timber 69 kV | Line | WR.FLOR_JCT.FLORJ_TIMB_1.WR.TIMB.69.69 | 1 | FLORALJ2 69.000 | 533546 | TIMBER 2 69.000 | 533557 | 69
WR | TOPOLOGY%WR%WR%4241%1 | Florence Junction - Spring Creek Jct 115 kV | Line | WR.SPRIJ.4241.WR.FLOJ.115.115 | 1 | FLORENC3 115.00 | 533366 | SPRGCRK3 115.00 | 533380 | 115
WR | TOPOLOGY%WR%WR%4226%1 | Florence Junction - Williams Brothers Junction 115 kV | Line | WR.FLOJ.4226.WR.WMBR_JCT.115.115 | 1 | WMBROSJ3 115.00 | 533311 | FLORENC3 115.00 | 533366 | 115
WR | TOPOLOGY%WR%WR%CNTRLXNG_FORB%A | Forbes Field - Central Crossing 115 kV | Line | WR.UNDE.4114.WR.FORB.115.115 | 1 | FORBES 3 115.00 | 533157 | CNTRXNG 115.00 | 533188 | 115
WR | TOPOLOGY%WR%WR%FORB_HARTLND3%A | Forbes Field - Heartland 115 kV | Line | WR.HARTLND3.FORB_HARTLND3.WR.FORB.115.115 | 1 | FORBES 3 115.00 | 533157 | HARTLND3 115.00 | 533197 | 115
WR | TOPOLOGY%WR%WR%4233%1 | Fort Junction - Junction City 115 kV | Line | WR.FTJU.4233.WR.JUNC.115.115 | 1 | FT JCT 3 115.00 | 533328 | JCTCTY 3 115.00 | 533330 | 115
WR | TOPOLOGY%WR%WR%FTJU_MCDO%1 | Fort Junction - McDowell Creek 115 kV #1 | Line | WR.FTJU.FTJU_MCDO.WR.MCDO.115.115 | 1 | FT JCT 3 115.00 | 533328 | MCDOWEL3 115.00 | 533335 | 115
WR | TOPOLOGY%WR%WR%4026%1 | Fort Junction - McDowell Creek 115 kV #2 | Line | WR.MCDO.4026.WR.FTJU.115.115 | 1 | FT JCT 3 115.00 | 533328 | MCDOWEL3 115.00 | 533335 | 115
WR | TOPOLOGY%WR%WR%FTJU_WJC%1 | Fort Junction - West Junction City 115 kV | Line | WR.FTJU.FTJU_WJC.WR.WJC.115.115 | 1 | FT JCT 3 115.00 | 533328 | WJCCTY 3 115.00 | 533342 | 115
WR | TOPOLOGY%WR%WR%FORTKSE0469_1%1 | Fort Scott - KSE04 Devon 69 kV | Line | WR.FORT.FORTKSE0469_1.WR.KSE04.69.69 | 1 | FTSCOTT2 69.000 | 533635 | SE4DEVO2 69.000 | 533644 | 69
WR | TOPOLOGY%WR%WR%291%1 | Fort Scott - Ware 69 kV | Line | WR.FORT.291.WR.WARE.69.69 | 1 | FTSCOTT2 69.000 | 533635 | WARE 2 69.000 | 533652 | 69
WR | TOPOLOGY%WR%WR%FOURSCRA11_1%1 | Four Corners WR - Scranton 115 kV | Line | WR.FOUR.FOURSCRA11_1.WR.SCRA.115.115 | 1 | 4CORNER3 115.00 | 533158 | SCRANTN3 115.00 | 533173 | 115
WR | TOPOLOGY%WR%WR%FRANKLN_MARM%A | Franklin - Marmaton 161 kV | Line | WR.FRANKLN5.FRANKLN_MARM.WR.MARM.161.161 | 1 | MARMTNE5 161.00 | 532934 | FRANKLIN5 161.00 | 532938 | 161
WR | TOPOLOGY%WR%WR%MULBSHEF69_1%1 | Franklin - Mulberry 69 kV | Line | WR.FRANKLN5.MULBSHEF69_1.WR.MULB.69.69 | 1 | MULBERY2 69.000 | 533767 | FRANKLIN2 69.000 | 533876 | 69
WR | TOPOLOGY%WR%WR%FRANKLN_SHEFLD%A | Franklin - Sheffield 69 kV | Line | WR.FRANKLN5.FRANKLN_SHEFLD.WR.SHEF.69.69 | 1 | SHEFFLD2 69.000 | 533774 | FRANKLIN2 69.000 | 533876 | 69
WR | TOPOLOGY%WR%WR%CFRED_RAFRE_1%1 | Fredonia Junction - KRA01 Fredonia 69 kV | Line | WR.RA_FRED.CFRED_RAFRE_1.WR.CFRED.69.69 | 1 | FREDJCT2 69.000 | 533693 | RA1FRED2 69.000 | 533705 | 69
WR | TOPOLOGY%WR%WR%CFRED_NEWAL_1%A | Fredonia Junction - New Albany 69 kV | Line | WR.NEWA.CFRED_NEWAL_1.WR.CFRED.69.69 | 1 | FREDJCT2 69.000 | 533693 | NEW ALB2 69.000 | 533701 | 69
WR | TOPOLOGY%WR%WR%233%B | Frontier - Getty 69 kV | Line | WR.FRNTIER2.233.WR.GETT.69.69 | 1 | GETTY 2 69.000 | 533592 | FRNTIER2 69.000 | 533593 | 69
WR | TOPOLOGY%WR%WR%FURLEY_THUNDER%A | Furley Jct - Thunder Bird 69 kV | Line | WR.FULEYJCT.FURLEY_THUNDER.WR.THUNBRD2.69.69 | 1 | BU5FURL2 69.000 | 533861 | THUNBRD2 69.000 | 533603 | 69
WR | TOPOLOGY%WR%WR%4361%1 | Gale - KSG11 Koch 69 kV | Line | LINE.NOT.IN.EMS.CANT.999.999 | 1 | GALE 2 69.000 | 533794 | SG11KOC2 69.000 | 533875 | 69
WR | TOPOLOGY%WR%WR%GODARD_GALE%A | Gale Tap - Goddard Tap 69kV | Line | WR.GODDTAP2.GODARD_GALE.WR.GALETP2.69.69 | 1 | GALE TP2 69.000 | 533845 | GODDTAP2 69.000 | 533879 | 69
WR | TOPOLOGY%WR%WR%KSG04_SG4AN_1%A | Gale Tap - KSG04 Andale 69 kV | Line | WR.SG4ANDL2.KSG04_SG4AN_1.WR.GALETP2.69.69 | 1 | GALE TP2 69.000 | 533845 | SG4ANDL2 69.000 | 533872 | 69
WR | TOPOLOGY%WR%WR%337%1 | Gale Tap - Sunset WR 69 kV | Line | WR.GALETP2.337.WR.SUNS.69.69 | 1 | SUNSET-2 69.000 | 533844 | GALE TP2 69.000 | 533845 | 69
WR | TOPOLOGY%WR%WR%292%1 | Gatz - Golden Plains Junction 69 kV | Line | WR.GATZ.292.WR.GOLD.69.69 | 1 | GATZ 2 69.000 | 533733 | GOLDPLJ2 69.000 | 533735 | 69
WR | TOPOLOGY%WR%WR%GATZNEWT69_1%1 | Gatz - Newton 69 kV | Line | WR.GATZ.GATZNEWT69_1.WR.NEWT.69.69 | 1 | GATZ 2 69.000 | 533733 | NEWTON 2 69.000 | 533745 | 69
WR | TOPOLOGY%WR%WR%GEAR_CHAPJ%A | GEARY COUNTY - CHAPMAN JCT 115 KV | Line | WR.CHAPJ.GEAR_CHAPJ.WR.GEAR.115.115 | 1 | GEARY 3 115.00 | 533336 | CHAPMAN3 115.00 | 533362 | 115
WR | TOPOLOGY%WR%WR%GEAR_FTJU%A | GEARY COUNTY - FT JUNCTION 115 KV | Line | WR.FTJU.GEAR_FTJU.WR.GEAR.115.115 | 1 | GEARY 3 115.00 | 533336 | FT JCT 3 115.00 | 533328 | 115
WR | TOPOLOGY%WR%WR%GEAR_JEFF%A | GEARY COUNTY - JEFFERY EC 345 KV | Line | WR.JEFF.GEAR_JEFF.WR.GEAR.345.345 | 1 | GEARY 7 345.00 | 532767 | JEC N 7 345.00 | 532766 | 345
WR | TOPOLOGY%WR%WR%GETTSKEL69_1%1 | Getty - Skelly 69 kV | Line | WR.GETT.GETTSKEL69_1.WR.SKEL.69.69 | 1 | GETTY 2 69.000 | 533592 | SKELLY 2 69.000 | 533602 | 69
WR | TOPOLOGY%WR%WR%365%1 | Gill Junction - Murray Gill Energy Center 69 kV | Line | WR.MURR.365.WR.OATV.69.69 | 1 | GILL E 2 69.000 | 533795 | GILLJCT2 69.000 | 533798 | 69
WR | TOPOLOGY%WR%WR%365%1 | Gill Junction - Oatville 69 kV | Line | LINE.NOT.IN.EMS.CANT.999.999 | 1 | GILLJCT2 69.000 | 533798 | OATVILL2 69.000 | 533825 | 69
WR | TOPOLOGY%WR%WR%371%1 | Gill Junction - Sheriden 69 kV | Line | WR.OATV.371.WR.SHER.69.69 | 1 | GILLJCT2 69.000 | 533798 | SHERIDN2 69.000 | 533841 | 69
WR | TOPOLOGY%WR%WR%CGIRAKSE0169_1%1 | Girard Junction - KSE01 Greenbush 69 kV | Line | WR.CGIRA.CGIRAKSE0169_1.WR.KSE01.69.69 | 1 | GIR JCT2 69.000 | 533762 | SE1GREE2 69.000 | 533772 | 69
WR | TOPOLOGY%WR%WR%GLENOLIV69_1%1 | Glendale WR - Oliver 69 kV | Line | WR.GLEN.GLENOLIV69_1.WR.OLIV.69.69 | 1 | GLENDAL2 69.000 | 533797 | OLIVER 2 69.000 | 533826 | 69
WR | TOPOLOGY%WR%WR%GLENRUTA69_1%1 | Glendale WR - Rutan 69 kV | Line | WR.GLEN.GLENRUTA69_1.WR.RUTA.69.69 | 1 | GLENDAL2 69.000 | 533797 | RUTAN 2 69.000 | 533838 | 69
WR | TOPOLOGY%CO%CO%LINE%LN | Golden Plains - Golden Plains Junction 69 kV | Line | LINE.NOT.IN.EMS.CANT.999.999 | 1 | GOLDPL 2 69.000 | 533734 | GOLDPLJ2 69.000 | 533735 | 69
WR | TOPOLOGY%WR%WR%396%1 | Golden Plains Junction - Hesston 69 kV | Line | WR.GOLD.396.WR.HESS2.69.69 | 1 | GOLDPLJ2 69.000 | 533735 | HESSTON2 69.000 | 533737 | 69
WR | TOPOLOGY%WR%MIDW%GMEC_GEN_TIE%A | Goodman Energy Center - Knoll 115 kV | Line | LINE.NOT.IN.EMS.CANT.999.999 | 1 | KNOLL 3 115.00 | 530561 | GMEC 3 115.00 | 530676 | 115
WR | TOPOLOGY%WR%WR%81%1 | Gordon Evans Energy Center - KSG12 Colwich 138 kV | Line | WR.KSG12.81.WR.GORD.138.138 | 1 | EVANS N4 138.00 | 533040 | SG12COL4 138.00 | 533065 | 138
WR | TOPOLOGY%WR%WR%GORDHOOV13_1%A | Gordon Evans Energy Center - Lakeridge 138 kV | Line | WR.GORD.GORDHOOV13_1.WR.LAKERDGE.138.138 | 1 | EVANS S4 138.00 | 533041 | LAKERDG4 138.00 | 533053 | 138
WR | TOPOLOGY%WR%WR%GORD_MAIZ%A | Gordon Evans Energy Center - Maize 138 kV | Line | WR.GORD.GORD_MAIZ.WR.MAIZ.138.138 | 1 | EVANS N4 138.00 | 533040 | MAIZEW 4 138.00 | 533390 | 138
WR | TOPOLOGY%WR%MIDW%9978%A | Gorham - South Hays 115 kV | Line | WR.SHAYS.9978.WR.GORHAM.115.115 | 1 | GORHAM 3 115.00 | 530552 | S HAYS 3 115.00 | 530553 | 115
WR | TOPOLOGY%WR%WR%CHRIS_GRNT%1 | Grant - Chisholm 69kV | Line | WR.GRNT.CHRIS_GRNT.WR.CHIS.69.69 | 1 | GRANT 2 69.000 | 533799 | CHISHLM2 69.000 | 533786 | 69
WR | TOPOLOGY%WR%WR%KBU05_GRNT%1 | Grant - Furley 69kV | Line | WR.GRNT.KBU05_GRNT.WR.FULEYJCT.69.69 | 1 | GRANT 2 69.000 | 533799 | BU5FURL2 69.000 | 533861 | 69
WR | TOPOLOGY%WR%WR%GRNT_GRANTJ2%A | Grant Jct - Grant 69kV | Line | WR.GRNT.GRNT_GRANTJ2.WR.GRANTJ2.69.69 | 1 | GRANT 2 69.000 | 533799 | GRANT J2 69.000 | 533800 | 69
WR | TOPOLOGY%WR%WR%MAHA_GRANTJ2%A | Grant Jct - Mahannah 69kV | Line | WR.GRNT.MAHA_GRNT.WR.MAHA.69.69 | 1 | GRANT J2 69.000 | 533800 | MAHANNA2 69.000 | 533738 | 69
WR | TOPOLOGY%WR%MIDW%MULG_HEIZ_TIE%A | Great Bend - Heizer 115 kV | Line | WR.HEIZER.MULG_HEIZ_TIE.SECI.MULGRE2.115.115 | 1 | HEIZER 3 115.00 | 530601 | GRTBEND3 115.00 | 539678 | 115
WR | TOPOLOGY%WR%MIDW%MULGRE2_SHAYS%A | Great Bend - South Hays 230 kV | Line | WR.SHAYS.MULGRE2_SHAYS.SECI.MULGRE2.230.230 | 1 | S HAYS6 230.00 | 530582 | GRTBEND6 230.00 | 539679 | 230
WR | TOPOLOGY%WR%MIDW%GTBND_GBNTH_NO%A | Great Bend North - Great Bend Plant 69 kV | Line | WR.GBNTH.GTBND_GBNTH_NO.WR.GTBND.69.69 | 1 | GB NTH 2 69.000 | 530568 | GT BND 2 69.000 | 530570 | 69
WR | TOPOLOGY%WR%MIDW%9997%A | Great Bend North - Heizer 69 kV | Line | WR.GBNTH.9997.WR.HEIZER.69.69 | 1 | HEIZER 2 69.000 | 530563 | GB NTH 2 69.000 | 530568 | 69
WR | TOPOLOGY%WR%MIDW%10013%A | Great Bend North - Susank 69 kV | Line | WR.GBNTH.10013.WR.SUSANK.69.69 | 1 | GB NTH 2 69.000 | 530568 | SUSANK 2 69.000 | 530571 | 69
WR | TOPOLOGY%WR%MIDW%10016%A | Great Bend Plant - Westport Tap North 69 kV | Line | WR.WSPRTTP.10016.WR.GTBND.69.69 | 1 | GT BND 2 69.000 | 530570 | WSPRTTP2 69.000 | 530587 | 69
WR | TOPOLOGY%WR%MIDW%GTBND_WPRT%1 | Great Bend Plant - Westport Tap South 69 kV | Line | WR.WPRTTS2.GTBND_WPRT.WR.GTBND.69.69 | 1 | GT BND 2 69.000 | 530570 | WPRTTS 2 69.000 | 530596 | 69
WR | TOPOLOGY%WR%MIDW%10004%A | Great Bend South - Seward 69 kV | Line | WR.GBSTH.10004.WR.SEWARD1.69.69 | 1 | SEWARD 2 69.000 | 530565 | GB STH 2 69.000 | 530569 | 69
WR | TOPOLOGY%WR%MIDW%WPRTTS2_GBSTH%1 | Great Bend South - Westport Tap South 69 kV | Line | WR.WPRTTS2.WPRTTS2_GBSTH.WR.GBSTH.69.69 | 1 | GB STH 2 69.000 | 530569 | WPRTTS 2 69.000 | 530596 | 69
WR | TOPOLOGY%WR%WR%GREDSHER69_1%1 | Grede - Sheriden 69 kV | Line | WR.GRED.GREDSHER69_1.WR.SHER.69.69 | 1 | GREDE 2 69.000 | 533801 | SHERIDN2 69.000 | 533841 | 69
WR | TOPOLOGY%WR%WR%299%1 | Green - KCC03 Westphalia 69 kV | Line | WR.GREE.299.WR.KCC03.69.69 | 1 | CC3WEST2 69.000 | 533630 | GREEN 2 69.000 | 533636 | 69
WR | TOPOLOGY%WR%WR%223%B | Green - KCC04 Vernon 69 kV | Line | WR.CC4VERN2.223.WR.GREE.69.69 | 1 | CC4VERN2 69.000 | 533631 | GREEN 2 69.000 | 533636 | 69
WR | TOPOLOGY%WR%WR%9991%A | Grinnell - Pheasant Run 115 kV | Line | WR.PHRUN.9991.SECI.GRINNE1.115.115 | 1 | PH RUN 3 115.00 | 530559 | GRINNEL3 115.00 | 531412 | 115
WR | TOPOLOGY%WR%WR%4176%1 | Hallmark WR - Thornton 115 kV | Line | WR.HALL2.4176.WR.THOR.115.115 | 1 | HALLMRK3 115.00 | 533242 | THORNTN3 115.00 | 533272 | 115
WR | TOPOLOGY%WR%WR%83%1 | Halstead - Moundridge 138 kV | Line | WR.MOUN.83.WR.HALS.138.138 | 1 | HALSTDN4 138.00 | 533011 | MOUND 4 138.00 | 533013 | 138
WR | TOPOLOGY%WR%WR%HALSMUDC69_1%1 | Halstead - Mud Creek Junction 69 kV | Line | WR.MUDC.HALSMUDC69_1.WR.HALS.69.69 | 1 | HALSTED2 69.000 | 533736 | MUDCRKJ2 69.000 | 533744 | 69
WR | TOPOLOGY%WR%MIDW%10009%A | Hanston - Jetmore 69 kV | Line | WR.HANSTN.10009.WR.JETMOR.69.69 | 1 | HANSTN 2 69.000 | 530566 | JETMOR 2 69.000 | 530579 | 69
WR | TOPOLOGY%WR%MIDW%10008%A | Hanston - Kinsley 69 kV | Line | WR.KINSLY.10008.WR.HANSTN.69.69 | 1 | HANSTN 2 69.000 | 530566 | KINSLY 2 69.000 | 530578 | 69
WR | TOPOLOGY%WR%MIDW%10010%A | Hanston - Pawnee Valley 69 kV | Line | WR.HANSTN.10010.WR.PAWNEE3.69.69 | 1 | HANSTN 2 69.000 | 530566 | PAWNEE 2 69.000 | 530580 | 69
WR | TOPOLOGY%WR%MIDW%CHETOLAH_SHAYS%A | Hays Plant - South Hays 115 kV | Line | WR.HAYS2.HAYS2_SHAYS_NO.WR.SHAYS.115.115 | 1 | S HAYS 3 115.00 | 530553 | HAYS 3 115.00 | 530562 | 115
WR | TOPOLOGY%WR%MIDW%9996%A | Hays Plant - Vine Street 115 kV | Line | WR.HAYS2.9996.WR.VINE2.115.115 | 1 | HAYS 3 115.00 | 530562 | VINE 3 115.00 | 530591 | 115
WR | TOPOLOGY%WR%WR%HAYSHAYST69_1%1 | Haysville - Haysville Tap 69 kV | Line | WR.HAYS.HAYSHAYST69_1.WR.HAYST.69.69 | 1 | HAYSVIL2 69.000 | 533803 | HAYSVLJ2 69.000 | 533804 | 69
WR | TOPOLOGY%WR%WR%304%1 | Haysville - Murray Gill Energy Center 69 kV | Line | WR.HAYS.304.WR.MURR.69.69 | [5 empty] | 69
WR | TOPOLOGY%WR%WR%HAYSTMIDL69_1%1 | Haysville Tap - Midland WR 69 kV | Line | WR.HAYST.HAYSTMIDL69_1.WR.MIDL.69.69 | 1 | HAYSVLJ2 69.000 | 533804 | MIDLAND2 69.000 | 533816 | 69
WR | TOPOLOGY%WR%WR%304%1 | Haysville Tap - Murray Gill Energy Center 69 kV | Line | WR.MURR.HAYSTMURR23_1.WR.HAYST.69.69 | 1 | GILL W 2 69.000 | 533796 | HAYSVLJ2 69.000 | 533804 | 69
WR | TOPOLOGY%WR%WR%HAYSPECK69_1%1 | Haysville Tap- Peck WR 69 kV | Line | WR.HAYS.HAYSPECK69_1.WR.PECK.69.69 | 1 | GILL W 2 69.000 | 533796 | PECK 2 69.000 | 533830 | 69
WR | TOPOLOGY%WR%WR%HARTLND3_WBROS%A | Heartland-Williams Bro 115kV | Line | WR.HARTLND3.HARTLND3_WBROS.WR.WMBROS3.115.115 | 1 | WM BROS3 115.00 | 533183 | HARTLND3 115.00 | 533197 | 115
WR | TOPOLOGY%WR%MIDW%10024%A | Heizer - Lacrosse Tap 115 kV | Line | WR.HEIZER.10024.WR.LAXTAP.115.115 | 1 | HEIZER 3 115.00 | 530601 | LAXTAP 3 115.00 | 530602 | 115
WR | TOPOLOGY%WR%MIDW%MULGRE_HZRNG%A | Heizer - NGPL Pump Station 115 kV | Line | WR.HZRNGPL3.MULGRE_HZRNG.WR.HEIZER.115.115 | 1 | HEIZER 3 115.00 | 530601 | HZRNGPL3 115.00 | 530609 | 115
WR | TOPOLOGY%WR%MIDW%9998%A | Heizer - Westport Tap North 69 kV | Line | WR.WSPRTTP.9998.WR.HEIZER.69.69 | 1 | HEIZER 2 69.000 | 530563 | WSPRTTP2 69.000 | 530587 | 69
WR | TOPOLOGY%WR%WR%HESSYOST69_1%1 | Hesston - Yost 69 kV | Line | WR.HESS2.HESSYOST69_1.WR.YOST.69.69 | 1 | HESSTON2 69.000 | 533737 | YOST 2 69.000 | 533747 | 69
WR | TOPOLOGY%WR%WR%4245%1 | Hillsboro - Spring Creek Jct 115 kV | Line | WR.SPRIJ.4245.WR.HILL2.115.115 | 1 | HILSBOR3 115.00 | 533369 | SPRGCRK3 115.00 | 533380 | 115
WR | TOPOLOGY%WR%WR%COLITEC11_2%A | Hook Junction - County Line WR Ckt 2 115 kV | Line | WR.HOOK_JCT.COLITEC11_2.WR.COLI.115.115 | 2 | COLINE 3 115.00 | 533153 | HOOKJCT3 115.00 | 533192 | 115
WR | TOPOLOGY%WR%WR%84%1 | Hoover - Interstate WR 138 kV | Line | WR.INTE.84.WR.HOOV.138.138 | 1 | HOOVERS4 138.00 | 533050 | INTERST4 138.00 | 533051 | 138
WR | TOPOLOGY%WR%WR%GORDHOOV13_1%B | Hoover - Lakeridge 138 kV | Line | WR.HOOV.GORDHOOV13_1.WR.LAKERDGE.138.138 | 1 | HOOVERN4 138.00 | 533049 | LAKERDG4 138.00 | 533053 | 138
WR | TOPOLOGY%WR%WR%HOOVSHER69_1%1 | Hoover - Sheriden 69 kV | Line | WR.HOOV.HOOVSHER69_1.WR.SHER.69.69 | 1 | HOOVERS2 69.000 | 533806 | SHERIDN2 69.000 | 533841 | 69
WR | TOPOLOGY%WR%WR%390%1 | Hoover - Tyler 69 kV | Line | WR.HOOV.390.WR.TYLE.69.69 | 1 | HOOVERS2 69.000 | 533806 | TYLER 2 69.000 | 533847 | 69
WR | TOPOLOGY%WR%WR%HOOVVIST69_1%1 | Hoover - Vista Park 69 kV | Line | WR.HOOV.HOOVVIST69_1.WR.VIST.69.69 | 1 | HOOVERN2 69.000 | 533805 | VISTAPK2 69.000 | 533849 | 69
WR | TOPOLOGY%WR%WR%HOOVWATE69_1%1 | Hoover - Waterworks #1 (WEST) 69 kV | Line | WR.HOOV.HOOVWATE69_1.WR.WATE.69.69 | 1 | HOOVERN2 69.000 | 533805 | WATER1 2 69.000 | 533855 | 69
WR | TOPOLOGY%WR%WR%HOOVWATE69_2%1 | Hoover - Waterworks #2 (EAST) 69 kV | Line | WR.WATE.HOOVWATE69_2.WR.HOOV.69.69 | 1 | HOOVERS2 69.000 | 533806 | WATER2 2 69.000 | 533856 | 69
WR | TOPOLOGY%WR%WR%4063%1 | Hoyt - Hoyt HTI Switching Station 115 kV | Line | WR.HOYT.4063.WR.HTIJ.115.115 | 1 | HOYT 3 115.00 | 533163 | HTI JCT3 115.00 | 533165 | 115
WR | TOPOLOGY%WR%WR%HOYTJEFF34_1%1 | Hoyt - Jeffrey Energy Center 345 kV | Line | WR.JEFF.HOYTJEFF34_1.WR.HOYT.345.345 | 1 | HOYT 7 345.00 | 532765 | JEC N 7 345.00 | 532766 | 345
WR | TOPOLOGY%WR%WR%HOYTNORL11_1%1 | Hoyt - Northland 115 kV | Line | WR.HOYT.HOYTNORL11_1.WR.NORL.115.115 | 1 | HOYT 3 115.00 | 533163 | NTHLAND3 115.00 | 533169 | 115
WR | TOPOLOGY%WR%WR%11_HOYT%1 | Hoyt - Stranger Creek 345 kV | Line | WR.STRA.11_HOYT.WR.HOYT.345.345 | 1 | HOYT 7 345.00 | 532765 | STRANGR7 345.00 | 532772 | 345
WR | TOPOLOGY%WR%WR%4064%1 | Hoyt HTI - Hoyt HTI Switching Station 115 kV | Line | WR.HTI.4064.WR.HTIJ.115.115 | 1 | HTI 3 115.00 | 533164 | HTI JCT3 115.00 | 533165 | 115
WR | TOPOLOGY%WR%WR%4143%A | Hoyt Jct South - Hoyt 115 kV | Line | WR.HOYTJ_SO.4143.WR.HOYT.115.115 | 1 | HOYT 3 115.00 | 533163 | HOYTJS 3 115.00 | 533198 | 115
WR | TOPOLOGY%WR%MIDW%10005%A | Hudson MIDW - Seward 69 kV | Line | WR.HUDSON1.10005.WR.SEWARD1.69.69 | 1 | SEWARD 2 69.000 | 530565 | HUDSON 2 69.000 | 530576 | 69
WR | TOPOLOGY%WR%MIDW%10012%A | Hudson MIDW - South Ellinwood 69 kV | Line | WR.SELWD.10012.WR.HUDSON1.69.69 | 1 | S ELWD 2 69.000 | 530567 | HUDSON 2 69.000 | 530576 | 69
WR | TOPOLOGY%WR%WR%HUDSHUDST69_1%1 | Hudson WR - Hudson Jct 69 kV | Line | WR.HUDS.HUDSHUDST69_1.WR.HUDST.69.69 | 1 | HUDSON-2 69.000 | 533763 | HUDSJCT2 69.000 | 533764 | 69
WR | TOPOLOGY%WR%WR%HUDSPITT13_1%1 | Hudson WR - Pittsburg 69 kV | Line | WR.HUDS.HUDSPITT13_1.WR.PITT.69.69 | 1 | HUDSON-2 69.000 | 533763 | PITTSBG2 69.000 | 533770 | 69
WR | TOPOLOGY%WR%MIDW%4251%1 | Huntsville - St John MIDW 115 kV | Line | WR.STJO.4251.WR.HUNT_WR.115.115 | 1 | HUNTSVL3 115.00 | 530618 | ST JOHN3 115.00 | 530624 | 115
WR | TOPOLOGY%WR%WR%ARKV_HUNT_WR%A | Huntsville-SandHill Ark Valley Junction 115 kV | Line | WR.HUNT_WR.ARKV_HUNT_WR.WR.ARKV.115.115 | 1 | HUNTSVL3 115.00 | 530618 | ARKVALJ3 115.00 | 533412 | 115
WR | TOPOLOGY%WR%WR%3071%1 | HutchinsonEnergyCenter - HutchinsonGasTurbineStation 69 kV | Line | WR.HEC.3071.WR.HECGT.69.69 | 1 | HEC 2 69.000 | 533513 | HEC GT 2 69.000 | 533514 | 69
WR | TOPOLOGY%WR%WR%HYDRMACA69_1%1 | Hydraulic Jct North - MacArthur 69 kV | Line | WR.HYDR.HYDRMACA69_1.WR.MACA.69.69 | 1 | HYDRJN2 69.000 | 533808 | MACARTH2 69.000 | 533813 | 69
WR | TOPOLOGY%WR%WR%HYDROAKL69_1%1 | Hydraulic Jct North - Oaklawn WR 69 kV | Line | WR.HYDR.HYDROAKL69_1.WR.OAKL.69.69 | 1 | HYDRJN2 69.000 | 533808 | OAKLAWN2 69.000 | 533824 | 69
WR | TOPOLOGY%WR%WR%389%1 | Hydraulic Jct South - Midland WR 69 kV | Line | WR.HYDR.389.WR.MIDL.69.69 | 1 | HYDRJS2 69.000 | 533810 | MIDLAND2 69.000 | 533816 | 69
WR | TOPOLOGY%WR%WR%HYDRWASS69_1%1 | Hydraulic Jct South - Wassall 69 kV | Line | WR.HYDR.HYDRWASS69_1.WR.WASS.69.69 | 1 | HYDRJS2 69.000 | 533810 | WASSALL2 69.000 | 533852 | 69
WR | TOPOLOGY%WR%WR%HDRO_HDRO2%A | Hydro - Hydro2 Tap 69 kV | Line | WR.HDRO.HDRO_HDRO2.WR.HDRO2.69.69 |  | HYDRO 2 69.000 | 533809 |  |  | 69
WR | TOPOLOGY%WR%WR%PHIL_HDRO_1%A | Hydro WR - Phillips 69 kV | Line | WR.PHIL.PHIL_HDRO_1.WR.HDRO.69.69 | 1 | HYDRO 2 69.000 | 533809 | PHILLIP2 69.000 | 533828 | 69
WR | TOPOLOGY%WR%WR%RENE_HDRO%A | Hydro WR- Renew 69 kV | Line | WR.RENEW.RENE_HDRO.WR.HDRO.69.69 | 1 | HYDROTP2 69.000 | 533833 | RENEW 2 69.000 | 533831 | 69
WR | TOPOLOGY%WR%WR%INDEMONT69_1%1 | Independence WR - Montgomery 69 kV | Line | WR.INDE.INDEMONT69_1.WR.MONT.69.69 | 1 | INDEPEN2 69.000 | 533694 | MONTGOM2 69.000 | 533698 | 69
WR | TOPOLOGY%WR%WR%INDI_INDA%A | Indianola - Indian Hills 115kV | Line | WR.INDI.INDI_INDA.WR.INDA.115.115 | 1 | INDNOLA3 115.00 | 533162 | INDIANH3 115.00 | 533166 | 115
WR | TOPOLOGY%WR%WR%NTYL_INDA%A | Indianola - North Tyler 115kV | Line | WR.INDA.NTYL_INDA.WR.NTYL.115.115 | 1 | INDNOLA3 115.00 | 533162 | N TYLER3 115.00 | 533168 | 115
WR | TOPOLOGY%WR%WR%NORL_INDA%A | Indianola - Northland 115kV | Line | WR.INDA.NORL_INDA.WR.NORL.115.115 | 1 | INDNOLA3 115.00 | 533162 | NTHLAND3 115.00 | 533169 | 115
WR | TOPOLOGY%WR%WR%INTEMURR13_1%1 | Interstate WR - Murray Gill Energy Center 138 kV | Line | WR.MURR.INTEMURR13_1.WR.INTE.138.138 | 1 | GILL E 4 138.00 | 533044 | INTERST4 138.00 | 533051 | 138
WR | TOPOLOGY%WR%WR%4168%1 | Jaggard - Pentagon 115 kV | Line | WR.JAGG.4168.WR.PENT.115.115 | 1 | JAGGARD3 115.00 | 533243 | PENTAGN3 115.00 | 533261 | 115
WR | TOPOLOGY%WR%WR%4169%1 | Jarbalo - Lawrence Energy Center 115 kV | Line | WR.JARB.4169.WR.LEC.115.115 | 1 | JARBALO3 115.00 | 533244 | MIDLNDJ3 115.00 | 533251 | 115
WR | TOPOLOGY%WR%WR%4171%1 | Jarbalo - Stranger Creek 115 kV | Line | WR.JARB.4171.WR.STRA.115.115 | 1 | JARBALO3 115.00 | 533244 | STRANGR3 115.00 | 533268 | 115
WR | TOPOLOGY%WR%WR%JARB_STRA%A | Jarbalo - Stranger Creek 115 kV CKT 2 | Line | LINE.NOT.IN.EMS.CANT.999.999 | 2 | JARBALO3 115.00 | 533244 | STRANGR3 115.00 | 533268 | 115
WR | TOPOLOGY%WR%WR%TONTJARB11_1%1 | Jarbalo - Tonga Tap 115 kV | Line | WR.JARB.TONTJARB11_1.WR.TONT.115.115 | 1 | TONGATP3 115.00 | 533219 | JARBALO3 115.00 | 533244 | 115
WR | TOPOLOGY%WR%MIDW%10018%A | Jayhawk - Bunker Hill 69 kV | Line | WR.JAYHAWK.10018.WR.BNKHL.69.69 | [5 empty] | 69
WR | TOPOLOGY%WR%WR%12%1 | Jeffrey Energy Center - Morris County 345 kV | Line | WR.JEFF.12.WR.MORR.345.345 | 1 | JEC N 7 345.00 | 532766 | MORRIS 7 345.00 | 532770 | 345
WR | TOPOLOGY%WR%WR%JEFFSUMM34_1%1 | Jeffrey Energy Center - Summit 345 kV | Line | WR.JEFF.JEFFSUMM34_1.WR.SUMM.345.345 | 1 | JEC N 7 345.00 | 532766 | SUMMIT 7 345.00 | 532773 | 345
WR | TOPOLOGY%WR%WR%CJOHNWMCP11_1%1 | JohnsManville - West Mcpherson 115 kV | Line | WR.CJOHN.CJOHNWMCP11_1.WR.WMCP.115.115 | 1 | MANVILE3 115.00 | 533426 | WMCPHER3 115.00 | 533438 | 115
WR | TOPOLOGY%WR%WR%4233%1 | Junction City - Fort Junction 115kV CKT 1 | Line | WR.JUNC.4233.WR.FTJU.115.115 | 1 | FT JCT 3 115.00 | 533328 | WJCCTY 3 115.00 | 533342 | 115
WR | TOPOLOGY%WR%WR%KBU05TOWA69_1%1 | KBU05 Furley - Towanda 69 kV | Line | WR.TOWA.KBU05TOWA69_1.WR.KBU05.69.69 | 1 | TOWTAPW2 69.000 | 533606 | BU5FURL2 69.000 | 533861 | 69
WR | TOPOLOGY%WR%WR%KBU06PEAB69_1%1 | KBU06 Degraff - Peabody 69 kV | Line | WR.KBU06.KBU06PEAB69_1.WR.PEAB.69.69 | 1 | BU6DEGR2 69.000 | 533584 | PEABODY2 69.000 | 533599 | 69
WR | TOPOLOGY%WR%WR%KBU10MOBI69_1%1 | KBU10 Benton - Mobil 69 kV | Line | WR.KBU10.KBU10MOBI69_1.WR.MOBI.69.69 | 1 | BU10BEN2 69.000 | 533585 | MOBIL 2 69.000 | 533598 | 69
WR | TOPOLOGY%WR%WR%KBU10WEAV69_1%1 | KBU10 Benton - Weaver 69 kV | Line | WR.KBU10.KBU10WEAV69_1.WR.WEAV.69.69 | 1 | BU10BEN2 69.000 | 533585 | WEAVER 2 69.000 | 533604 | 69
WR | TOPOLOGY%WR%WR%86%1 | KBU11 Pony Meadows - Weaver 138 kV | Line | WR.WEAV.86.WR.KBU11.138.138 | 1 | WEAVER 4 138.00 | 532991 | BU11PON4 138.00 | 533032 | 138
WR | TOPOLOGY%WR%WR%399%A | KBU12 Keighley - Leon 69 kV | Line | WR.KBU12.399.WR.LEON2.69.69 | 1 | BU12KEI2 69.000 | 533586 | LEON 2 69.000 | 533594 | 69
WR | TOPOLOGY%WR%WR%SHARP_WOLF_1%1 | KCC02 Sharpe - Wolf Creek 69 kV | Line | WR.SHARP_WR.SHARP_WOLF_1.WR.WOLF.69.69 | 1 | CC2SHAR2 69.000 | 533629 | WOLFCRK2 69.000 | 533653 | 69
WR | TOPOLOGY%WR%WR%KEEN-SOAL%A | Keene - South Alma 115 kV | Line | WR.SOAL.KEEN-SOAL.WR.KEEN.115.115 | 1 | KEENE 3 115.00 | 533167 | S ALMA 3 115.00 | 533339 | 115
WR | TOPOLOGY%WR%WR%KELLKIHI11_1%1 | Kelly WR - King Hill 115 kV | Line | WR.KELL.KELLKIHI11_1.WR.KIHI.115.115 | 1 | KELLY 3 115.00 | 533217 | KING HL3 115.00 | 533331 | 115
WR | TOPOLOGY%WR%WR%NEMATP_KELL%A | Kelly WR - Nemaha Tap 115 kV | Line | WR.NEMAHATP.NEMATP_KELL.WR.KELL.115.115 | 1 | KELLY 3 115.00 | 533217 | NEMAHA_TAP 115.00 | 533213 | 115
WR | TOPOLOGY%WR%WR%4057%1 | Kelly WR - South Seneca 115 kV | Line | WR.KELL.4057.WR.SSEN.115.115 | 1 | KELLY 3 115.00 | 533217 | SENECA 3 115.00 | 533337 | 115
WR | TOPOLOGY%WR%WR%4055%1 | Kelly WR - Tecumseh Hill 161 kV | Line | WR.KELL.4055.WR.TECH.161.161 | 1 | KELLY 5 161.00 | 532913 | TECHILL5 161.00 | 532920 | 161
WR | TOPOLOGY%WR%WR%KENMMOSS69_1%1 | Ken Mar - Mossman 69 kV | Line | WR.MOSS.KENMMOSS69_1.WR.KENM.69.69 | 1 | KENMAR 2 69.000 | 533811 | MOSSMAN2 69.000 | 533820 | 69
WR | TOPOLOGY%WR%WR%328%1 | Ken Mar - Northeast WR 69 kV | Line | WR.KENM.328.WR.NORT.69.69 | 1 | KENMAR 2 69.000 | 533811 | NOEASTE2 69.000 | 533822 | 69
WR | TOPOLOGY%WR%WR%KEREMAUR_69_1%1 | Kereford - Maur Hill 69 kV | Line | WR.MAUR_WR.KEREMAUR_69_1.WR.KERE.69.69 | 1 | KERFORD2 69.000 | 533475 | MAUR HL2 69.000 | 533476 | 69
WR | TOPOLOGY%WR%WR%4165%1 | Kereford - Northwest Leavenworth 115 kV | Line | WR.NWLE.4165.WR.KERE.115.115 | 1 | KERFORD3 115.00 | 533216 | NW LEAV3 115.00 | 533259 | 115
WR | TOPOLOGY%WR%MIDW%10021%A | Kinsley - Zook 69 kV | Line | WR.KINSLY.10021.WR.ZOOK.69.69 | 1 | ZOOK 2 69.000 | 530577 | KINSLY 2 69.000 | 530578 | 69
WR | TOPOLOGY%WR%WR%KNOB_MARSHAL3%A | Knob Hill - Marshall County 115 kV | Line | WR.KNOB.KNOB_MARSHAL3.WR.SMIT.115.115 | 1 | KNOB HL3 115.00 | 533332 | MARSHAL3 115.00 | 533303 | 115
WR | TOPOLOGY%WR%MIDW%9994%A | Knoll - North Hays 115 kV | Line | WR.NHAYS.9994.WR.KNOLL1.115.115 | 1 | KNOLL 3 115.00 | 530561 | N HAYS3 115.00 | 530581 | 115
WR | TOPOLOGY%WR%MIDW%KNOL_OGAL%A | Knoll - Ogallah Tap 115 kV | Line | WR.OGALLAH.KNOL_OGAL.WR.KNOLL1.115.115 | 1 | KNOLL 3 115.00 | 530561 | OGALATP3 115.00 | 530677 | 115
WR | TOPOLOGY%WR%MIDW%SHAYS_KNOLL1%A | Knoll - Post Rock 230kV | Line | WR.KNOLL1.SHAYS_KNOLL1.WR.POSTROCK.230.230 | 1 | KNOLL 6 230.00 | 530558 | POSTROCK6 230.00 | 530584 | 230
WR | TOPOLOGY%WR%MIDW%9995%A | Knoll - Redline 115 kV | Line | WR.KNOLL1.9995.WR.REDLIN.115.115 | 1 | KNOLL 3 115.00 | 530561 | REDLIN 3 115.00 | 530605 | 115
WR | TOPOLOGY%WR%MIDW%9975%A | Knoll - Saline River 115 kV | Line | WR.SALINE.9975.WR.KNOLL1.115.115 | 1 | SALINE 3 115.00 | 530551 | KNOLL 3 115.00 | 530561 | 115
WR | TOPOLOGY%WR%MIDW%9990%A | Knoll - Smokey Hills 230 kV | Line | WR.KNOLL1.9990.WR.WR_SMKHL.230.230 | 1 | KNOLL 6 230.00 | 530558 | SMOKYHL6 230.00 | 530592 | 230
WR | TOPOLOGY%WR%WR%CNEODKRA0669_1%1 | KRA06 Brooks - Noedesha Junction 69 kV | Line | WR.KRA06.CNEODKRA0669_1.WR.CNEOD.69.69 | 1 | NEODJCT2 69.000 | 533700 | RA6BROO2 69.000 | 533707 | 69
WR | TOPOLOGY%WR%WR%KSC05OAK69_2%1 | KSC05 Silverdale - Sirloin Junction 69 kV | Line | WR.PRAI_JCT.KSC05OAK69_2.WR.KSC05.69.69 | 1 | SC5SILV2 69.000 | 533554 | PRAIRIJ2 69.000 | 533563 | 69
WR | TOPOLOGY%WR%WR%CRSW_KSC07_1%1 | KSC07 Creswell - Creswell 69 kV | Line | WR.KSC07.CRSW_KSC07_1.WR.CRSW.69.69 | 1 | CRESWLN2 69.000 | 533543 | SC7CRES2 69.000 | 533555 | 69
WR | TOPOLOGY%WR%WR%87%1 | KSC10 Belle Plaine - Sumner County 138 kV | Line | WR.KSC10.87.WR.SUMNER.138.138 | 1 | SUMNER 4 138.00 | 532984 | SC10BEL4 138.00 | 533063 | 138
WR | TOPOLOGY%WR%WR%335%1 | KSE04 Devon - KSE09 Hiattville 69 kV | Line | WR.KSE04.335.WR.KSE04.69.69 | 1 | SE4DEVO2 69.000 | 533644 | SE9HIAT2 69.000 | 533645 | 69
WR | TOPOLOGY%WR%WR%SHEFSHEF69_1%1 | KSE08 Clemons - Sheffield 69 kV | Line | WR.SHEF.SHEFSHEF69_1.WR.SHEF.69.69 | 1 | SE8CLEM2 69.000 | 533773 | SHEFFLD2 69.000 | 533774 | 69
WR | TOPOLOGY%WR%WR%422%1 | KSE08 Clemons - Ware 69 kV | Line | WR.SHEF.422.WR.WARE.69.69 | 1 | WARE 2 69.000 | 533652 | SE8CLEM2 69.000 | 533773 | 69
WR | TOPOLOGY%WR%WR%KSE04MCKE69_1%1 | KSE09 Hiattville - McKee 69 kV | Line | WR.KSE04.KSE04MCKE69_1.WR.MCKE.69.69 | 1 | MCKEE 2 69.000 | 533640 | SE9HIAT2 69.000 | 533645 | 69
WR | TOPOLOGY%WR%WR%397%1 | KSG01 Cheney - KSG08 Craig 69 kV | Line | WR.KSG01.397.WR.KSG08.69.69 | 1 | SG1CHEN2 69.000 | 533871 | SG8CRAG2 69.000 | 533873 | 69
WR | TOPOLOGY%WR%WR%KSG01SUNS69_1%1 | KSG01 Cheney - Sunset WR 69 kV | Line | WR.KSG01.KSG01SUNS69_1.WR.SUNS.69.69 | 1 | SUNSET-2 69.000 | 533844 | SG1CHEN2 69.000 | 533871 | 69
WR | TOPOLOGY%WR%WR%KSG08LIN69_1%1 | KSG08 Craig - Lin 69 kV | Line | WR.KSG08.KSG08LIN69_1.WR.LIN.69.69 | 1 | LIN 2 69.000 | 533812 | SG8CRAG2 69.000 | 533873 | 69
WR | TOPOLOGY%WR%WR%252%1 | KSG11 Koch - Cheney 69 kV | Line | WR.KSG11.252.WR.CHEN.69.69 | 1 | CHENEY 2 69.000 | 533785 | SG11KOC2 69.000 | 533875 | 69
WR | TOPOLOGY%WR%WR%4344%1 | KSU Campus - Matters Corner 115 kV | Line | WR.KSU.4344.WR.MATT.115.115 | 1 | KSU 3 115.00 | 533333 | MATTERS3 115.00 | 533334 | 115
WR | TOPOLOGY%WR%WR%KTV01LIBE13_1%1 | KTV01 Mound Valley - Liberty 138 kV | Line | WR.LIBE.KTV01LIBE13_1.WR.KTV01.138.138 | 1 | LIBERTY4 138.00 | 533003 | TV1MNDV4 138.00 | 533008 | 138
WR | TOPOLOGY%WR%WR%KTV01NSES13_1%1 | KTV01 Mound Valley - Neosho 138 kV | Line | WR.NSES.KTV01NSES13_1.WR.KTV01.138.138 | 1 | TV1MNDV4 138.00 | 533008 | NEOSHOS4 138.00 | 533020 | 138
WR | TOPOLOGY%WR%WR%KUN01MARM69_1%1 | KUN01 Elsmore - Marmaton 69 kV | Line | WR.KUN01.KUN01MARM69_1.WR.MARM.69.69 | 1 | MARMATN2 69.000 | 533639 | UN1ELSM2 69.000 | 533647 | 69
WR | TOPOLOGY%WR%WR%340%1 | KUN01 Elsmore - Zila Junction 69 kV | Line | WR.KUN08.340.WR.KUN01.69.69 | 1 | UN1ELSM2 69.000 | 533647 | ZILAJCT2 69.000 | 533654 | 69
WR | TOPOLOGY%WR%WR%342%1 | KUN07 Rose - Orchard 69 kV | Line | WR.KUN07.342.WR.ORCH.69.69 | 1 | ORCHARD2 69.000 | 533643 | UN7ROSE2 69.000 | 533649 | 69
WR | TOPOLOGY%WR%WR%KUN07TIOG69_1%1 | KUN07 Rose - Tioga 69 kV | Line | WR.KUN07.KUN07TIOG69_1.WR.TIOG.69.69 | 1 | TIOGA 2 69.000 | 533646 | UN7ROSE2 69.000 | 533649 | 69
WR | TOPOLOGY%WR%WR%UN8HUM_KUN08_1%1 | KUN08 Magellan - Zila Junction 69 kV | Line | WR.UN8HUM.UN8HUM_KUN08_1.WR.KUN08.69.69 | 1 | UN8HUMB2 69.000 | 533650 | ZILAJCT2 69.000 | 533654 | 69
WR | TOPOLOGY%WR%WR%CIOLA_CONG_1%A | KUN09 Conger - Lehigh Tap 69 kV | Line | WR.CONGER.CIOLA_CONG_1.WR.CIOLA.69.69 | 1 | LEHIGTP2 69.000 | 533638 | UN9CONG2 69.000 | 533651 | 69
WR | TOPOLOGY%WR%WR%333%A | Labette - Labette Switching Station 69 kV | Line | WR.KPLOS.333.WR.KPLO_JCT.69.69 | 1 | LABETTE2 69.000 | 533695 | LABETTS2 69.000 | 533696 | 69
WR | TOPOLOGY%WR%WR%333%B | Labette Switching Station - Neosho 69 kV | Line | WR.KPLO_JCT.333.WR.NSES.69.69 | 1 | LABETTS2 69.000 | 533696 | NEOSHO 2 69.000 | 533768 | 69
WR | TOPOLOGY%WR%MIDW%10026%A | Lacrosse - Lacrosse Tap 115 kV | Line | WR.LACROS1.10026.WR.LAXTAP.115.115 | 1 | LAXTAP 3 115.00 | 530602 | LACROS 3 115.00 | 530603 | 115
WR | TOPOLOGY%WR%MIDW%10027%A | Lacrosse Tap - Nekoma 115 kV | Line | WR.NEKOMA1.10027.WR.LAXTAP.115.115 | 1 | LAXTAP 3 115.00 | 530602 | NEKOMA 3 115.00 | 530608 | 115
WR | TOPOLOGY%WR%WR%4074%1 | Lang - Reading Lake 115 kV | Line | WR.READ.4074.WR.LANG.115.115 | 1 | LANG 3 115.00 | 533304 | READING3 115.00 | 533306 | 115
WR | TOPOLOGY%WR%MIDW%LARNED_PAWN%A | Larned - Pawnee MIDW 115 kV | Line | WR.LARNED3.LARNED_PAWN.WR.PAWN.115.115 | 1 | PAWNEE 3 115.00 | 530621 | LARNED3 115.00 | 530685 | 115
WR | TOPOLOGY%WR%WR%CANRIVR_LATHAM%2 | Latham - Rose Hill 345 kV | Line | WR.ROSE.CANRIVR_LATHAM.WR.LATH_WR.345.345 | 1 | ROSEHIL7 345.00 | 532794 | LATHAMS7 345.00 | 532800 | 345
WR | TOPOLOGY%WR%WR%3059%1 | Lawrence Energy Center - Lawrence Hill 115 kV Line 1 (CB 115-229) | Line | WR.LAWH.3059.WR.LEC.115.115 | 1 | LEC U4 3 115.00 | 533249 | LWRNCHL3 115.00 | 533250 | 115
WR | TOPOLOGY%WR%WR%3053%1 | Lawrence Energy Center - Lawrence Hill 115 kV Line 2 (CB115-221) | Line | WR.LAWH.3053.WR.LEC.115.115 | 1 | LEC U3 3 115.00 | 533248 | LWRNCHL3 115.00 | 533250 | 115
WR | TOPOLOGY%WR%WR%3052%1 | Lawrence Energy Center - Lawrence Hill 230 kV | Line | WR.LEC.3052.WR.LAWH.230.230 | 1 | LAWHILL6 230.00 | 532853 | LEC U5 6 230.00 | 532854 | 230
WR | TOPOLOGY%WR%WR%3060%1 | Lawrence Energy Center - Midland Junction 115 kV | Line | WR.MIDJ.3060.WR.LEC.115.115 | 1 | LEC U3 3 115.00 | 533248 | MIDLAND3 115.00 | 533252 | 115
WR | TOPOLOGY%WR%WR%4378%1 | Lawrence Hill - 6th St. 115kV | Line | WR.LAWH.4378.WR.6TH.115.115 | 1 | LWRNCHL3 115.00 | 533250 | 6TH ST 3 115.00 | 533264 | 115
WR | TOPOLOGY%WR%WR%LAWHMIDJ23_1%1 | Lawrence Hill - Midland Junction 230 kV | Line | WR.MIDJ.LAWHMIDJ23_1.WR.LAWH.230.230 | 1 | LAWHILL6 230.00 | 532853 | MIDLAND6 230.00 | 532855 | 230
WR | TOPOLOGY%WR%WR%4213%1 | Lawrence Hill - Mockingbird Hill 115 kV | Line | WR.MOCK.4213.WR.LAWH.115.115 | 1 | LWRNCHL3 115.00 | 533250 | MOCKBRD3 115.00 | 533253 | 115
WR | TOPOLOGY%WR%WR%39%1 | Lawrence Hill - Swissvale 230 kV | Line | WR.SWIS.39.WR.LAWH.230.230 | 1 | LAWHILL6 230.00 | 532853 | SWISVAL6 230.00 | 532856 | 230
WR | TOPOLOGY%WR%WR%4214%1 | Lawrence Hill - Wren 115 kV | Line | WR.WREN.4214.WR.LAWH.115.115 | 1 | LWRNCHL3 115.00 | 533250 | WREN 3 115.00 | 533280 | 115
WR | TOPOLOGY%WR%WR%LEONMAGN69_1%1 | Leon - Magna Junction 69 kV | Line | WR.LEON2.LEONMAGN69_1.WR.MAGN.69.69 | 1 | LEON 2 69.000 | 533594 | MAG JCT2 69.000 | 533596 | 69
WR | TOPOLOGY%WR%WR%LEVEE_MATT%A | Levee - Matters Corner 115 kV | Line | WR.LEVEE3.LEVEE_MATT.WR.MATT.115.115 | 1 | LEVEE 3 115.00 | 533327 | MATTERS3 115.00 | 533334 | 115
WR | TOPOLOGY%WR%WR%268%2 | Liberty - Sunflower 69 kV | Line | WR.LIBE.268.WR.SUNF.69.69 | 1 | SUNFLWR2 69.000 | 533670 | LIBERT-2 69.000 | 533697 | 69
WR | TOPOLOGY%WR%WR%LINVULC69_1%1 | Lin - Vulcan 69 kV | Line | WR.VULC.LINVULC69_1.WR.LIN.69.69 | 1 | VULCTP 2 69.000 | 533851 | LIN 2 69.000 | 533812 | 69
WR | TOPOLOGY%WR%WR%LITCMARM16_1%1 | Litchfield - Franklin 161 kV | Line | WR.LITC.LITCMARM16_1.WR.FRANKLN5.161.161 | 1 | LITCH 5 161.00 | 532932 | FRANKLIN5 161.00 | 532938 | 161
WR | TOPOLOGY%WR%WR%LITCPITN69_1%1 | Litchfield - Pitnac 69 kV | Line | WR.LITC.LITCPITN69_1.WR.PITN.69.69 | 1 | LITCH 2 69.000 | 533765 | PITNAC 2 69.000 | 533769 | 69
WR | TOPOLOGY%WR%WR%LITCROUS69_1%1 | Litchfield - Rouse 69 kV | Line | WR.LITC.LITCROUS69_1.WR.ROUS.69.69 | 1 | LITCH 2 69.000 | 533765 | ROUSE 2 69.000 | 533771 | 69
WR | TOPOLOGY%WR%MIDW%LYON_SAXMAN%A | Lyon - Saxman 115 kV | Line | WR.LYON.LYON_SAXMAN.WR.SAXMAN.115.115 | [5 empty] | 115
WR | TOPOLOGY%WR%WR%4072%1 | LyonCountyREC WilliamsBrothers - WilliamsBrothersJct 115 kV | Line | WR.WMBR_JCT.4072.WR.WMBR.115.115 | 1 | WMBROS 3 115.00 | 533310 | WMBROSJ3 115.00 | 533311 | 115
WR | TOPOLOGY%WR%MIDW%LYON_NEWRICE%A | Lyons - New Rice 115 kV | Line | WR.LYON.LYON_NEWRICE.WR.NEW_RICE.115.115 | 1 | LYONS 3 115.00 | 530620 | RICE 3 115.00 | 530623 | 115
WR | TOPOLOGY%WR%MIDW%4083%1 | Lyons - Wheatland 115 kV | Line | WR.LYON.4083.WR.WHEA.115.115 | 1 | LYONS 3 115.00 | 530620 | WHEATLD3 115.00 | 533439 | 115
WR | TOPOLOGY%WR%WR%MACAMURR69_1%1 | MacArthur - Murray Gill Energy Center 69 kV | Line | WR.MACA.MACAMURR69_1.WR.MURR.69.69 | 1 | GILL E 2 69.000 | 533795 | MACARTH2 69.000 | 533813 | 69
WR | TOPOLOGY%WR%WR%MACAOATV69_1%1 | MacArthur - Oatville 69 kV | Line | WR.MACA.MACAOATV69_1.WR.OATV.69.69 | 1 | MACARTH2 69.000 | 533813 | OATVILL2 69.000 | 533825 | 69
WR | TOPOLOGY%WR%WR%MACASENE69_1%1 | MacArthur - Seneca 69 kV | Line | WR.MACA.MACASENE69_1.WR.SENE.69.69 | 1 | MACARTH2 69.000 | 533813 | SENECA 2 69.000 | 533839 | 69
WR | TOPOLOGY%CO%CO%LINE%LN | Magna - Magna Junction 69 kV | Line | LINE.NOT.IN.EMS.CANT.999.999 | 1 | MAGNA 2 69.000 | 533595 | MAG JCT2 69.000 | 533596 | 69
WR | TOPOLOGY%WR%WR%MAGNWHIT69_1%1 | Magna Junction - White Junction 69 kV | Line | WR.MAGN.MAGNWHIT69_1.WR.WHIT.69.69 | 1 | MAG JCT2 69.000 | 533596 | WHITE J2 69.000 | 533605 | 69
WR | TOPOLOGY%WR%WR%MARMMCKE69_1%1 | Marmaton - McKee 69 kV | Line | WR.MARM.MARMMCKE69_1.WR.MCKE.69.69 | 1 | MARMATN2 69.000 | 533639 | MCKEE 2 69.000 | 533640 | 69
WR | TOPOLOGY%WR%WR%29%1 | Marmaton - Neosho 161 kV | Line | WR.MARM.29.WR.NSES.161.161 | 1 | MARMTNE5 161.00 | 532934 | NEOSHO 5 161.00 | 532937 | 161
WR | TOPOLOGY%WR%WR%MARSHALL_WIND%1 | Marshal County-Rock Wind Farm 115kV | Line | WR.ROCK.MARSHALL_WIND.WR.MARSHAL3.115.115 | 1 | MARSHAL3 115.00 | 533303 | ROCK not in IDC |  | 115
WR | TOPOLOGY%WR%WR%MARSHAL3_SMIT%a | Marshall County - Smittyville 115 kV | Line | WR.MARSHAL3.MARSHAL3_SMIT.WR.SMIT.115.115 | 1 | SMITTYV3 115.00 | 533338 | MARSHAL3 115.00 | 533303 | 115
WR | TOPOLOGY%WR%WR%354%1 | Mascot - Ripley 69 kV | Line | WR.MASC.354.WR.RIPL.69.69 | 1 | MASCOT 2 69.000 | 533814 | RIPLEYM2 69.000 | 533832 | 69
WR | TOPOLOGY%WR%WR%MAUR_LFMA_TEMP%A | Maur - LFMA 69 kV | Line | WR.MAUR_WR.MAUR_LFMA_TEMP.WR.LFMA.69.69 | [5 empty] | 69
WR | TOPOLOGY%WR%WR%4023%1 | McDowell Creek - Morris County 230 kV | Line | WR.MCDO.4023.WR.MORR.230.230 | 1 | MCDOWEL6 230.00 | 532862 | MORRIS 6 230.00 | 532863 | 230
WR | TOPOLOGY%WR%WR%4021_4022%A | McDowell Creek - South Manhattan 115 kV #1 | Line | WR.SMAN.4021_4022.WR.MCDO.115.115 | 1 | MCDOWEL3 115.00 | 533335 | SMANHAT3 115.00 | 533340 | 115
WR | TOPOLOGY%WR%WR%4237%1 | McDowell Creek - Stagg Hill 115 kV | Line | WR.STAG.4237.WR.MCDO.115.115 | 1 | MCDOWEL3 115.00 | 533335 | STAGGHL3 115.00 | 533341 | 115
WR | TOPOLOGY%WR%WR%MCDO_GEAR%A | MCDOWELL CRK - GEARY COUNTY 115 KV | Line | WR.GEAR.MCDO_GEAR.WR.MCDO.115.115 | 1 | GEARY 3 115.00 | 533336 | MCDOWEL3 115.00 | 533335 | 115
WR | TOPOLOGY%WR%WR%355%1 | Mead - Plaza 69 kV | Line | WR.MEAD.355.WR.PLAZ.69.69 | 1 | MEAD 2 69.000 | 533815 | PLAZA 2 69.000 | 533829 | 69
WR | TOPOLOGY%WR%WR%356%1 | Mead - Webster 69 kV | Line | WR.MEAD.356.WR.WEBS.69.69 | 1 | MEAD 2 69.000 | 533815 | WEBSTER2 69.000 | 533853 | 69
WR | TOPOLOGY%WR%WR%MDOW_TWR33_1%1 | MeadowLark - Tower 33 115kV ckt 1 | Line | WR.MDOW.MDOW_TWR33_1.WR.TWR33.115.115 | 1 | MEADOW 115.00 | 533441 | TWR 33 3 115.00 | 533455 | 115
WR | TOPOLOGY%WR%WR%MDOW_TWR33_2%1 | MeadowLark - Tower 33 115kV ckt 2 | Line | WR.MDOW.MDOW_TWR33_1.WR.TWR33.115.115 | 2 | MEADOW 115.00 | 533441 | TWR 33 3 115.00 | 533455 | 115
WR | TOPOLOGY%WR%WR%MID_AM_MUDC_1%1 | Mid America Junction - Mud Creek Junction 69 kV | Line | WR.MID_AM.MID_AM_MUDC_1.WR.MUDC.69.69 | 1 | MID AMJ2 69.000 | 533741 | MUDCRKJ2 69.000 | 533744 | 69
WR | TOPOLOGY%WR%WR%362%1 | Mid America Junction - Newton 69 kV | Line | WR.MID_AM.362.WR.NEWT.69.69 | 1 | MID AMJ2 69.000 | 533741 | NEWTON 2 69.000 | 533745 | 69
WR | TOPOLOGY%WR%WR%POTWIN_MIDIAN%A | Midian - Potwin 69 kV | Line | WR.POTW.POTWIN_MIDIAN.WR.MIDI.69.69 | 1 | MIDIAN 2 69.000 | 533597 | POTWIN 2 69.000 | 533601 | 69
WR | TOPOLOGY%WR%WR%FURLEY_THUNDER%A | Midian - Thunder Bird 69 kV | Line | WR.MIDI.MIDI_THUNDER.WR.THUNBRD2.69.69 | 1 | MIDIAN 2 69.000 | 533597 | THUNBRD2 69.000 | 533603 | 69
WR | TOPOLOGY%WR%WR%4060%1 | Midland Junction - Pentagon 115 kV | Line | WR.PENT.4060.WR.MIDJ.115.115 | 1 | MIDLAND3 115.00 | 533252 | PENTAGN3 115.00 | 533261 | 115
WR | TOPOLOGY%WR%WR%MIDJCT_TEC%A | Midland Junction - Tecumseh Energy Center 115 kV | Line | WR.TEC.MIDJCT_TEC.WR.MIDJ.115.115 | 1 | TEC E 3 115.00 | 533180 | MIDLAND3 115.00 | 533252 | 115
WR | TOPOLOGY%WR%WR%TONTMIDJ11_1%1 | Midland Junction - Tonga Tap 115 kV | Line | WR.MIDJ.TONTMIDJ11_1.WR.TONT.115.115 | 1 | TONGATP3 115.00 | 533219 | MIDLAND3 115.00 | 533252 | 115
WR | TOPOLOGY%WR%WR%4267%1 | Midwest Iron - Midwest Iron Junction 69 kV | Line | WR.MWIR.4267.WR.MIWIJ.69.69 | 1 | MWIRON 2 69.000 | 533518 | MWIRNJ22 69.000 | 533529 | 69
WR | TOPOLOGY%WR%WR%MIWIJ_MIWIJ2%A | Midwest Iron Junction - Midwest Iron Junction 2 69 kV | Line | WR.MIWIJ.MIWIJ_MIWIJ2.WR.MIWIJ2.69.69 | 1 | MWIRONJ2 69.000 | 533519 | MWIRNJ22 69.000 | 533529 | 69
WR | TOPOLOGY%WR%WR%MIWIJ2_CENAJ%A | Midwest Iron Junction 2 - Cessna Junction 69 kV | Line | WR.MIWIJ2.MIWIJ2_CENAJ.WR.CENAJ.69.69 | 1 | MWIRONJ2 69.000 | 533519 | CESSNAJ2 69.000 | 533503 | 69
WR | TOPOLOGY%WR%WR%MIDW_WALN%A | Midwest Solvent #2 - Walnut 69 kV | Line | WR.MIDW.MIDW_WALN.WR.WALN.69.69 | 1 | MW SOLV2 69.000 | 533477 | ATCH J22 69.000 | 533473 | 69
WR | TOPOLOGY%WR%WR%9992%A | Mingo SECI - Pheasant Run 115 kV | Line | WR.PHRUN.9992.SECI.MINGO1.115.115 | 1 | PH RUN 3 115.00 | 530559 | MINGO 3 115.00 | 531429 | 115
WR | TOPOLOGY%WR%WR%4216%1 | Mockingbird Hill - Southwest Lawrence 115 kV | Line | WR.SWLA.4216.WR.MOCK.115.115 | 1 | MOCKBRD3 115.00 | 533253 | SWLWRNC3 115.00 | 533271 | 115
WR | TOPOLOGY%WR%WR%4215%1 | Mockingbird Hill - Stull Tap 115 kV | Line | WR.MOCK.4215.WR.STULT.115.115 | 1 | MOCKBRD3 115.00 | 533253 | STULL T3 115.00 | 533270 | 115
WR | TOPOLOGY%WR%WR%MONTWILL69_1%1 | Montgomery - Williams Junction 69 kV | Line | WR.MONT.MONTWILL69_1.WR.WILL.69.69 | 1 | MONTGOM2 69.000 | 533698 | WILLJCT2 69.000 | 533713 | 69
WR | TOPOLOGY%WR%WR%4205%1 | Monticello - Pentagon 115 kV | Line | WR.PENT.4205.WR.MOCL.115.115 | 1 | PENTAGN3 115.00 | 533261 | MNTCLLO3 115.00 | 533281 | 115
WR | TOPOLOGY%WR%WR%87TH_MONTCL%A | Monticello - Timberlane 115 kV | Line | WR.TIML.4206.WR.MOCL.115.115 | 1 | TIMBRLN3 115.00 | 533273 | MNTCLLO3 115.00 | 533281 | 115
WR | TOPOLOGY%WR%WR%MOONJ_MOON_1%1 | Moonlight Junction - Moonlight WR 115 kV | Line | WR.MOON.MOONJ_MOON_1.WR.MOON_JCT.115.115 | 1 | MOONLIT3 115.00 | 533254 | MOONLTJ3 115.00 | 533255 | 115
WR | TOPOLOGY%WR%WR%4217%1 | Moonlight Junction - Timberlane 115 kV | Line | WR.TIML.4217.WR.MOON_JCT.115.115 | 1 | MOONLTJ3 115.00 | 533255 | TIMBRLN3 115.00 | 533273 | 115
WR | TOPOLOGY%WR%WR%15%1 | Morris County - Swissvale 230 kV | Line | WR.SWIS.15.WR.MORR.230.230 | 1 | SWISVAL6 230.00 | 532856 | MORRIS 6 230.00 | 532863 | 230
WR | TOPOLOGY%WR%WR%SUMMMORR23_1%1 | Morris County - Union Ridge 230 kV | Line | WR.MORR.SUMMMORR23_1.WR.UNRIDGE.230.230 | 1 | MORRIS 6 230.00 | 532863 | UNIONRG6 230.00 | 532874 | 230
WR | TOPOLOGY%WR%WR%4067%1 | Morris County - West Emporia 115 kV | Line | WR.MORR.4067.WR.WEMP.115.115 | 1 | MORRIS 3 115.00 | 533305 | WEMPORI3 115.00 | 533309 | 115
WR | TOPOLOGY%WR%WR%RENO_MOUN%A | Moundridge - Reno County 115 kV | Line | WR.RENO.RENO_MOUN.WR.MOUN.115.115 | 1 | RENO 3 115.00 | 533416 | MOUNDRG3 115.00 | 533429 | 115
WR | TOPOLOGY%WR%WR%4246%1 | Moundridge - Spring Creek Jct 115 kV | Line | WR.MOUN.4246.WR.SPRIJ.115.115 | 1 | SPRGCRK3 115.00 | 533380 | MOUNDRG3 115.00 | 533429 | 115
WR | TOPOLOGY%WR%WR%361%1 | Moundridge - Yost 69 kV | Line | WR.MOUN.361.WR.YOST.69.69 | 1 | MOUND 2 69.000 | 533742 | YOST 2 69.000 | 533747 | 69
WR | TOPOLOGY%WR%WR%363X%1 | Mulberry - Pitnac 69 kV | Line | WR.MULB.363X.WR.PITN.69.69 | 1 | MULBERY2 69.000 | 533767 | PITNAC 2 69.000 | 533769 | 69
WR | TOPOLOGY%WR%WR%367%1 | Murray Gill Energy Center - Vulcan 69 kV | Line | WR.VULC.367.WR.MURR.69.69 | 1 | GILL W 2 69.000 | 533796 | VULCAN 2 69.000 | 533850 | 69
WR | TOPOLOGY%WR%WR%MURRVULC69_1%1 | Murray Gill Energy Center - Vulcan Tap 69 kV | Line | WR.MURR.MURRVULC69_1.WR.VULC.69.69 | 1 | GILL W 2 69.000 | 533796 | VULCTP 2 69.000 | 533851 | 69
WR | TOPOLOGY%WR%WR%4354%1 | Murray Gill Energy Center - Waco 138 kV | Line | WR.WACO.4354.WR.MURR.138.138 | 1 | GILL W 4 138.00 | 533045 | WACO 4 138.00 | 533072 | 138
WR | TOPOLOGY%WR%WR%4154%1 | Muscotah - Nortonville 69 kV | Line | WR.NORV.4154.WR.MUSC.69.69 | 1 | MUSCOTA2 69.000 | 533480 | NORTONV2 69.000 | 533481 | 69
WR | TOPOLOGY%WR%WR%NMAN_EMAN%A | N. Manhattan - E. Manhattan 230kV | Line | WR.NMAN.NMAN_EMAN.WR.EMAN.230.230 | 1 | EMANHAT6 230.00 | 532861 | NMANHT6 230.00 | 532865 | 230
WR | TOPOLOGY%WR%WR%NEMATP_ESTNEMA%A | Nemaha Tap - East Nemaha 115 kV | Line | WR.NEMAHATP.NEMATP_ESTNEMA.WR.E_NEMAHA.115.115 | [5 empty] | 115
WR | TOPOLOGY%WR%WR%91%1 | Neosho - Neosho 138 kV | Line | WR.N345.91.WR.NSES.138.138 | Z1 | NEOSHO 4 138.00 | 533021 | NEOSHON4 138.00 | 533022 | 138
WR | TOPOLOGY%WR%WR%NEPANSES13_1%1 | Neosho - Northeast Parsons 138 kV | Line | WR.NSES.NEPANSES13_1.WR.NEPA.138.138 | 1 | NEPARSN4 138.00 | 533005 | NEOSHON4 138.00 | 533022 | 138
WR | TOPOLOGY%WR%WR%368%B | Neosho - Ordnance Junction 69 kV | Line | WR.NSES.368.WR.ORDN_JCT.69.69 | 1 | ORDNJCT2 69.000 | 533703 | NEOSHO 2 69.000 | 533768 | 69
WR | TOPOLOGY%WR%WR%31%1 | Neosho 345 - Neosho 161 161kV | Line | WR.NSES.31.WR.N345.161.161 | [5 empty] | 161
WR | TOPOLOGY%WR%MIDW%10031%A | Ness City MIDW - Ness City SECI 115 kV | Line | SECI.NESSCTY.10031.WR.NESCTY.115.115 | 1 | NESCTY 3 115.00 | 530607 | NESSCTY3 115.00 | 531456 | 115
WR | TOPOLOGY%WR%WR%NMAN_PEIL%A | NMAN - PEIL 115 KV | Line | WR.PEIL.NMAN_PEIL.WR.NMAN.115.115 | 1 | PEIL 115.00 | 533349 | NMANHT3 115.00 | 533347 | 115
WR | TOPOLOGY%WR%WR%4234%1 | North Central Foundry - West Junction City 115 kV | Line | WR.FOUN.4234.WR.WJC.115.115 | 1 | NCFOUND3 115.00 | 533329 | WJCCTYW3 115.00 | 533344 | 115
WR | TOPOLOGY%WR%MIDW%10011%A | North Ellinwood - South Ellinwood 69 kV | Line | WR.NELWD.10011.WR.SELWD.69.69 | 1 | S ELWD 2 69.000 | 530567 | N ELWD 2 69.000 | 530575 | 69
WR | TOPOLOGY%WR%MIDW%9994B%A | North Hays - Vine Street 115 kV | Line | WR.NHAYS.9994B.WR.VINE2.115.115 | 1 | N HAYS3 115.00 | 530581 | VINE 3 115.00 | 530591 | 115
WR | TOPOLOGY%WR%MIDW%NHAYS_VINETAP3%A | North Hays - Vine Tap WR/MIDW 115 kV | Line | WR.NHAYS.NHAYS_VINETAP3.WR.VINETAP3.115.115 |  | N HAYS3 115.00 | 530581 | VINETAP3 115.00 | 530693 | 115
WR | TOPOLOGY%WR%MIDW%4252%1 | North Kinsley - Pawnee Edwards Jct 115 kV | Line | WR.NKIN.4252.WR.PAWNJ.115.115 | 1 | KINSLEY3 115.00 | 530619 | PAWN-ED3 115.00 | 530622 | 115
WR | TOPOLOGY%WR%WR%NMAN_KSU%A | North Manhattan - KSU 115 kV | Line | WR.NMAN.NMAN_KSU.WR.KSU.115.115 | 1 | NMANHT3 115.00 | 533347 | KSU 3 115.00 | 533333 | 115
WR | TOPOLOGY%WR%WR%NMAN_WILD%A | North Manhattan - Wildcat Creek 115 kV | Line | WR.NMAN.NMAN_WILD.WR.WILD.115.115 | 1 | NMANHT3 115.00 | 533347 | WILDCAT3 115.00 | 533345 | 115
WR | TOPOLOGY%WR%WR%4039_4040%A | North Street - Northview 115 kV | Line | WR.NVIE.4039_4040.WR.NSTR.115.115 | 1 | NORTHST3 115.00 | 533370 | NORTHVW3 115.00 | 533371 | 115
WR | TOPOLOGY%WR%WR%359%1 | Northeast WR - Minneha 69 kV | Line | WR.MINN.359.WR.NORT.69.69 |  | MINNEHA2 69.000 | 533817 | NOEASTE2 69.000 | 533822 | 69
WR | TOPOLOGY%WR%WR%4043%1 | Northview - Summit 115 kV | Line | WR.NVIE.4043.WR.SUMM.115.115 | 1 | NORTHVW3 115.00 | 533371 | SUMMIT 3 115.00 | 533381 | 115
WR | TOPOLOGY%WR%WR%NWLESPRU11_1%1 | Northwest Leavenworth - Spruce 115 kV | Line | WR.NWLE.NWLESPRU11_1.WR.SPRU.115.115 | 1 | NW LEAV3 115.00 | 533259 | SPRUCE 3 115.00 | 533266 | 115
WR | TOPOLOGY%WR%WR%4146%1 | Nortonville - Valley Falls 69 kV | Line | WR.VAFC.4146.WR.NORV.69.69 | 1 | NORTONV2 69.000 | 533481 | VALLEY22 69.000 | 533483 | 69
WR | TOPOLOGY%WR%WR%370%1 | Oak - Rainbow 69 kV | Line | WR.OAK.370.WR.RAIN.69.69 | 1 | OAK 2 69.000 | 533547 | RAINBOW2 69.000 | 533549 | 69
WR | TOPOLOGY%WR%WR%KSC05OAK69_1%1 | Oak - Sirloin Junction 69 kV | Line | WR.PRAI_JCT.KSC05OAK69_1.WR.OAK.69.69 | 1 | OAK 2 69.000 | 533547 | PRAIRIJ2 69.000 | 533563 | 69
WR | TOPOLOGY%WR%WR%418%1 | Oak - Strother Field 69 kV | Line | WR.OAK.418.WR.STRO.69.69 | 1 | OAK 2 69.000 | 533547 | STROTHR2 69.000 | 533556 | 69
WR | TOPOLOGY%WR%WR%369%1 | Oaklawn WR - Oliver 69 kV | Line | WR.OAKL.369.WR.OLIV.69.69 | 1 | OAKLAWN2 69.000 | 533824 | OLIVER 2 69.000 | 533826 | 69
WR | TOPOLOGY%SECI%SECI%OGALATP_SECI%A | Ogallah Substation - Ogallah Tap 115 kV | Line | SECI.OG_ONEOK.OGALATP_SECI.WR.OGALLAH.115.115 | 1 | OGALATP3 115.00 | 530677 | OG ONEOK 115.00 | 531492 | 115
WR | TOPOLOGY%WR%MIDW%OGAL_WKNN%B | Ogallah Tap - Wakeeney 115 kV | Line | WR.WKNNY.OGAL_WKNN.WR.OGALLAH.115.115 | 1 | WKNNY 3 115.00 | 530560 | OGALATP3 115.00 | 530560 | 115
WR | TOPOLOGY%WR%WR%368%A | Ordnance - Ordnance Junction 69 kV | Line | WR.ORDN.368.WR.ORDN_JCT.69.69 | 1 | ORDNCE 2 69.000 | 533702 | ORDNJCT2 69.000 | 533703 | 69
WR | TOPOLOGY%WR%WR%ORDNPARS69_1%1 | Ordnance Junction - Parsons 69 kV | Line | WR.PARS.ORDNPARS69_1.WR.ORDN_JCT.69.69 | 1 | ORDNJCT2 69.000 | 533703 | PARSONS2 69.000 | 533704 | 69
WR | TOPOLOGY%WR%WR%373%1 | Osage - Plaza 69 kV | Line | WR.PLAZ.373.WR.OSAG.69.69 | 1 | OSAGE 2 69.000 | 533827 | PLAZA 2 69.000 | 533829 | 69
WR | TOPOLOGY%WR%WR%OSAGSENE69_1%1 | Osage - Seneca 69 kV | Line | WR.SENE.OSAGSENE69_1.WR.OSAG.69.69 | 1 | OSAGE 2 69.000 | 533827 | SENECA 2 69.000 | 533839 | 69
WR | TOPOLOGY%WR%WR%OSAGJREAD11_1%1 | Osage City Junction - Reading Lake 115 kV | Line | WR.READ.OSAGJREAD11_1.WR.OSAGJ.115.115 | 1 | OSAGE J3 115.00 | 533171 | READING3 115.00 | 533306 | 115
WR | TOPOLOGY%WR%WR%4076%1 | Osage City Junction - Scranton 115 kV | Line | WR.SCRA.4076.WR.OSAGJ.115.115 | 1 | OSAGE J3 115.00 | 533171 | SCRANTN3 115.00 | 533173 | 115
WR | TOPOLOGY%WR%WR%OXFO_SUMNER%A | Oxford WR - Sumner County 138 kV | Line | WR.OXFO.OXFO_SUMNER.WR.SUMNER.138.138 | 1 | OXFORD 4 138.00 | 532982 | SUMNER 4 138.00 | 532984 | 138
WR | TOPOLOGY%WR%WR%4358%1 | Parallel - Walnut 115 kV | Line | WR.PARA.4358.WR.WALN.115.115 | 1 | PARALEL3 115.00 | 533218 | WALNUT 3 115.00 | 533220 | 115
WR | TOPOLOGY%WR%MIDW%4253%1 | Pawnee MIDW - Pawnee Edwards Jct 115 kV | Line | WR.PAWN.4253.WR.PAWNJ.115.115 | 1 | PAWNEE 3 115.00 | 530621 | PAWN-ED3 115.00 | 530622 | 115
WR | TOPOLOGY%WR%WR%PEIL_WILD%A | PEIL - WILD 115 KV | Line | WR.WILD.PEIL_WILD.WR.PEIL.115.115 | 1 | PEIL 115.00 | 533349 | WILDCAT3 115.00 | 533345 | 115
WR | TOPOLOGY%WR%WR%SEGUIN_PHRUN%A | Pheasant Run - Seguin 115kv | Line | WR.SEGUIN3.SEGUIN_PHRUN.WR.PHRUN.115.115 | 1 | PH RUN 3 115.00 | 530559 | SEGUIN 3 115.00 | 530683 | 115
WR | TOPOLOGY%WR%WR%4052%1 | Philips - North Philips JCT 115 kV | Line | WR.PHLP.4052.WR.NPHLJ.115.115 | 1 | PHILIPS3 115.00 | 533372 | NPHILPJ3 115.00 | 533373 | 115
WR | TOPOLOGY%WR%WR%CRFDPHLP11_1%B | Philips - Schilling 115 kV | Line | WR.PHLP.CRFDPHLP11_1.WR.SCHIL.115.115 | 1 | PHILIPS3 115.00 | 533372 | SCHILNG3 115.00 | 533377 | 115
WR | TOPOLOGY%WR%WR%4053_PHLP%1 | Philips - West McPherson 115 kV | Line | WR.WMCP.4053_PHLP.WR.PHLP.115.115 | 1 | PHILIPS3 115.00 | 533372 | WMCPHER3 115.00 | 533438 | 115
WR | TOPOLOGY%WR%WR%HDRO2_PHIL%A | Phillip - Hydro Tap 69kV | Line | WR.PHIL.HDRO2_PHIL.WR.HDRO2.69.69 |  | PHILLIP2 69.000 | 533828 |  |  | 69
WR | TOPOLOGY%WR%WR%PITTHUDST69_1%1 | Pittsburg - Hudson Jct 69 kV | Line | WR.PITT.PITTHUDST69_1.WR.HUDST.69.69 | 1 | HUDSJCT2 69.000 | 533764 | PITTSBG2 69.000 | 533770 | 69
WR | TOPOLOGY%SECI%SECI%9977%A | Plainville - Saline River 115 kV | Line | SECI.PLAINV1.9977.WR.SALINE.115.115 | 1 | SALINE 3 115.00 | 530551 | PLAINVL3 115.00 | 539686 | 115
WR | TOPOLOGY%WR%WR%375%1 | Plaza - Riverside 69 kV | Line | WR.PLAZ.375.WR.RIVE.69.69 | 1 | PLAZA 2 69.000 | 533829 | RIVERSD2 69.000 | 533834 | 69
WR | TOPOLOGY%WR%WR%376%1 | Plaza - Waterworks #1 (WEST) 69 kV | Line | WR.PLAZ.PLAZWATE69_1.WR.WATE.69.69 | 1 | PLAZA 2 69.000 | 533829 | WATER1 2 69.000 | 533855 | 69
WR | TOPOLOGY%WR%WR%PLAZWATE69_1%1 | Plaza - Waterworks #2 (EAST) 69 kV | Line | WR.WATE.376.WR.PLAZ.69.69 | 1 | PLAZA 2 69.000 | 533829 | WATER2 2 69.000 | 533856 | 69
WR | TOPOLOGY%WR%WR%SHAYS_KNOLL1%B | Post Rock - South Hays 230kV | Line | WR.POSTROCK.SHAYS_KNOLL1.WR.SHAYS.230.230 | 1 | POSTROCK6 230.00 | 530584 | S HAYS6 230.00 | 530582 | 230
WR | TOPOLOGY%WR%MIDW%PRWIND_RICE%A | Post Rock Wind - New Rice 230 kV | Line | WR.PRWIND.PRWIND_RICE.WR.NEW_RICE.230.230 | 1 | RICE 6 230.00 | 530686 | BUFLOCRK6 230.00 | 530688 | 230
WR | TOPOLOGY%WR%WR%378%1 | Potwin - Furly Tap 69 kV | Line | WR.POTW.378.WR.TOWA.69.69 | 1 | TOWTAPW2 69.000 | 533606 | BU5FURL2 69.000 | 533861 | 69
WR | TOPOLOGY%WR%WR%POTWTOWA69_1%1 | Potwin - Midian 69 kV | Line | WR.POTW.POTWTOWA69_1.WR.TOWA.69.69 | 1 | MIDIAN 2 69.000 | 533597 | TOWTAPE2 69.000 | 533607 | 69
WR | TOPOLOGY%WR%WR%POTWIN_THUNDER%A | Potwin - Thunder Bird 69 kV | Line | WR.POTW.POTWIN_THUNDER.WR.THUNBRD2.69.69 | 1 | POTWIN 2 69.000 | 533601 | THUNBRD2 69.000 | 533603 | 69
WR | TOPOLOGY%WR%WR%PRAI_PRAIJ_1%1 | Prairieland - Sirloin Junction 69 kV | Line | WR.PRAI.PRAI_PRAIJ_1.WR.PRAI_JCT.69.69 | 1 | PRAIRIE2 69.000 | 533562 | PRAIRIJ2 69.000 | 533563 | 69
WR | TOPOLOGY%WR%WR%RIPL_RENE%A | Renew - Ripley 69 kV | Line | WR.RENEW.RIPL_RENE.WR.RIPL.69.69 | 1 | RENEW 2 69.000 | 533831 | RIPLEYM2 69.000 | 533832 | 69
WR | TOPOLOGY%WR%WR%RENO_SUMM%A | Reno County - Summit 345 kV | Line | WR.SUMM.RENO_SUMM.WR.RENO.345.345 | 1 | RENO 7 345.00 | 532771 | SUMMIT 7 345.00 | 532773 | 345
WR | TOPOLOGY%WR%WR%RENO_WMCP%A | Reno County - West Mcpherson 115 kV | Line | WR.RENO.RENO_WMCP.WR.WMCP.115.115 | 1 | RENO 3 115.00 | 533416 | WMCPHER3 115.00 | 533438 | 115
WR | TOPOLOGY%WR%WR%RENO_WICH%A | Reno County - Wichita 345 kV | Line | WR.WICH.RENO_WICH.WR.RENO.345.345 | 1 | RENO 7 345.00 | 532771 | WICHITA7 345.00 | 532796 | 345
WR | TOPOLOGY%WR%WR%379%1 | Richland WR - Rose Hill Junction 69 kV | Line | WR.RICH.379.WR.ROSET.69.69 | 1 | RICHLAN2 69.000 | 533550 | RH JCT 2 69.000 | 533837 | 69
WR | TOPOLOGY%WR%WR%380%1 | Richland WR - Udall 69 kV | Line | WR.RICH.380.WR.UDAL.69.69 | 1 | RICHLAN2 69.000 | 533550 | UDALL 2 69.000 | 533559 | 69
WR | TOPOLOGY%WR%WR%RIPL_GRANTJ2%A | Ripley - Grant Jct 69 kV | Line | WR.RIPL.RIPL_GRANTJ2.WR.GRANTJ2.69.69 | 1 | GRANT J2 69.000 | 533800 | RIPLEYM2 69.000 | 533832 | 69
WR | TOPOLOGY%WR%WR%4144%1 | Rock Creek WR - Valley Falls 69 kV | Line | WR.VAFC.4144.WR.RKCR.69.69 | 1 | ROCKCRK2 69.000 | 533458 | VALLEY22 69.000 | 533483 | 69
WR | TOPOLOGY%WR%WR%701%1 | Rose Hill - Rose Hill Junction 69 kV | Line | WR.ROSE2.701.WR.ROSET.69.69 | 1 | ROSEHIL2 69.000 | 533836 | RH JCT 2 69.000 | 533837 | 69
WR | TOPOLOGY%WR%WR%4319%1 | Rose Hill - Stearman 138 kV | Line | WR.ROSE.4319.WR.STEA.138.138 | 1 | ROSEHIL4 138.00 | 533062 | STEARMN4 138.00 | 533068 | 138
WR | TOPOLOGY%WR%WR%93%E | Rose Hill - Weaver 138 kV | Line | WR.WEAV.93.WR.ROSE.138.138 | 1 | WEAVER 4 138.00 | 532991 | ROSEHIL4 138.00 | 533062 | 138
WR | TOPOLOGY%WR%WR%5%1 | Rose Hill - Wolf Creek 345 kV | Line | WR.WOLF.5.WR.ROSE.345.345 | 1 | ROSEHIL7 345.00 | 532794 | WOLFCRK7 345.00 | 532797 | 345
WR | TOPOLOGY%WR%WR%ROSETWEAV69_1%1 | Rose Hill Junction - Weaver 69 kV | Line | WR.ROSET.ROSETWEAV69_1.WR.WEAV.69.69 | 1 | WEAVER 2 69.000 | 533604 | RH JCT 2 69.000 | 533837 | 69
WR | TOPOLOGY%WR%WR%4046_4047%A | Salina Main - North Street 115 kV | Line | WR.SALM.4046_4047.WR.NSTR.115.115 | 1 | NORTHST3 115.00 | 533370 | SALINA 3 115.00 | 533376 | 115
WR | TOPOLOGY%WR%WR%SALT_3VAN%A | Salt Creek - 3rd & Van Buren | Line | WR.SALT_CRK.1.WR.3VAN.115.115 | 1 | SALTCRK3 115.00 | 533434 | 3 VANBU3 115.00 | 533435 | 115
WR | TOPOLOGY%WR%WR%SALT_CITI%A | Salt Creek - Cities Service | Line | WR. SALT_CRT.1.WR.CITIES.115.115 | 1 | SALTCRK3 115.00 | 533434 | CITIES 3 115.00 | 533414 | 115
WR | TOPOLOGY%WR%WR%SANTSAFEJ69_1%1 | Santa Fe Junction - Santa Fe WR 69 kV | Line | WR.SAFEJ.SANTSAFEJ69_1.WR.SANT.69.69 | 1 | SANTAFE2 69.000 | 533459 | SANTAFJ2 69.000 | 533460 | 69
WR | TOPOLOGY%WR%WR%SAFEJTEC69_1%1 | Santa Fe Junction - Tecumseh Energy Center 69 kV | Line | WR.SAFEJ.SAFEJTEC69_1.WR.TEC.69.69 | 1 | SANTAFJ2 69.000 | 533460 | TEC 2 69.000 | 533462 | 69
WR | TOPOLOGY%WR%MIDW%9984%A | Seguin Tap-Colby 115kV | Line | WR.SEGUIN.9984.WR.COLBY3.115.115 | 1 | COLBY 3 115.00 | 530555 | SEGNTP 3 115.00 | 530682 | 115
WR | TOPOLOGY%WR%MIDW%9984%B | Seguin Tap-Hoxie 115kV | Line | WR.SEGUIN.9984.WR.HOXIE_1.115.115 | 1 | HOXIE 3 115.00 | 530556 | SEGNTP 3 115.00 | 530682 | 115
WR | TOPOLOGY%WR%MIDW%SEGUINTP_SEGN%A | Seguin Tap-Seguin 115kV | Line | WR.SEGUIN.SEGUINTP_SEGN.WR.SEGUIN3.115.115 | 1 | SEGNTP 3 115.00 | 530682 | SEGUIN 3 115.00 | 530683 | 115
WR | TOPOLOGY%WR%MIDW%10006%A | Seward - Zook 69 kV | Line | WR.ZOOK.10006.WR.SEWARD1.69.69 | 1 | SEWARD 2 69.000 | 530565 | ZOOK 2 69.000 | 530577 | 69
WR | TOPOLOGY%WR%MIDW%SEWARD_TIE%A | Seward MKEC - Seward Midw 115 kV | Line | SECI.SEWARD3.SEWARD_TIE.WR.SEWARD1.115.115 | 1 | SEWRDMW3 115.00 | 530679 | SEWARD 3 115.00 | 539692 | 115
WR | TOPOLOGY%WR%WR%SHAW_TECH11_1%1 | Shawnee Heights - Tecumseh Hill 115 kV | Line | WR.TECH.SHAW_TECH11_1.WR.SHAW_WR.115.115 | 1 | SHAWNEE3 115.00 | 533176 | TECHILE3 115.00 | 533182 | 115
WR | TOPOLOGY%WR%WR%4016%2 | Sherwod - South Gage 115 kV | Line | WR.SGAG.4016.WR.SHWD2.115.115 | 1 | S GAGEE3 115.00 | 533178 | SHERWOD3 115.00 | 533194 | 115
WR | TOPOLOGY%WR%MIDW%SUMM_SMKHL%A | Smokey Hills - Summit 230 kV | Line | WR.SUMM.SUMM_SMKHL.WR.WR_SMKHL.230.230 | 1 | SMOKYHL6 230.00 | 530592 | SUMMIT 6 230.00 | 532873 | 230
WR | TOPOLOGY%WR%WR%SGAT_SMOK%A | Smoky Hill - Southgate WR 115 kV #1 | Line | WR.SGAT.SGAT_SMOK.WR.SMOK.115.115 | 1 | SMOKYHLLS3 115.00 | 533378 | SO GATE3 115.00 | 533379 | 115
WR | TOPOLOGY%WR%WR%4050%A | Smoky Hills - North Philips Jct CKT 1 | Line | WR.NPHLJ.4050.WR.SMOK.115.115 | 1 | SMOKYHLLS3 115.00 | 533378 | NPHILPJ3 115.00 | 533373 | 115
WR | TOPOLOGY%WR%WR%4019_4020%A | South Alma - South Manhattan 115 kV | Line | WR.SMAN.4019_4020.WR.SOAL.115.115 | 1 | S ALMA 3 115.00 | 533339 | SMANHAT3 115.00 | 533340 | 115
WR | TOPOLOGY%WR%WR%4119%1 | South Gage - 29th & Eveningside Jct 115kV | Line | WR.SGAG.4119.WR.29EVENG3.115.115 | 1 | S GAGEE3 115.00 | 533178 | 29EVENG3 115.00 | 533185 | 115
WR | TOPOLOGY%WR%WR%SGAGE_CNTRLXNG%A | South Gage - Central Exchange 115 kV | Line | WR.SGAG.SGAGE_CNTRLXNG.WR.CNTRLXNG.115.115 | 1 | CNTRXNG 115.00 | 533188 | S GAGEE3 115.00 | 533178 | 115
WR | TOPOLOGY%WR%WR%SSEN_TCSN%A | South Seneca - TC Seneca 115 kV | Line | WR.TCSN.SSEN_TCSN.WR.SSEN.115.115 | 1 | SENECA 3 115.00 | 533337 | TCSENCA3 115.00 | 533348 | 115
WR | TOPOLOGY%WR%WR%SGAT_SUMM%A | Southgate - Summit 115 kV | Line | WR.SUMM.SGAT_SUMM.WR.SGAT.115.115 | 1 | SUMMIT 3 115.00 | 533379 | SO GATE3 115.00 | 533381 | 115
WR | TOPOLOGY%WR%WR%4351%1 | Southtown WR - Timberlane 115 kV | Line | WR.STWN.4351.WR.TIML.115.115 | 1 | SOUTHTN3 115.00 | 533265 | TIMBRLN3 115.00 | 533273 | 115
WR | TOPOLOGY%WR%WR%229%B | Springdale WR - Weaver 138 kV | Line | WR.SPRDL.229.WR.WEAV.138.138 | 1 | WEAVER 4 138.00 | 532991 | SPRNGDL4 138.00 | 533067 | 138
WR | TOPOLOGY%WR%WR%4184%1 | Spruce - Thornton 115 kV | Line | WR.SPRU.4184.WR.THOR.115.115 | 1 | SPRUCE 3 115.00 | 533266 | THORNTN3 115.00 | 533272 | 115
WR | TOPOLOGY%SECI%SECI%10598%A | St John MIDW - St John SECI 115 kV | Line | LINE.NOT.IN.EMS.CANT.999.999 | 1 | ST JOHN3 115.00 | 530624 | ST-JOHN3 115.00 | 539696 | 115
WR | TOPOLOGY%WR%WR%COWS_STMRK_1%A | St. Mrk - Cowskin WR 69 kV | Line | WR.ST_MRK.COWS_STMRK_1.WR.COWS.69.69 | 1 | COWSKIN2 69.000 | 533788 | SG9STMK2 69.000 | 533874 | 69
WR | TOPOLOGY%WR%WR%4238%1 | Stagg Hill - Wildcat Creek 115 kV | Line | WR.STAG.4238.WR.WILD.115.115 | 1 | STAGGHL3 115.00 | 533341 | WILDCAT3 115.00 | 533345 | 115
WR | TOPOLOGY%WR%WR%CRAIG__STR_CR1%B | Stranger Creek - 87th Street 345kV | Line | WR.STRA.CRAIG__STR_CR1.WR.87TH_ST.345.345 | 1 | STRANGR7 345.00 | 532772 | 87TH 7 345.00 | 532775 | 345
WR | TOPOLOGY%WR%WR%NWLE_STRA%A | Stranger Creek - Northwest Leavenworth 115 kV | Line | WR.STRA.NWLE_STRA.WR.NWLE.115.115 | 1 | NW LEAV3 115.00 | 533259 | STRANGR3 115.00 | 533268 | 115
WR | TOPOLOGY%WR%WR%STRA_THOR%A | Stranger Creek - Thornton 115 kV | Line | WR.STRA.STRA_THOR.WR.THOR.115.115 | 1 | STRANGR3 115.00 | 533268 | THORNTN3 115.00 | 533272 | 115
WR | TOPOLOGY%WR%WR%STUL_STULT_1%1 | Stull - Stull Tap 115 kV | Line | WR.STULT.STUL_STULT_1.WR.STUL.115.115 | 1 | STULL 3 115.00 | 533269 | STULL T3 115.00 | 533270 | 115
WR | TOPOLOGY%WR%WR%4194%1 | Stull Tap - Tecumseh Hill 115 kV | Line | WR.TECH.4194.WR.STULT.115.115 | 1 | TECHILE3 115.00 | 533182 | STULL T3 115.00 | 533270 | 115
WR | TOPOLOGY%WR%WR%SUMM_GEAR%A | SUMMIT - GEARY COUNTY 345 KV | Line | WR.GEAR.SUMM_GEAR.WR.SUMM.345.345 | 1 | GEARY 7 345.00 | 532767 | SUMMIT 7 345.00 | 532773 | 345
WR | TOPOLOGY%WR%WR%SUMM_UNRDG%A | Summit - Union Ridge 230 kV | Line | WR.SUMM.SUMM_UNRDG.WR.UNRIDGE.230.230 | 1 | SUMMIT 6 230.00 | 532873 | UNIONRG6 230.00 | 532874 | 230
WR | TOPOLOGY%WR%WR%SUMN_TIMJCT%A | Sumner County - Timber Junction 138 kV | Line | WR.TIMBJCT4.SUMN_TIMJCT.WR.SUMNER.138.138 | 1 | SUMNER 4 138.00 | 532984 | TIMBJCT4 138.00 | 532992 | 138
WR | TOPOLOGY%WR%WR%17%1 | Swissvale - Tecumseh Hill 230 kV | Line | WR.SWIS.17.WR.TECH.230.230 | 1 | SWISVAL6 230.00 | 532856 | TECHILL6 230.00 | 532857 | 230
WR | TOPOLOGY%WR%WR%66%1 | Tall Grass-Weaver 138kV | Line | WR.TALLGRAS.66.WR.WEAV.138.138 | 1 | WEAVER 4 138.00 | 532991 | TALLGRS4 138.00 | 532993 | 138
WR | TOPOLOGY%WR%WR%ALTOTAYL13_1%1 | Taylor Junction - Altoona 138 kV | Line | WR.ALTO.ALTOTAYL13_1.WR.TAYLORJ4.138.138 | 1 | TAYLOR 4 138.00 | 533006 | ALTOONA4 138.00 | 533001 | 138
WR | TOPOLOGY%WR%WR%4343%1 | Taylor Junction - Montgomery 138 kV | Line | WR.MONT.4343.WR.TAYLORJ4.138.138 | 1 | MONTGOM4 138.00 | 533004 | TAYLOR 4 138.00 | 533007 | 138
WR | TOPOLOGY%WR%WR%TAYLOR_TAYL_1%A | Taylor Junction - Taylor 138 kV | Line | LINE.NOT.IN.EMS.CANT.999.999 | 1 | TAYLOR 4 138.00 | 533006 | TAYLORJ4 138.00 | 533007 | 138
WR | TOPOLOGY%WR%WR%UNRDG_TCHOPE%A | TC Hope - Union Ridge 115 kV | Line | WR.TCHOPE3.UNRDG_TCHOPE.WR.UNRIDGE.115.115 | 1 | UNIONRG3 115.00 | 533359 | TCHOPE 3 115.00 | 533360 | 115
WR | TOPOLOGY%WR%WR%TIMBJ_TCROCK%A | TC Rock - Timber Junction 138 kV | Line | WR.TCROCK4.TIMBJ_TCROCK.WR.TIMBJCT4.138.138 | 1 | TCROCK 4 138.00 | 532985 | TIMBJCT4 138.00 | 532992 | 138
WR | TOPOLOGY%WR%WR%115-908%A | TC Severence - Walnut 115 kV | Line | WR.TCSV.115-908.WR.WALN.115.115 | 1 | WALNUT 3 115.00 | 533220 | TCSEVRN3 115.00 | 533226 | 115
WR | TOPOLOGY%WR%WR%COLITEC11_1%B | Tecumseh Energy Center - Hook Junction | Line | WR.TEC.COLITEC11_1.WR.HOOK_JCT.115.115 | 1 | TEC E 3 115.00 | 533180 | HOOKJCT3 115.00 | 533192 | 115
WR | TOPOLOGY%WR%WR%TECTECH11_1%1 | Tecumseh Energy Center - Tecumseh Hill 115 kV | Line | WR.TEC.TECTECH11_1.WR.TECH.115.115 | 1 | TEC E 3 115.00 | 533180 | TECHILE3 115.00 | 533182 | 115
WR | TOPOLOGY%WR%WR%TECH_HARTLND3%A | Tecumseh Hill-Heartland 115kV | Line | WR.TECH.TECH_HARTLND3.WR.HARTLND3.115.115 | 1 | TECHILE3 115.00 | 533182 | HARTLND3 115.00 | 533197 | 115
WR | TOPOLOGY%WR%WR%384%1 | Timber Junction - Udall 69 kV | Line | WR.UDAL.384.WR.TIMBJCT4.69.69 | 1 | TIMBJCT2 69.000 | 533558 | UDALL 2 69.000 | 533559 | 69
WR | TOPOLOGY%WR%WR%385%1 | Tyler - Westlink 69 kV | Line | WR.WEST.385.WR.TYLE.69.69 | 1 | TYLER 2 69.000 | 533847 | WESTLNK2 69.000 | 533854 | 69
WR | TOPOLOGY%WR%WR%4069%1 | Vaughn - West Emporia 115 kV | Line | WR.VAUG.4069.WR.WEMP.115.115 | 1 | VAUGHN 3 115.00 | 533308 | WEMPORI3 115.00 | 533309 | 115
WR | TOPOLOGY%WR%MIDW%VINETAP3_VINE2%A | Vine Street - Vine Tap WR/MIDW 115 kV | Line | WR.VINETAP3.VINETAP3_VINE2.WR.VINE2.115.115 |  | VINESTR3 115.00 | 530591 | VINETAP3 115.00 | 530693 | 115
WR | TOPOLOGY%WR%WR%VIOLA_WICH%B | Viola - Wichita 345kV | Line | WR.VIOLA7.VIOLA_WICH.WR.WICH.345.345 | 1 | VIOLA 7 345.00 | 532798 | WICHITA7 345.00 | 532796 | 345
WR | TOPOLOGY%WR%WR%4160%1 | Walnut - Wathena 69 kV | Line | WR.WATH.4160.WR.WALN.69.69 | 1 | WALNUT 2 69.000 | 533484 | WATHENA2 69.000 | 533485 | 69
WR | TOPOLOGY%WR%MIDW%WALNTC_BAZINE%A | Walnut Creek - Bazine 69kV | Line | WR.WALCREEK.WALNTC_BAZINE.WR.BAZINE.69.69 | 1 | WALCREEK1 69.000 | 529339 | BAZINE 2 69.000 | 530585 | 69
WR | TOPOLOGY%WR%MIDW%10001%A | Walnut Creek - Nekoma 69 kV | Line | WR.NEKOMA1.10001.WR.WALCREEK.69.69 | 1 | WALCREEK1 69.000 | 529339 | NEKOMA 2 69.000 | 530564 | 69
WR | TOPOLOGY%WR%WR%WOLF_WAVERLY%A | Waverly - Wolf Creek 345 kV | Line | WR.WOLF.WOLF_WAVERLY.WR.WAVERLY7.345.345 | 1 | WOLFCRK7 345.00 | 532797 | WAVERLY7 345.00 | 532799 | 345
WR | TOPOLOGY%WR%WR%4070%1 | West Emporia - Williams Brothers Junction 115 kV | Line | WR.WEMP.4070.WR.WMBR_JCT.115.115 | 1 | WEMPORI3 115.00 | 533309 | WMBROSJ3 115.00 | 533311 | 115
WR | TOPOLOGY%WR%WR%4084%1 | West Mcpherson - Wheatland 115 kV | Line | WR.WMCP.4084.WR.WHEA.115.115 | 1 | WMCPHER3 115.00 | 533438 | WHEATLD3 115.00 | 533439 | 115
WR | TOPOLOGY%WR%MIDW%10023%A | Westport #1 - Westport Tap North 69 kV | Line | WR.WSPRTTP.10023.WR.WSTPRT.69.69 | 1 | WSPRTTP2 69.000 | 530587 | WSTPRT 2 69.000 | 530588 | 69
WR | TOPOLOGY%WR%MIDW%WPRTTS2_WSTPRT%1 | Westport #2 - Westport Tap South 69 kV | Line | WR.WPRTTS2.WPRTTS2_WSTPRT.WR.WSTPRT.69.69 | 1 | WPRTTS 2 69.000 | 530596 | WPRT2 2 69.000 | 530597 | 69
WR | TOPOLOGY%WR%WR%PEOPLES_LD%A | WR - SPA Allen 138 kV ZBR | Line | WR.ALLEN4WR.PEOPLES_LD.SPA.ALLEN4.138.138 | [5 empty] | 138
WR | TOPOLOGY%WR%WR%PEOPLES_LD_BYP%A | WR - SPA Allen 138 kV ZBR Bypass | Line | WR.ALLEN4WR.PEOPLES_LD_BY.SPA.ALLEN4.138.138 | [5 empty] | 138
WR | TOPOLOGY%WR%WR%4342%1 | Yoder Road Jct - Midwest Iron Junction 69 kV | Line | WR.YODEJ.4342.WR.MIWIJ.69.69 | 1 | MWIRONJ2 69.000 | 533519 | YODER J2 69.000 | 533528 | 69
WSC3 | LINE%CURRENTLY%NOT%MODELED%IN%EMS | Sidney W4 - Stegall DC tie 230kV | Line |  |  | SIDNEYW4 230.00 | 652584 | STEGALDC 230.00 | 659170 | 230

## Transformers
EMS Key | EMS Composite Key | Common Name | Class | EMS Segment | IDC Circuit ID | IDC High Bus Name | IDC High Bus Number | IDC Low Bus Name | IDC Low Bus Number | IDC Terr Bus Name | IDC Terr Bus Number | Voltage Class
AECI | TOPOLOGY%AECI%AECI%STOCKAEC%A%A | Sub 418 AEC Stockton 161/69 kV Transformer | Transformer | AECI.STOCKAEC.A.AECI.STOCKAEC.161.69 | 1 | 5STKAEC 161.00 | 300118 | STK418 2 69.000 | 547605 | STK418 1 12.500 | 547719 | 69
AECI | TOPOLOGY%AECI%AECI%TABLE_RK%T1%T1 | Table Rock SPA 161/69 kV XFMR #1 | Transformer |  |  | TABLE R5 161.00 | 505472 | TABLE R2 69.000 | 505474 | TBR X1 1 13.800 | 505473 | 69
CSWS | TOPOLOGY%CSWS%CSWS%ALTUS_J%2185%2 | Altus Junction 138/69 kV XFMR | Transformer | CSWS.ALTUS_J.2.CSWS.ALTUS_J.69.138 | 1 | ALTUSJT4 138.00 | 511440 | ALTUSJT2 69.000 | 511441 | ALTUS2-1 13.800 | 511420 | 69
CSWS | TOPOLOGY%CSWS%CSWS%ARSENAL%820%NORTH_138_69 | Arsenal Hill 138/69 kV XFMR #1 | Transformer | CSWS.ARSENAL.NORTH_138_69.CSWS.ARSENAL.69.138 | 1 | ARSHILL4 138.00 | 507711 | ARSHILL2 69.000 | 507710 | ARSH1-1 12.470 | 507712 | 69
CSWS | TOPOLOGY%CSWS%CSWS%ARSENAL%819%SOUTH_138_69 | Arsenal Hill 138/69 kV XFMR #2 | Transformer | CSWS.ARSENAL.SOUTH_138_69.CSWS.ARSENAL.138.69 | 2 | ARSHILL4 138.00 | 507711 | ARSHILL2 69.000 | 507710 | ARSH2-1 14.500 | 507714 | 69
CSWS | TOPOLOGY%CSWS%CSWS%ATOKA2%2126%1 | Atoka 138 138/69 kV XFMR | Transformer | CSWS.ATOKA2.1.CSWS.ATOKA2.138.69 | 1 | ATOKA--4 138.00 | 510887 | ATOKA--2 69.000 | 510882 | ATOKA1-T 13.800 | 510860 | 69
CSWS |  | Avoca Co-Op 161/69 kV XFMR | Transformer | Avoca.Co-Op.161/69.kV.XFMR | 1 | AVOCA 5 161.00 | 504000 | AVOCA_1 2 69.000 | 504001 | AVOCA_T1 1 13.800 | 504002 | 69
CSWS | TOPOLOGY%CSWS%CSWS%BANN%879%NORTH_138_69 | Bann 138/69 kV XFMR #1 (North) | Transformer | CSWS.BANN.NORTH_138_69.CSWS.BANN.138.69 | 1 | BANN 4 138.00 | 508054 | BANN 2 69.000 | 508053 | BANN1-1 13.800 | 508097 | 69
CSWS | TOPOLOGY%CSWS%CSWS%BANN%880%SOUTH_138_69 | Bann 138/69 kV XFMR #2 (South) | Transformer | CSWS.BANN.SOUTH_138_69.CSWS.BANN.138.69 | 2 | BANN 4 138.00 | 508054 | BANN 2 69.000 | 508053 | BANN2-1 14.500 | 508096 | 69
CSWS | TOPOLOGY%CSWS%CSWS%BART_COM%2086%3 | Bartlesville Comanche 138/69 kV XFMR | Transformer | CSWS.BART_COM.3.CSWS.BART_COM.69.138 | 1 | BV-COM-4 138.00 | 510390 | BV-COM-2 69.000 | 510389 | BVCOM3-1 13.800 | 510372 | 69
CSWS | TOPOLOGY%CSWS%CSWS%CRIVRAEP%XF1%XF1 | Canadian River 345/138 kV Transformer | Transformer | CSWS.CRIVRAEP.XF1.CSWS.CRIVRAEP.345.138 | 1 | C-RIVER7 345.00 | 515422 | C-RIVER4 138.00 | 510946 | C-RIVER1 13.800 | 510947 | 138
CSWS | TOPOLOGY%CSWS%CSWS%CATOOSA%123A%1 | Catoosa 138/69 kV XFMR | Transformer | CSWS.CATOOSA.1.CSWS.CATOOSA.69.138 | 1 | CATOOSA4 138.00 | 509790 | CATOOSA2 69.000 | 509799 | CATOO1-1 13.800 | 509867 | 69
CSWS | TOPOLOGY%CSWS%CSWS%TL_CNTRS%T1%T1 | Center South 138/69 kV | Transformer | CSWS.TL_CNTRS.T1.CSWS.TL_CNTRS.138.69 |  | CENTRSO4 138.00 | 509121 | CENTRSO2 69.000 | 509122 |  |  | 69
CSWS | TOPOLOGY%CSWS%CSWS%CHAMBERS%1%345_161 | Chambers Spring 345/161 kV XFMR | Transformer | CSWS.CHAMBERS.345_161.CSWS.CHAMBERS.345.161 | 1 | CHAMSPR7 345.00 | 506945 | CHAMSPR5 161.00 | 506944 | CHAMSPR1 13.800 | 506919 | 161
CSWS | TOPOLOGY%CSWS%CSWS%CHLD_SPP%A%1 | Childress 138/69 kV XFMR | Transformer | CSWS.CHLD_SPP.1.CSWS.CHLD_SPP.138.69 | 1 | CHILD4WT 138.00 | 512101 | CHLDR2WT 69.000 | 512100 | WC2TERT 12.470 | 512102 | 69
CSWS | TOPOLOGY%CSWS%CSWS%CHISHOLM%T1%T1_H | Chishom 345/230 kV XFMR | Transformer | CSWS.CHISHOLM.T1_H.CSWS.CHISHOLM.345.230 | 1 | CHISHOLM7 345.00 | 511553 | CHISHOLM6 230.00 | 511557 | CHISHOLM1 13.200 | 511558 | 230
CSWS | TOPOLOGY%CSWS%CSWS%CLINT_J%2255%1 | Clinton Junction 138/69 kV XFMR | Transformer | CSWS.CLINT_J.1.CSWS.CLINT_J.138.69 | 1 | CLINTJC4 138.00 | 511485 | CLINTJC2 69.000 | 511484 | CLINT1-1 13.800 | 511499 | 69
CSWS | TOPOLOGY%CSWS%CSWS%CORNVILL%2203%2 | Cornville 138/69 kV XFMR | Transformer | CSWS.CORNVILL.2.CSWS.CORNVILL.138.69 | 1 | CORNVIL4 138.00 | 511449 | CORNVIL2 69.000 | 511450 | CORNV2-1 13.800 | 511418 | 69
CSWS | TOPOLOGY%CSWS%CSWS%CROCKETT%A%A | Crockett 345/138 kV XFMR A | Transformer | CSWS.CROCKETT.A.CSWS.CROCKETT.138.345 | [7 empty] | 138
CSWS | TOPOLOGY%CSWS%CSWS%CROCKETT%B%B | Crockett 345/138 kV XFMR B | Transformer | CSWS.CROCKETT.B.CSWS.CROCKETT.138.345 | 2 | CROCKET7 345.00 | 509241 | CROCKET4 138.00 | 509240 | CROCK-B2 13.800 | 509245 | 138
CSWS | TOPOLOGY%CSWS%CSWS%DAWSON%2038%3 | Dawson 138/69 kV XFMR | Transformer | CSWS.DAWSON.3.CSWS.DAWSON.69.138 | 1 | DAWSON-4 138.00 | 509792 | DAWSON-2 69.000 | 509791 | DAWSN3-1 13.800 | 509877 | 69
CSWS | TOPOLOGY%CSWS%CSWS%DELAWARE%1%1 | Delaware 346 345/138 kV XFMR | Transformer | CSWS.DELAWARE.1.CSWS.DELAWARE.345.138 | 1 | DELWARE7 345.00 | 510380 | DELWARE4 138.00 | 510379 | DELAWAR1 13.800 | 510370 | 138
CSWS | TOPOLOGY%CSWS%CSWS%DEQUEEN%751%138_69 | Dequeen 138/69 kV XFMR | Transformer | CSWS.DEQUEEN.138_69.CSWS.DEQUEEN.138.69 | 1 | DEQUEEN4 138.00 | 507419 | DEQUEEN2 69.000 | 507418 | DQUEN1-1 12.470 | 507441 | 69
CSWS | TOPOLOGY%CSWS%CSWS%DIANA%891%NORTH_345_138 | Diana 345/138 kV XFMR #1 | Transformer | CSWS.DIANA.NORTH_345_138.CSWS.DIANA.138.345 | 1 | DIANA 7 345.00 | 508832 | DIANA 4 138.00 | 508831 | DIANA-S1 13.800 | 508844 | 138
CSWS | TOPOLOGY%CSWS%CSWS%DIANA%890%SOUTH_345_138 | Diana 345/138 kV XFMR #2 | Transformer | CSWS.DIANA.SOUTH_345_138.CSWS.DIANA.345.138 | 2 | DIANA 7 345.00 | 508832 | DIANA 4 138.00 | 508831 | DIANA-M1 13.800 | 508843 | 138
CSWS | TOPOLOGY%CSWS%CSWS%DIANA%892%NEW_345_138 | Diana 345/138 kV XFMR #3 | Transformer | CSWS.DIANA.NEW_345_138.CSWS.DIANA.345.138 | 3 | DIANA 7 345.00 | 508832 | DIANA 4 138.00 | 508831 | DIANA-N1 13.800 | 508845 | 138
CSWS | TOPOLOGY%CSWS%CSWS%DUNCAN%2211%2 | Duncan 138 138/69 kV XFMR | Transformer | CSWS.DUNCAN.2.CSWS.DUNCAN.138.69 | 1 | DUNCAN-4 138.00 | 511453 | DUNCAN-2 69.000 | 511452 | DUNC2-1 13.800 | 511410 | 69
CSWS | TOPOLOGY%CSWS%CSWS%DYESS%760A%S_161_69_S_BNK | Dyess 161/69 kV XFMR #1 | Transformer | CSWS.DYESS.S_161_69_S_BNK.CSWS.DYESS.69.161 | 1 | DYESS 5 161.00 | 506927 | DYESS 2 69.000 | 506926 | DYESS1-1 13.200 | 506914 | 69
CSWS | TOPOLOGY%CSWS%CSWS%DYESS%759%N_161_69 | Dyess 161/69 kV XFMR #2 | Transformer | CSWS.DYESS.N_161_69.CSWS.DYESS.161.69 | 2 | DYESS 5 161.00 | 506927 | DYESS 2 69.000 | 506926 | DYES2-1 13.200 | 506915 | 69
CSWS | TOPOLOGY%CSWS%CSWS%DYESS%760%N_161_69_S_BNK | Dyess 161/69 kV XFMR #3 | Transformer | CSWS.DYESS.N_161_69_S_BNK.CSWS.DYESS.161.69 | 3 | DYESS 5 161.00 | 506927 | DYESS 2 69.000 | 506926 | DYES3-1 13.200 | 506916 | 69
CSWS | TOPOLOGY%CSWS%CSWS%ECENTERT%748%161_69_E | East Centerton 161/69 kV XFMR #1 | Transformer | CSWS.ECENTERT.161_69_E.CSWS.ECENTERT.161.69 | 1 | ECNTRTN5 161.00 | 506929 | ECENT_1 2 69.000 | 504006 | ECENT_T1 1 13.800 | 504007 | 69
CSWS | TOPOLOGY%CSWS%CSWS%ECENTERT%749%161_69_2 | East Centerton 161/69 kV XFMR #2 | Transformer | CSWS.ECENTERT.161_69_2.CSWS.ECENTERT.161.69 | 1 | ECNTRTN5 161.00 | 506929 | ECENT_2 2 69.000 | 504008 | ECENT_T2 1 13.800 | 504009 | 69
CSWS | TOPOLOGY%CSWS%CSWS%ECENTERT%XF1%XF1 | East Centerton 161/69 kV XFMR #3 | Transformer | CSWS.ECENTERT.XF1.CSWS.ECENTERT.161.69 | 1 | ECNTRTN5 161.00 | 506929 | ECENT_1 2 69.000 | 504006 | ECENT_T1 1 13.800 | 504007 | 69
CSWS | TOPOLOGY%CSWS%CSWS%E_FAYETV%1%1 | East Fayetteville Co-Op 161/69 kV XFMR #1 | Transformer | CSWS.E_FAYETV.1.CSWS.E_FAYETV.161.69 | 1 | EFAYETVL 5 161.00 | 504015 | EFAYVL_1 2 69.000 | 504016 | EFAYV_T1 1 13.800 | 504017 | 69
CSWS | TOPOLOGY%CSWS%CSWS%E_FAYETV%2%2 | East Fayetteville Co-Op 161/69 kV XFMR #2 | Transformer | CSWS.E_FAYETV.2.CSWS.E_FAYETV.161.69 | 1 | EFAYETVL 5 161.00 | 504015 | EFAYTVL2-2 69.000 | 504018 | EFAYTVL1-2 13.800 | 504019 | 69
CSWS | TOPOLOGY%CSWS%CSWS%EROGERS%767%161_69 | East Rogers 161/69 kV XFMR | Transformer | CSWS.EROGERS.161_69.CSWS.EROGERS.69.161 | 1 | EROGERS5 161.00 | 506931 | EROGERS2 69.000 | 506930 | EROGER-1 13.900 | 506922 | 69
CSWS | TOPOLOGY%CSWS%CSWS%ELGIN_J%2258%1 | Elgin Junction 138/69 kV XFMR | Transformer | CSWS.ELGIN_J.1.CSWS.ELGIN_J.138.69 | 1 | ELGINJT4 138.00 | 511486 | ELGINJT2 69.000 | 511487 | ELGJT1-1 13.800 | 511412 | 69
CSWS | TOPOLOGY%CSWS%CSWS%ELK-CITY%2222%4 | Elk City AEP 138/69 kV XFMR | Transformer | CSWS.ELK-CITY.4.CSWS.ELK-CITY.69.138 | 1 | ELKCTY-4 138.00 | 511458 | ELKCTY-2 69.000 | 511459 | ELKC4-1 13.800 | 511493 | 69
CSWS | TOPOLOGY%CSWS%CSWS%ELK-CITY%2220%5 | Elk City AEP 230/138 kV XFMR | Transformer | CSWS.ELK-CITY.5.CSWS.ELK-CITY.138.230 | 1 | ELKCITY6 230.00 | 511490 | ELKCTY-4 138.00 | 511458 | ELKC2-1 13.800 | 511482 | 138
CSWS | TOPOLOGY%CSWS%CSWS%ELKINS%AECC%T1 | Elkins 161.69 kV XFMR | Transformer | [8 empty] | 69
CSWS |  | Elm Springs Co-Op 161/69 kV XFMR #1 | Transformer | Elm.Springs.Co-Op.161/69.kV.XFMR.#1 | 1 | ELMSPRGS 5 161.00 | 504010 | ELMSPG_1 2 69.000 | 504011 | ELMSP_T1 1 13.800 | 504012 | 69
CSWS |  | Elm Springs Co-Op 161/69 kV XFMR #2 | Transformer | Elm.Springs.Co-Op.161/69.kV.XFMR.#2 | 1 | ELMSPRGS 5 161.00 | 504010 | ELMSPG_2 2 69.000 | 504013 | ELMSP_T2 1 13.800 | 504014 | 69
CSWS | TOPOLOGY%CSWS%CSWS%FARM_REA%XF69%161_69 | Farmington Co-Op 161/69 kV XFMR | Transformer | CSWS.FARM_REA.161_69.CSWS.FARM_REA.161.69 | 1 | FARMNGTN 5 161.00 | 504020 | FARM_1 2 69.000 | 504021 | FARM_T1 1 13.800 | 504022 | 69
CSWS |  | Fitzhugh Co-Op 161/69 kV XFMR | Transformer | Fitzhugh.Co-Op.161/69.kV.XFMR | 1 | FITZHUGH 5 161.00 | 503902 | FITZ_2 2 69.000 | 503903 | FITZ_T 1 13.800 | 503904 | 69
CSWS | TOPOLOGY%CSWS%CSWS%FLINTCRK%772%WEST_345KV | Flint Creek 345/161 kV XFMR North (12420/11750) | Transformer | CSWS.FLINTCRK.WEST_345KV.CSWS.FLINTCRK.161.345 | 1 | FLINTCR7 345.00 | 506935 | FLINTCR5 161.00 | 506934 | FLINT1-1 13.800 | 506921 | 161
CSWS | TOPOLOGY%CSWS%CSWS%FLINTCRK%773%EAST_345 | Flint Creek 345/161 kV XFMR South (12440/12430) | Transformer | CSWS.FLINTCRK.EAST_345.CSWS.FLINTCRK.345.161 | 2 | FLINTCR7 345.00 | 506935 | FLINTCR5 161.00 | 506934 | FLINT2-1 13.800 | 506920 | 161
CSWS | TOPOLOGY%CSWS%CSWS%FLOURNOY%831%138_69 | Flournoy 138/69 kV XFMR | Transformer | CSWS.FLOURNOY.138_69.CSWS.FLOURNOY.69.138 | 1 | FLOURNY4 138.00 | 507727 | FLOURNY2 69.000 | 507726 | FLOURNY1 12.470 | 507740 | 69
CSWS | TOPOLOGY%CSWS%CSWS%FORTHUM%837%138_69 | Fort Humbug 138/69 kV XFMR | Transformer | CSWS.FORTHUM.138_69.CSWS.FORTHUM.138.69 | 1 | FTHUMBG4 138.00 | 507731 | FTHUMBG2 69.000 | 507730 | FTHUM1-1 13.800 | 507753 | 69
CSWS | TOPOLOGY%CSWS%CSWS%GROVE%2109%1 | Grove 161/138 kV XFMR | Transformer | CSWS.GROVE.1.CSWS.GROVE.161.138 | 1 | GROVE 5 161.00 | 510411 | GROVE 4 138.00 | 510402 | GROVE1-1 13.800 | 510368 | 138
CSWS | TOPOLOGY%CSWS%CSWS%HOBART_J%2230%1 | Hobart Junction 138/69 kV XFMR | Transformer | CSWS.HOBART_J.1.CSWS.HOBART_J.138.69 | 1 | HOB-JCT4 138.00 | 511463 | HOB-JCT2 69.000 | 511464 | HOBJT1-1 13.800 | 511417 | 69
CSWS | TOPOLOGY%CSWS%CSWS%TL_HOLLY%T1%T1 | Holly 138/69 kV | Transformer | CSWS.TL_HOLLY.T1.CSWS.TL_HOLLY.138.69 |  | HOLLY 4 138.00 | 509110 | HOLLY 2 69.000 | 509111 |  |  | 69
CSWS | TOPOLOGY%CSWS%CSWS%HUGO%2138%4 | Hugo 138/69 kV XFMR | Transformer | CSWS.HUGO.4.CSWS.HUGO.138.69 | 1 | HUGO---4 138.00 | 510901 | HUGO---2 69.000 | 510893 | HUGO4-1 13.800 | 510859 | 69
CSWS | TOPOLOGY%CSWS%CSWS%JERICHO_%3638%N3638 | Jericho 115/69 kV XFMR | Transformer | CSWS.JERICHO_.N3638.CSWS.JERICHO_.115.69 | 1 | JERICHO3 115.00 | 512086 | JERIC2WT 69.000 | 512087 | JH2TERT 14.400 | 512088 | 69
CSWS | TOPOLOGY%CSWS%CSWS%KNOXLEE%904%138_69 | Knox Lee 138/69 kV XFMR | Transformer | CSWS.KNOXLEE.138_69.CSWS.KNOXLEE.70.794 | 1 | KNOXLEE4 138.00 | 508548 | KNOXLEE2 69.000 | 508547 | KXLEE-1 12.470 | 508584 | 69
CSWS | TOPOLOGY%CSWS%CSWS%LAKELAM%XF1%LAKE-XF1 | Lake Lamond 138/69 kV XFMR | Transformer | CSWS.LAKELAM.LAKE-XF1.CSWS.LAKELAM.138.69 | 1 | LLAMOND4 138.00 | 508552 | LLAMOND2 69.000 | 508551 | LLAMON1- 13.800 | 508593 | 69
CSWS | TOPOLOGY%CSWS%CSWS%PAUL_SPP%AUTO%OKLAHOMA | Lake Pauline 138/69 kV XFMR | Transformer | CSWS.PAUL_SPP.OKLAHOMA.CSWS.PAUL_SPP.69.138 | 1 | LAKEP4WT 138.00 | 512110 | LAKEP2WT 69.000 | 512111 | LP2TERT 14.400 | 512112 | 69
CSWS | TOPOLOGY%CSWS%CSWS%LAW_ES%2232%1 | Lawton Eastside 138/69 kV XFMR #1 | Transformer | CSWS.LAW_ES.1.CSWS.LAW_ES.138.69 | 1 | L.E.S.-4 138.00 | 511467 | L.E.S.-2 69.000 | 511466 | LES#1-1 13.800 | 511416 | 69
CSWS | TOPOLOGY%CSWS%CSWS%LAW_ES%2233%2 | Lawton Eastside 138/69 kV XFMR #2 | Transformer | CSWS.LAW_ES.2.CSWS.LAW_ES.138.69 | 2 | L.E.S.-4 138.00 | 511467 | L.E.S.-2 69.000 | 511466 | LES#2-1 13.800 | 511415 | 69
CSWS | TOPOLOGY%CSWS%CSWS%LAW_ES%2235%4 | Lawton Eastside 345/138 kV XFMR #1 | Transformer | CSWS.LAW_ES.4.CSWS.LAW_ES.345.138 | 1 | L.E.S.-7 345.00 | 511468 | L.E.S.-4 138.00 | 511467 | LES#4-1 13.800 | 511414 | 138
CSWS | TOPOLOGY%CSWS%CSWS%LAW_ES%XF5%5 | Lawton Eastside 345/138 kV XFMR #2 | Transformer | CSWS.LAW_ES.5.CSWS.LAW_ES.345.138 | 2 | L.E.S.-7 345.00 | 511468 | L.E.S.-4 138.00 | 511467 | LES#5-1 13.800 | 511411 | 138
CSWS | TOPOLOGY%CSWS%CSWS%LAYFLD_A%XF1%XF1 | Layfield 500/230 kV Transformer | Transformer | CSWS.LAYFLD_A.XF1.500.230 | 1 | LAYFLD8 500.00 | 509366 | STARBUS121 1.0000 | 999121 |  |  | 230
CSWS | TOPOLOGY%CSWS%CSWS%LIEBERM%844%138_69_A | Lieberman 138/69 kV XFMR #1 | Transformer | CSWS.LIEBERM.138_69_A.CSWS.LIEBERM.138.69 | 1 | LIEBERM4 138.00 | 508806 | LIEBERM2 69.000 | 508805 | LBMN1-1 13.200 | 508820 | 69
CSWS | TOPOLOGY%CSWS%CSWS%LIEBERM%845%138_69_B | Lieberman 138/69 kV XFMR #2 | Transformer | CSWS.LIEBERM.138_69_B.CSWS.LIEBERM.138.69 | 2 | LIEBERM4 138.00 | 508806 | LIEBERM2 69.000 | 508805 | LBMN2-1 13.200 | 508821 | 69
CSWS | TOPOLOGY%CSWS%CSWS%LIEBERM%846%138_69_C | Lieberman 138/69 kV XFMR #3 | Transformer | CSWS.LIEBERM.138_69_C.CSWS.LIEBERM.138.69 | 3 | LIEBERM4 138.00 | 508806 | LIEBERM2 69.000 | 508805 | LBMN3-1 13.200 | 508822 | 69
CSWS | TOPOLOGY%CSWS%CSWS%LOGANSP%851%E_W_138_69 | Logansport 138/69 kV XFMR #1 | Transformer | CSWS.LOGANSP.E_W_138_69.CSWS.LOGANSP.138.69 | 1 | LOGANSP4 138.00 | 509071 | LOGANSP2 69.000 | 509070 | LOGAN1-1 13.200 | 509093 | 69
CSWS | TOPOLOGY%CSWS%CSWS%LOGANSP%851B%WEST_138_69 | Logansport 138/69 kV XFMR #2 | Transformer | CSWS.LOGANSP.WEST_138_69.CSWS.LOGANSP.138.69 | 2 | LOGANSP4 138.00 | 509071 | LOGANSP2 69.000 | 509070 | LOGAN2-1 13.200 | 509094 | 69
CSWS | TOPOLOGY%CSWS%CSWS%LONE_OAK%2141%1 | Lone Oak 138/69 kV XFMR | Transformer | CSWS.LONE_OAK.1.CSWS.LONE_OAK.69.138 | 1 | LONEOAK4 138.00 | 510897 | LONEOAK2 69.000 | 510896 | LOAK1-1 13.800 | 510940 | 69
CSWS | TOPOLOGY%CSWS%CSWS%LONSTR_S%921%138_69 | Lone Star South 138/69 kV XFMR | Transformer | CSWS.LONSTR_S.138_69.CSWS.LONSTR_S.70.794 | 1 | LSSOUTH4 138.00 | 508297 | LSSOUTH2 69.000 | 508296 | LSS-1 12.470 | 508325 | 69
CSWS | TOPOLOGY%CSWS%CSWS%LONGWOO%855%345_138 | Longwood 345/138 kV XFMR | Transformer | CSWS.LONGWOO.345_138.CSWS.LONGWOO.345.138 | 1 | LONGWD 7 345.00 | 508809 | LONGWD 4 138.00 | 508808 | LONGW1-1 13.200 | 508819 | 138
CSWS | TOPOLOGY%CSWS%CSWS%MARSHAL%927A%NORTH_138_69 | Marshall 138/69 kV XFMR #1 | Transformer | CSWS.MARSHAL.NORTH_138_69.CSWS.MARSHAL.138.69 | 1 | MARSHL-4 138.00 | 508557 | MARAUTO2 69.000 | 508576 | MRSH4#11 12.470 | 508591 | 69
CSWS | TOPOLOGY%CSWS%CSWS%MARSHAL%927%SOUTH_138_69 | Marshall 138/69 kV XFMR #2 | Transformer | CSWS.MARSHAL.SOUTH_138_69.CSWS.MARSHAL.138.69 | 2 | MARSHL-4 138.00 | 508557 | MARAUTO2 69.000 | 508576 | MRSH4#21 12.470 | 508592 | 69
CSWS | TOPOLOGY%CSWS%CSWS%MCALESTR%TR1%XF#4 | McAlester City 138/69 kV XFMR | Transformer | CSWS.MCALESTR.XF#4.CSWS.MCALESTR.138.69 | 1 | MCALEST4 138.00 | 510908 | MCALEST2 69.000 | 510899 | MCALT4-1 13.800 | 510858 | 69
CSWS | TOPOLOGY%CSWS%CSWS%MENA4%TR1%MENCRAIG | Mena 138/69 kV XFMR | Transformer | CSWS.MENA4.MENCRAIG.CSWS.MENA4.138.69 | 1 | MENA 4 138.00 | 507436 | MENA 2 69.000 | 508301 | MENA3-1 13.200 | 507438 | 69
CSWS | TOPOLOGY%CSWS%CSWS%NBENTON%859%138_69 | North Benton 138/69 kV XFMR | Transformer | CSWS.NBENTON.138_69.CSWS.NBENTON.69.138 | 1 | NBENTON4 138.00 | 508811 | NBENTON2 69.000 | 508810 | NBENTON1 13.200 | 508823 | 69
CSWS | TOPOLOGY%CSWS%CSWS%NHUNTING%788%161_69_A | North Huntington 161/69 kV XFMR DS 10446 | Transformer | CSWS.NHUNTING.161_69_B.CSWS.NHUNTING.161.69 | 2 | NHUNTNT5 161.00 | 507189 | NHUNTNT2 69.000 | 507188 | NHUNTNT2 12.470 | 507180 | 69
CSWS | TOPOLOGY%CSWS%CSWS%NHUNTING%788A%161_69_B | North Huntington 161/69 kV XFMR DS 7696 | Transformer | CSWS.NHUNTING.161_69_A.CSWS.NHUNTING.161.69 | 1 | NHUNTNT5 161.00 | 507189 | NHUNTNT2 69.000 | 507188 | NHUNTNT1 12.470 | 507179 | 69
CSWS | TOPOLOGY%CSWS%CSWS%NMINEOLA%939%138_69 | North Mineola 138/69 kV XFMR | Transformer | CSWS.NMINEOLA.138_69.CSWS.NMINEOLA.138.69 | 1 | NMINEOL4 138.00 | 508349 | NMINEOL2 69.000 | 508348 | NMINEOL1 12.470 | 508336 | 69
CSWS | TOPOLOGY%CSWS%CSWS%NNEWBOS%943%138_69_1 | North New Boston 138/69 kV XFMR #1 | Transformer | CSWS.NNEWBOS.138_69_1.CSWS.NEWBOS.138.69 | 1 | NNBOSTN4 138.00 | 508069 | NNBOSTN2 69.000 | 508068 | NNBT1-1 13.200 | 508098 | 69
CSWS | TOPOLOGY%CSWS%CSWS%NNEWBOS%943A%138_69_2 | North New Boston 138/69 kV XFMR #2 | Transformer | CSWS.NNEWBOS.138_69_2.CSWS.NNEWBOS.138.69 | 2 | NNBOSTN4 138.00 | 508069 | NNBOSTN2 69.000 | 508068 | NNBT2-1 13.200 | 508099 | 69
CSWS | TOPOLOGY%CSWS%CSWS%NWHENDE%947%EAST_138_69 | Northwest Henderson 138/69 kV XFMR #1 | Transformer | CSWS.NWHENDE.EAST_138_69.CSWS.NWHENDE.138.69 | 1 | NWHENDR4 138.00 | 509076 | NWHENDR2 69.000 | 509075 | NWHEN1-1 13.200 | 509095 | 69
CSWS | TOPOLOGY%CSWS%CSWS%NWHENDE%947A%WEST_138_69 | Northwest Henderson 138/69 kV XFMR #2 | Transformer | CSWS.NWHENDE.WEST_138_69.CSWS.NWHENDE.138.69 | 2 | NWHENDR4 138.00 | 509076 | NWHENDR2 69.000 | 509075 | NWHEN2-1 13.200 | 509096 | 69
CSWS | TOPOLOGY%CSWS%CSWS%NWTEXAR%952%NORTH_345_138 | Northwest Texarkana 345/138 kV XFMR #1 | Transformer | CSWS.NWTEXAR.NORTH_345_138.CSWS.NWTEXAR.138.345 | 1 | NWTXARK7 345.00 | 508072 | NWTXARK4 138.00 | 508071 | NWTEX1-1 13.800 | 508100 | 138
CSWS | TOPOLOGY%CSWS%CSWS%NWTEXAR%951%SOUTH_345_138 | Northwest Texarkana 345/138 kV XFMR #2 | Transformer | CSWS.NWTEXAR.SOUTH_345_138.CSWS.NWTEXAR.345.138 | 2 | NWTXARK7 345.00 | 508072 | NWTXARK4 138.00 | 508071 | NWTEX2-1 13.800 | 508101 | 138
CSWS | TOPOLOGY%CSWS%CSWS%OKAY%793%138_69 | Okay 138/69 kV XFMR | Transformer | CSWS.OKAY.138_69.CSWS.OKAY.69.138 | 1 | OKAY 4 138.00 | 507428 | OKAY 2 69.000 | 507427 | OKAY1-1 13.800 | 507442 | 69
CSWS | TOPOLOGY%CSWS%CSWS%ONETA%2048%1 | Oneta 345 345/138 kV XFMR #1 | Transformer | CSWS.ONETA.1.CSWS.ONETA.138.345 | 1 | ONETA--7 345.00 | 509807 | ONETA--4 138.00 | 509806 | ONETA1-1 13.800 | 509881 | 138
CSWS | TOPOLOGY%CSWS%CSWS%ONETA%2049%2 | Oneta 345 345/138 kV XFMR #2 | Transformer | CSWS.ONETA.2.CSWS.ONETA.345.138 | 2 | ONETA--7 345.00 | 509807 | ONETA--4 138.00 | 509806 | ONETA2-1 34.500 | 509868 | 138
CSWS | TOPOLOGY%CSWS%CSWS%ONETA%2050%5 | Oneta 345 345/138 kV XFMR #5 | Transformer | CSWS.ONETA.5.CSWS.ONETA.345.138 | 3 | ONETA--7 345.00 | 509807 | ONETA--4 138.00 | 509806 | ONETA5-1 34.500 | 509874 | 138
CSWS | TOPOLOGY%CSWS%CSWS%OVERTONC%954A%SOUTH_138_69 | Overton 138/68 kV Transformer | Transformer | CSWS.OVERTONC.SOUTH_138_69.CSWS.OVERTONC.138.69 | 1 | OVERTON4 138.00 | 509080 | OVERTON2 69.000 | 509079 | OVTON1-1 13.200 | 509097 | 69
CSWS | TOPOLOGY%CSWS%CSWS%OVERTONC%954%NORTH_138_69 | Overton 138/69 kV XFMR #2 | Transformer | CSWS.OVERTONC.NORTH_138_69.CSWS.OVERTONC.138.69 | 2 | OVERTON4 138.00 | 509080 | OVERTON2 69.000 | 509079 | OVTON2-1 13.200 | 509098 | 69
CSWS | TOPOLOGY%CSWS%CSWS%PATTERS%NTH%NORTH_138_69 | Patterson 138/69 kV XFMR #1 | Transformer | CSWS.PATTERS.NORTH_138_69.CSWS.PATTERS.69.138 | 1 | PATTERS4 138.00 | 507431 | PATTERS2 69.000 | 507429 | PATTN1-1 13.200 | 507443 | 69
CSWS | TOPOLOGY%CSWS%CSWS%PATTERS%STH%SOUTH_138_69 | Patterson 138/69 kV XFMR #2 | Transformer | CSWS.PATTERS.SOUTH_138_69.CSWS.PATTERS.138.69 | 2 | PATTERS4 138.00 | 507431 | PATTERS2 69.000 | 507429 | PATTN2-1 12.470 | 507444 | 69
CSWS | TOPOLOGY%CSWS%CSWS%PERDUE%956%138_69 | Perdue 138/69 kV XFMR | Transformer | CSWS.PERDUE.138_69.CSWS.PERDUE.69.138 | 1 | PERDUE 4 138.00 | 508351 | PERDUE 2 69.000 | 508350 | PERDUE 1 13.800 | 508356 | 69
CSWS | TOPOLOGY%CSWS%CSWS%PETTY%XFNR%138_69_NORTH | Petty 138/69 kV XFMR #1 | Transformer | CSWS.PETTY.138_69_NORTH.CSWS.PETTY.69.138 | 1 | PETTY 4 138.00 | 508310 | PETTY 2 69.000 | 508309 | PETTY1-1 13.800 | 508326 | 69
CSWS | TOPOLOGY%CSWS%CSWS%PETTY%XFSO%138_69_SOUTH | Petty 138/69 kV XFMR #2 | Transformer | CSWS.PETTY.138_69_SOUTH.CSWS.PETTY.138.69 | 2 | PETTY 4 138.00 | 508310 | PETTY 2 69.000 | 508309 | PETTY2-1 13.800 | 508327 | 69
CSWS | TOPOLOGY%CSWS%CSWS%PINELAND%T1%T1 | Pineland 138/69 kV XFMR | Transformer | CSWS.PINELAND.T1.CSWS.PINELAND.138.69 | 1 | 4PINELND 138.00 | 334284 | 2PINELND 69.000 | 334288 |  |  | 0
CSWS | TOPOLOGY%CSWS%CSWS%PIRKEY%962%NORTH_345_138 | Pirkey 345/138 kV XFMR #1 | Transformer | CSWS.PIRKEY.NORTH_345_138.CSWS.PIRKEY.345.138 | 1 | PIRKEY 7 345.00 | 508563 | PIRKEY 4 138.00 | 508562 | PIRKY1-1 13.800 | 508587 | 138
CSWS | TOPOLOGY%CSWS%CSWS%PIRKEY%961%SOUTH_345_138 | Pirkey 345/138 kV XFMR #2 | Transformer | CSWS.PIRKEY.SOUTH_345_138.CSWS.PIRKEY.345.138 | 2 | PIRKEY 7 345.00 | 508563 | PIRKEY 4 138.00 | 508562 | PIRKY2-1 13.800 | 508588 | 138
CSWS | TOPOLOGY%CSWS%CSWS%PITTSBU%963%138_69 | Pittsburg (SEP) 138/69 kV XFMR | Transformer | CSWS.PITTSBU.138_69.CSWS.PITTSBU.138.69 | 1 | PITTSB_4 138.00 | 508313 | PITTSB_2 69.000 | 508312 | PITTS1-1 14.500 | 508328 | 69
CSWS | TOPOLOGY%CSWS%CSWS%PRYOR_J%2106%1_69KV | Pryor Junction 115/69 kV XFMR | Transformer | CSWS.PRYOR_J.1_69KV.CSWS.PRYOR_J.115.69 | 1 | PRY-JCT3 115.00 | 510407 | PRY-JCT2 69.000 | 510400 | PRYJT1-1 13.800 | 510371 | 69
CSWS | TOPOLOGY%CSWS%CSWS%PRYOR_J%2107%2 | Pryor Junction 138/69 kV XFMR | Transformer | CSWS.PRYOR_J.2.CSWS.PRYOR_J.138.69 | 1 | PRY-JCT4 138.00 | 510419 | PRY-JCT2 69.000 | 510400 | PRYJT2-1 13.800 | 510369 | 69
CSWS | TOPOLOGY%CSWS%CSWS%RED_OAK%2153%2 | Red Oak 138/69 kV XFMR | Transformer | CSWS.RED_OAK.2.CSWS.RED_OAK.138.69 | 1 | REDOK-4 138.00 | 510914 | REDOAK-2 69.000 | 510900 | ROAK2-1 13.800 | 510857 | 69
CSWS | TOPOLOGY%CSWS%CSWS%REDPOINT%862%138_69_A | Red Point 138/69 kV XFMR #1 | Transformer | CSWS.REDPOINT.138_69_A.CSWS.REDPOINT.138.69 | 1 | RDPOINT4 138.00 | 507751 | RDPOINT2 69.000 | 507750 | RDPT1-1 13.200 | 507780 | 69
CSWS | TOPOLOGY%CSWS%CSWS%REDPOINT%863%138_69_B | Red Point 138/69 kV XFMR #2 | Transformer | CSWS.REDPOINT.138_69_B.CSWS.REDPOINT.138.69 | 2 | RDPOINT4 138.00 | 507751 | RDPOINT2 69.000 | 507750 | RDPT2-1 13.200 | 507781 | 69
CSWS | TOPOLOGY%CSWS%CSWS%RIVRSIDE%2009%1_T | Riverside Station 345/138 kV XFMR #1 | Transformer | CSWS.RIVRSIDE.1_T.CSWS.RIVRSIDE.345.138 | 1 | R.S.S.-7 345.00 | 509782 | RSS T1 4 138.00 | 509773 | RSST1 T1 13.800 | 509882 | 138
CSWS | TOPOLOGY%CSWS%CSWS%RIVRSIDE%2001%2_T | Riverside Station 345/138 kV XFMR #2 | Transformer | CSWS.RIVRSIDE.2_T.CSWS.RIVRSIDE.345.138 | 1 | R.S.S.-7 345.00 | 509782 | RSS T2 4 138.00 | 509875 | RSST2 T1 13.800 | 509876 | 138
CSWS | TOPOLOGY%CSWS%CSWS%ROCKHIL%968%WEST_138_69 | Rock Hill 138/69 kV XFMR #1 | Transformer | CSWS.ROCKHIL.WEST_138_69.CSWS.ROCKHIL.138.69 | 1 | ROKHILL4 138.00 | 509083 | ROKHILL2 69.000 | 509082 | RKHIL1-1 13.200 | 509090 | 69
CSWS | TOPOLOGY%CSWS%CSWS%ROCKHIL%967%EAST_138_69 | Rock Hill 138/69 kV XFMR #2 | Transformer | CSWS.ROCKHIL.EAST_138_69.CSWS.ROCKHIL.138.69 | 2 | ROKHILL4 138.00 | 509083 | ROKHILL2 69.000 | 509082 | RKHIL2-1 13.200 | 509091 | 69
CSWS | TOPOLOGY%CSWS%CSWS%SAND_SPG%2060%6 | Sand Springs 138 138/69 kV XFMR | Transformer | CSWS.SAND_SPG.6.CSWS.SAND_SPG.69.138 | 1 | S.S.---4 138.00 | 509815 | S.S.---2 69.000 | 509816 | SS6-1 13.800 | 509878 | 69
CSWS | TOPOLOGY%CSWS%CSWS%SAPULPA%1%1 | Sapulpa Road 345/138 kV XFMR | Transformer | CSWS.SAPULPA.1.CSWS.SAPULPA.345.138 | 1 | SAPLPRD7 345.00 | 509870 | SAPLPRD4 138.00 | 509871 | SAPLPRD1 13.800 | 509872 | 138
CSWS | TOPOLOGY%CSWS%CSWS%SHAM%S_ID%115_69 | Shamrock 115/69 kV XFMR | Transformer | CSWS.SHAM.115_69.CSWS.SHAM.115.69 | 1 | SHAM 3WT 115.00 | 512107 | SHAM 2WT 69.000 | 512106 | SR1TERT 14.400 | 512109 | 69
CSWS | TOPOLOGY%CSWS%CSWS%SHAM%T_ID%138_69 | Shamrock 138/69 kV XFMR | Transformer | CSWS.SHAM.138_69.CSWS.SHAM.138.69 | 1 | SHAM 4WT 138.00 | 512105 | SHAM 2WT 69.000 | 512106 | SR2TERT 14.400 | 512108 | 69
CSWS | TOPOLOGY%CSWS%CSWS%SHIPE_RD%XF1%XF1 | Shipe Road 345/161 kV Transformer | Transformer | CSWS.SHIPE_RD.XF1.CSWS.SHIPE_RD.345.161 | 1 | SHIPERD7 345.00 | 506979 | SHIPERD5 161.00 | 506980 | SHIPERD1 13.800 | 506981 | 161
CSWS | TOPOLOGY%CSWS%CSWS%SILSPRNG%807%161_69 | Siloam Springs 161/69 kV XFMR | Transformer | CSWS.SILSPRNG.161_69.CSWS.SILSPRNG.69.138 | 1 | SILOAM 5 161.00 | 506948 | SILOAM 2 69.000 | 506973 | SILOAM-1 13.200 | 506917 | 69
CSWS | TOPOLOGY%CSWS%CSWS%SNYDER%2174%3 | Snyder 138/69 kV XFMR | Transformer | CSWS.SNYDER.3.CSWS.SNYDER.138.69 | 1 | SNYDER-4 138.00 | 511435 | SNYDER-2 69.000 | 511475 | SNYDRTER 13.800 | 511419 | 69
CSWS | TOPOLOGY%CSWS%CSWS%S_DIERKS%805%138_69 | South Dierks 138/69 kV XFMR | Transformer | CSWS.S_DIERKS.138_69.CSWS.S_DIERKS.138.69 | 1 | SDIERKS4 138.00 | 507433 | SDIERKS2 69.000 | 507432 | SDRKS1-1 13.200 | 507446 | 69
CSWS | TOPOLOGY%CSWS%CSWS%SFAYETTE%806%161_69 | South Fayetteville 161/69 kV XFMR | Transformer | CSWS.SFAYETTE.161_69.CSWS.SFAYETTE.161.69 | 1 | SFAYTVL5 161.00 | 506947 | SFAYTVL2 69.000 | 506946 | SFAYTV-1 13.800 | 506918 | 69
CSWS |  | South Foreman Co-Op 138/69 kV XFMR | Transformer | South Foreman Co-Op 138/69 kV XFMR (NOT IN EMS.) | 1 | SFOREMAN 4 138.00 | 504029 | SFORE_1 2 69.000 | 504030 | SFORE_T1 1 13.800 | 504031 | 69
CSWS | TOPOLOGY%CSWS%CSWS%SSHREVE%864%EAST_138_69 | South Shreveport 138/69 kV XFMR #1 | Transformer | CSWS.SSHREVE.EAST_138_69.CSWS.SSHREVE.73.138 | 1 | S SHV 4 138.00 | 507755 | S SHV 2 69.000 | 507754 | SSHV1-1 13.200 | 507775 | 69
CSWS | TOPOLOGY%CSWS%CSWS%SSHREVE%863%WEST_138_69 | South Shreveport 138/69 kV XFMR #2 | Transformer | CSWS.SSHREVE.WEST_138_69.CSWS.SSHREVE.69.138 | 2 | S SHV 4 138.00 | 507755 | S SHV 2 69.000 | 507754 | SSHV2-1 13.200 | 507776 | 69
CSWS | TOPOLOGY%CSWS%CSWS%SETEXAR4%TR1%622 | Southeast Texarkana 138/69 kV XFMR | Transformer | CSWS.SETEXAR4.622.CSWS.SETEXAR4.138.69 | 1 | SETEXAR4 138.00 | 508078 | SETEXAR2 69.000 | 508077 | SETEX1-1 13.200 | 508102 | 69
CSWS | TOPOLOGY%CSWS%CSWS%SWSHREV%MIDL%MIDL_P | Southwest Shreveport 345/138 kV XFMR #1 (Central) | Transformer | CSWS.SWSHREV.MIDL_P.CSWS.SWSHREV.345.138 | 1 | SW SHV 7 345.00 | 507760 | SW SHV 4 138.00 | 507759 | SWSHV1-1 13.800 | 507778 | 0
CSWS | TOPOLOGY%CSWS%CSWS%SWSHREV%869%EAST_345_138 | Southwest Shreveport 345/138 kV XFMR #2 (East) | Transformer | CSWS.SWSHREV.EAST_345_138.CSWS.SWSHREV.345.138 | 2 | SW SHV 7 345.00 | 507760 | SW SHV 4 138.00 | 507759 | SWSHV2-1 13.800 | 507777 | 0
CSWS | TOPOLOGY%CSWS%CSWS%SWSHREV%870A%WEST_345_138 | Southwest Shreveport 345/138 kV XFMR #3 (West) | Transformer | CSWS.SWSHREV.WEST_345_138.CSWS.SWSHREV.345.138 | 3 | SW SHV 7 345.00 | 507760 | SW SHV 4 138.00 | 507759 | SWSHV3-1 13.800 | 507793 | 138
CSWS | TOPOLOGY%CSWS%CSWS%SW_STA%SWST%AUTO_TRF | Southwestern Power Station 138/69 kV XFMR | Transformer | CSWS.SW_STA.AUTO_TRF.CSWS.SW_STA.138.69 | 1 | S.W.S.-4 138.00 | 511477 | S.W.S.-2 69.000 | 511476 | SWS#1--1 13.800 | 511413 | 69
CSWS | TOPOLOGY%CSWS%CSWS%SUGARHI%809%138_69 | Sugar Hill 138/69 kV XFMR | Transformer | CSWS.SUGARHI.138_69.CSWS.SUGARHI.69.138 | 1 | SUGARHL4 138.00 | 508080 | SUGARHL2 69.000 | 508079 | SHILL1-1 12.470 | 508103 | 69
CSWS | TOPOLOGY%CSWS%CSWS%TIMPSNA4%T1%T1 | Timpson 138/69kV Xfmr | Transformer | CSWS.TIMPSNA4.T1.CSWS.TIMPSNA4.138.69 | 1 | TIMPSNA4 138.00 | 509124 | TIMPSNA2 69.000 | 509176 |  |  | 69
CSWS | TOPOLOGY%CSWS%CSWS%TONTITN5%1%1 | Tontitown 345/161 kV XFMR | Transformer | CSWS.TONTITN5.1.CSWS.TONTITN5.345.161 | 1 | TONTITN7 345.00 | 506959 | TONTITN5 161.00 | 506957 | TONTITN1 13.800 | 506958 | 161
CSWS | TOPOLOGY%CSWS%CSWS%TULSA_NO%2068%1 | Tulsa North 345 345/138 kV XFMR | Transformer | CSWS.TULSA_NO.2.CSWS.TULSA_NO.345.138 | 1 | T.NO.--7 345.00 | 509852 | T.NO.--4 138.00 | 509817 | TNO1-1 13.800 | 509883 | 138
CSWS | TOPOLOGY%CSWS%CSWS%TULSA_NO%2068%1 | Tulsa North 345/138 kV | Transformer | CSWS.TULSA_NO.1.CSWS.TULSA_NO.345.138 |  | T.NO.--7 345.00 | 509852 | T.NO.2-4 138.00 | 509895 | TNO2-1 34.500 | 509894 | 138
CSWS | TOPOLOGY%CSWS%CSWS%TULSA_PS%TR5%5_69KV_T | Tulsa Power Station 138/69 kV XFMR | Transformer | CSWS.TULSA_PS.5_69KV_T.CSWS.TULSA_PS.69.138 | 1 | T.P.S.-4 138.00 | 509788 | T.P.S.-2 69.000 | 509789 | TPS5-1 13.800 | 509880 | 69
CSWS | TOPOLOGY%CSWS%CSWS%TSE_NEW%3%3 | Tulsa Southeast 138/69 kV XFMR | Transformer | CSWS.TSE_NEW.3.CSWS.TSE_NEW.138.69 | 1 | T.S.E.-4 138.00 | 509811 | T.S.E.-2 69.000 | 509820 | TSE3-1 13.800 | 509873 | 69
CSWS | TOPOLOGY%CSWS%CSWS%TURK_PP%3%TURK_138/115 | Turk 138/115kV Transformer | Transformer | CSWS.TURK_PP.TURKPP_138/115.CSWS.TURK_PP.138.115 | 1 | TURK 4 138.00 | 507454 | TURK 3 115.00 | 507456 | TURK1 1 13.200 | 507458 | 115
CSWS | TOPOLOGY%CSWS%CSWS%TURK_PP%1%TURKPP_345/138 | Turk 345/138kV Transformer | Transformer | CSWS.TURK_PP.TURKPP_345/138.CSWS.TURK_PP.345.138 | 1 | TURK 7 345.00 | 507455 | TURK 4 138.00 | 507454 | TURK 1 13.800 | 507457 | 138
CSWS | TOPOLOGY%CSWS%CSWS%VALLIANT%138A%2 | Valliant 345 138/69 kV XFMR | Transformer | CSWS.VALLIANT.2.CSWS.VALLIANT.138.69 | 1 | VALIANT4 138.00 | 510918 | VALIANT2 69.000 | 510910 | VALN1-1 13.800 | 510937 | 69
CSWS | TOPOLOGY%CSWS%CSWS%VALLIANT%2165%1 | Valliant 345/138 XFMR #1 | Transformer | CSWS.VALLIANT.1.CSWS.VALLIANT.138.345 | 1 | VALIANT7 345.00 | 510911 | VALIANT4 138.00 | 510918 | VALN3-1 13.800 | 510939 | 138
CSWS | TOPOLOGY%CSWS%CSWS%VALLIANT%2164%3 | Valliant 345/138 XFMR #3 | Transformer | CSWS.VALLIANT.3.CSWS.VALLIANT.138.345 | 2 | VALIANT7 345.00 | 510911 | VALIANT4 138.00 | 510918 | VALN2-1 13.800 | 510938 | 138
CSWS | TOPOLOGY%CSWS%CSWS%VINITA_J%2121%1 | Vinita Junction 138/69 kV XFMR | Transformer | CSWS.VINITA_J.1.CSWS.VINITA_J.69.138 | 1 | VINTAJC4 138.00 | 510417 | VINTAJC2 69.000 | 510418 | VINJT1-1 13.800 | 510367 | 69
CSWS | TOPOLOGY%CSWS%CSWS%WALLACE3%874%138_69 | Wallace Lake 138/69 kV XFMR | Transformer | CSWS.WALLACE3.138_69.CSWS.WALLACE3.138.69 | 1 | WALLAKE4 138.00 | 507765 | WALLAKE2 69.000 | 507764 | WALAC1-1 13.200 | 507779 | 69
CSWS | TOPOLOGY%CSWS%CSWS%WTH_SE4%TR1%XFMR1 | Weatherford Southeast 138/69 kV XFMR | Transformer | CSWS.WTH_SE4.XFMR1.CSWS.WTH_SE4.138.69 | 1 | WTH_SE 4 138.00 | 511497 | WTH_SE 2 69.000 | 511496 | WTH_SE-1 13.800 | 511505 | 69
CSWS | TOPOLOGY%CSWS%CSWS%WEKIWA%1972%1 | Wekiwa 345/138 kV XFMR | Transformer | CSWS.WEKIWA.1.CSWS.WEKIWA.138.345 | 1 | WEKIWA-7 345.00 | 509755 | WEKIWA-4 138.00 | 509757 | WEKIW1-1 34.500 | 509879 | 138
CSWS | TOPOLOGY%CSWS%CSWS%WELEETKA%2156%1_138 | Weleetka Power Station 138/69 kV XFMR #1 | Transformer | CSWS.WELEETKA.1_138.CSWS.WELEETKA.69.138 | 1 | WELETK4 138.00 | 510902 | WELEETK2 69.000 | 510903 | WELEE1-1 13.800 | 510941 | 69
CSWS | TOPOLOGY%CSWS%CSWS%WELEETKA%2155%4_69 | Weleetka Power Station 138/69 kV XFMR #2 | Transformer | CSWS.WELEETKA.4_69.CSWS.WELEETKA.138.69 | 2 | WELETK4 138.00 | 510902 | WELEETK2 69.000 | 510903 | WELEE4-1 13.800 | 510856 | 69
CSWS | TOPOLOGY%CSWS%CSWS%W_ATLANT%972%138_69_1 | West Atlanta 138/69 kV XFMR #1 | Transformer | CSWS.W_ALTANT.138_69_1.CSWS.W_ALTANT.138.69 | 1 | WATLANT4 138.00 | 508090 | WATLANT2 69.000 | 508089 | WATL1-1 13.200 | 508045 | 69
CSWS | TOPOLOGY%CSWS%CSWS%W_ATLANT%972A%138_69_2 | West Atlanta 138/69 kV XFMR #2 | Transformer | CSWS.W_ALTANT.138_69_2.CSWS.W_ALTANT.138.69 | 2 | WATLANT4 138.00 | 508090 | WATLANT2 69.000 | 508089 | WATL2-1 13.200 | 508046 | 69
CSWS | TOPOLOGY%CSWS%CSWS%WBOONVIL%WBON%161_69 | West Boonville 161/69 kV XFMR | Transformer | CSWS.WBOONVIL.161_69.CSWS.WBOONVIL.161.69 | 1 | WBOONVL5 161.00 | 507192 | WBOONVL2 69.000 | 507198 | WBOONVL1 12.470 | 507181 | 69
CSWS | TOPOLOGY%CSWS%CSWS%WHITNEY%977%SOUTH_138_69 | Whitney 138/69 kV XFMR #1 | Transformer | CSWS.WHITNEY.SOUTH_138_69.CSWS.WHITNEY.138.69 | 1 | WHITNEY4 138.00 | 508575 | WHITNEY2 69.000 | 508574 | WHIT1-1 12.470 | 508589 | 69
CSWS | TOPOLOGY%CSWS%CSWS%WHITNEY%976%NORTH_138_69 | Whitney 138/69 kV XFMR #2 | Transformer | CSWS.WHITNEY.SOUTH_138_69.CSWS.WHITNEY.138.69 | 2 | WHITNEY4 138.00 | 508575 | WHITNEY2 69.000 | 508574 | WHIT2-1 12.470 | 508590 | 69
CSWS | TOPOLOGY%CSWS%CSWS%WILKES%978%345_138 | Wilkes 345/138 kV XFMR | Transformer | CSWS.WILKES.345_138.CSWS.WILKES.138.345 | 1 | WILKES 7 345.00 | 508841 | WILKES 4 138.00 | 508840 | WILKES-1 13.200 | 508826 | 138
CSWS | TOPOLOGY%CSWS%CSWS%WINNSBO%TR1%XFMR_138_69 | Winnsboro 138/69 kV XFMR | Transformer | CSWS.WINNSBO.XFMR_138_69.CSWS.WINNSBO.138.69 | 1 | WINNSBO4 138.00 | 508317 | WINNSBO2 69.000 | 508316 | WINNS3-1 14.500 | 508329 | 69
DERS |  | City of Ruston 1 115/69 kV XFMR | Transformer | City.of.Ruston.1.115/69.kV.XFMR | 1 | 3RUSTON 115.00 | 337372 | 2RUSTON 69.000 | 338470 |  |  | 69
EDE | TOPOLOGY%AECI%AECI%REEDS_SP%T1%T1 | AEC Reeds Spring - Sub 424 161/69 kV XFMR | Transformer | AECI.REEDS_SP.T1.AECI.REEDS_SP.161.69 | 1 | RDS424 5 161.00 | 547492 | 2REEDSP 69.000 | 300725 |  |  | 69
EDE | TOPOLOGY%EDE%EDE%ATL1091%1132%A | Atlas Jct. Sub 109 161/69 kV XFMR | Transformer | EDE.ATL1091.A.EDE.ATL1091.69.161 | 1 | ATL109 5 161.00 | 547466 | ATL109 2 69.000 | 547533 | ATL109 1 12.500 | 547702 | 69
EDE | TOPOLOGY%EDE%EDE%AUR1241%1134%C | Aurora H.T. - Sub 124 161/69 kV XFMR | Transformer | EDE.AUR1241.C.EDE.AUR1241.69.161 | 1 | AUR124 5 161.00 | 547468 | AUR124 2 69.000 | 547537 | AUR1241 12.500 | 547704 | 69
EDE | TOPOLOGY%EDE%EDE%BOL731%1132%A | Bolivar Burns - Sub 73 161/69 kV XFMR | Transformer | Bolivar.Burns.-.Sub.73.161/69.kV.XFMR | 1 | BOL 73 5 161.00 | 547464 | BOL 73 2 69.000 | 547528 | BOL 73 1 12.500 | 547701 | 69
EDE | TOPOLOGY%EDE%EDE%CPK446%TR1%1P | Chesapeake Sub 446 161/69 kV XFMR | Transformer | EDE.CPK446.1P.EDE.CPK446.161.69 | 1 | CPK446 5 161.00 | 547499 | CPK446 2 69.000 | 547618 | CPK446 1 12.500 | 547721 | 161
EDE | TOPOLOGY%EDE%EDE%DADVL_ED%1135%A | Dadeville East - Sub 368 161/69 kV XFMR | Transformer | EDE.DADVL_ED.A.EDE.DADVL_ED.69.161 | 1 | DAD368 5 161.00 | 547478 | DAD368 2 69.000 | 547585 | DAD368 1 12.500 | 547711 | 69
EDE | TOPOLOGY%EDE%EDE%DECAS5%1137%A | Decatur South - Sub 392 161/69 kV XFMR | Transformer | EDE.DECAS5.A.EDE.DECAS5.69.161 | 1 | DEC392 5 161.00 | 547484 | DEC392 2 69.000 | 547594 | DEC392 1 12.500 | 547714 | 69
EDE | TOPOLOGY%EDE%EDE%FRP2171%1144%A | Fairplay East A 69/34.5 kV | Transformer | EDE.FRP2171.A.EDE.FRP2171.69.35 |  | FRP217 2 69.000 | 547545 | FRP217 1 34.500 | 547635 | FRP217A1 12.500 | 547717 | 69
EDE | TOPOLOGY%EDE%EDE%FRP2171%1145%B | Fairplay East B 69/34.5 kV | Transformer | EDE.FRP2171.B.EDE.FRP2171.69.35 |  | FRP217 2 69.000 | 547545 | FRP217 1 34.500 | 547635 | FRP217B1 12.500 | 547724 | 69
EDE | TOPOLOGY%EDE%EDE%HOCKERVL%1139%AA | Hockerville - Sub 404 161/138 kV XFMR | Transformer | Hockerville.-.Sub.404.161/138.kV.XFMR.(DUPLICATE) | 1 | HOC404 5 161.00 | 547487 | HOC404 4 138.00 | 547486 | HOC404A1 12.500 | 547715 | 138
EDE | TOPOLOGY%EDE%EDE%HOCKERVL%1138%A | Hockerville - Sub 404 161/69 kV XFMR | Transformer | EDE.HOCKERVL.A.EDE.HOCKERVL.161.69 | 1 | HOC404 5 161.00 | 547487 | HOC404 2 69.000 | 547601 | HOC404B1 12.500 | 547716 | 69
EDE | TOPOLOGY%EDE%EDE%JOP3891%670%670_H | Joplin 32nd & Oliver 161/69 kV | Transformer | EDE.JOP3891.670_H.EDE.JOP3891.161.69 |  | JOP389 5 161.00 | 547483 | JOP389 2 69.000 | 547592 | JOP389 1 12.500 | 547713 | 69
EDE | TOPOLOGY%EDE%EDE%JOP3891%670%670_T | Joplin Southwest - Sub 389 161/69 kV XFMR | Transformer | EDE.JOP3891.670.EDE.JOP3891.161.69 | 1 | JOP389 5 161.00 | 547483 | JOP389 2 69.000 | 547592 | JOP389 1 12.500 | 547713 | 69
EDE | TOPOLOGY%EDE%EDE%JOP1451%T1%T1_H | Joplin West 7Th - Sub 1451 161/69 kV XFMR | Transformer | EDE.JOP1451.T1_H.EDE.JOP1451.161.69 |  | JOP145 5 161.00 | 547470 | JOP145 2 69.000 | 547539 | JOP145 1 12.500 | 547707 | 161
EDE | TOPOLOGY%EDE%EDE%MONETT%1137%A | Monett - Sub 383 161/69 kV XFMR | Transformer | EDE.MONETT.A.EDE.MONETT.69.161 | 1 | MON383 5 161.00 | 547480 | MON383 2 69.000 | 547591 | MON383 1 12.500 | 547712 | 69
EDE | TOPOLOGY%EDE%EDE%NEO_EDE%1135%C | Neosho South Jct. - Sub 184 161/69 kV XFMR | Transformer | EDE.NEO_EDE.C.EDE.NEO_EDE.69.161 | 1 | NEO184 5 161.00 | 547471 | 2NEOSAC 69.000 | 300748 |  |  | 69
EDE | TOPOLOGY%EDE%EDE%NEO_EDE%1134%A | Neosho South Jct. - Sub 184 161/69 kV XFMR #1 | Transformer | EDE.NEO_EDE.A.EDE.NEO_EDE.69.161 | 1 | NEO184 5 161.00 | 547471 | NEO184 2 69.000 | 547543 | NEO184A1 12.500 | 547708 | 69
EDE | TOPOLOGY%EDE%EDE%NEO_EDE%1133%B | Neosho South Jct. - Sub 184 161/69 kV XFMR #2 | Transformer | EDE.NEO_EDE.B.EDE.NEO_EDE.161.69 | 2 | NEO184 5 161.00 | 547471 | NEO184 2 69.000 | 547543 | NEO184B1 12.500 | 547709 | 69
EDE | TOPOLOGY%EDE%EDE%NOELSW5%TR1%XFMR1 | Noel Southwest - Sub 435 161/69 kV XFMR | Transformer | EDE.NOELSW5.XFMR1.EDE.NOELSW5.161.69 | 1 | NOL435 5 161.00 | 547496 | NOL435 2 69.000 | 547610 | NOL435 1 12.500 | 547720 | 69
EDE | TOPOLOGY%EDE%EDE%ORO1101%9534%A | Oronogo Jct. - Sub 110 161/69 kV XFMR | Transformer | EDE.ORO1101.A.EDE.ORO1101.161.69 | 1 | ORO110 5 161.00 | 547467 | ORO110 2 69.000 | 547534 | ORO110 1 12.500 | 547703 | 69
EDE | TOPOLOGY%EDE%EDE%OZARK457%XFR1%1P | Ozark South Sub 457 161/69 kV XFMR | Transformer | EDE.OZARK457.XFR1.EDE.OZARK457.69.161 | 1 | OZK457 5 161.00 | 547621 | OZK457 2 69.000 | 547442 | OZK457T1 12.500 | 547705 | 161
EDE | TOPOLOGY%EDE%EDE%OZRK_B%1136%AA | Powersite - Sub 312 161/69 kV XFMR | Transformer | EDE.OZRK_B.AA.EDE.OZRK_B.161.69 | 1 | OZD312 5 161.00 | 547474 | OZD312 2 69.000 | 547562 | OZD312T1 12.500 | 547710 | 69
EDE | TOPOLOGY%EDE%EDE%RNM393%TR1%1P | Reinmiller Sub 393 161/69 kV XFMR | Transformer | EDE.RNM393.1P.EDE.RNM393.161.69 | 1 | RNM393 5 161.00 | 547500 | RNM393 2 69.000 | 547595 | RNM393 1 12.500 | 547722 | 161
EDE | TOPOLOGY%EDE%EDE%RAM452%XF1%AUTO_161/69KV | Riverton Ram Sub 452 161/69 kV XFMR #1 | Transformer | EDE.RAM452.AUTO_161/69KV.EDE.RAM452.161.69 | 1 | RIV4525 161.00 | 547469 | RIV167 2 69.000 | 547541 | R7G167 1 13.200 | 547644 | 69
EDE | TOPOLOGY%EDE%EDE%STOCKTO3%1150%A | Stockton AECI 161/69 kV XFMR | Transformer | EDE.STOCKTO3.A.EDE.STOCKTO3.69.161 | 1 | 5STKAEC 161.00 | 300118 | STK418 2 69.000 | 547605 | STK418 1 12.500 | 547719 | 69
EDE | TOPOLOGY%EDE%EDE%STK3241%1147%A | Stockton Northwest 69/34.5 kV | Transformer | EDE.STK3241.A.EDE.STK3241.69.35 |  | STK324 2 69.000 | 547568 | STK324 1 34.500 | 547638 | STK324T1 12.500 | 547718 | 69
ESS | TOPOLOGY%EES%EES%MXB%T3%T3 | MXB 230/138 kV XFMR | Transformer | EES.MXB.T3.EES.MXB.230.138 | 1 | 4MEAUX 138.00 | 335381 | 6MEAUX 230.00 | 335380 |  |  | 138
GRDA | TOPOLOGY%GRDA%GRDA%AFTON1%8521%A | Afton 161/69 kV XFMR | Transformer | GRDA.AFTON1.A.GRDA.AFTON1.69.161 | 1 | AFTON 5 161.00 | 512632 | AFTON 2 69.000 | 512633 | AFTON 13.800 | 512845 | 69
GRDA | TOPOLOGY%GRDA%GRDA%CATSAGR5%1293%1 | Catoosa GRDA 161/138 kV XFMR #1 | Transformer | GRDA.CATSAGR5.1.GRDA.CATSAGR5.138.161 | 1 | CATSAGR5 161.00 | 512638 | CATOOSA4 138.00 | 512624 | CATTER1 13.800 | 512833 | 138
GRDA | TOPOLOGY%GRDA%GRDA%CATSAGR5%1292%2 | Catoosa GRDA 161/138 kV XFMR #2 | Transformer | GRDA.CATSAGR5.2.GRDA.CATSAGR5.161.138 | 2 | CATSAGR5 161.00 | 512638 | CATOOSGR2 138.00 | 512623 | CATTER2 13.800 | 512834 | 138
GRDA | TOPOLOGY%GRDA%GRDA%CATSAGR5%1393%3 | Catoosa GRDA 161/138 kV XFMR #3 | Transformer | GRDA.CATSAGR5.3.GRDA.CATSAGR5.161.138 | 3 | CATSAGR5 161.00 | 512638 | CATOOSA4 138.00 | 509790 | CATTER2 13.800 | 512834 | 138
GRDA | TOPOLOGY%GRDA%GRDA%CEDARCRS%XF1%XF1 | Cedar Crest Transformer 161/69 kV | Transformer | GRDA.CEDARCRS.XF1.GRDA.CEDARCRS.161.69 |  | 5CDRCRST 161.00 | 301344 | 2CDRCRST 69.000 | 301345 |  |  | 69
GRDA | TOPOLOGY%GRDA%GRDA%CLARMR4%TR1%TR161_138 | Claremore GRDA 161/138 kV XFMR | Transformer | GRDA.CLARMR4.TR161_138.GRDA.CLARMR4.138.161 | 1 | CLARMR 5 161.00 | 512651 | CLARMR 4 138.00 | 512707 | CLARMR4 13.800 | 512813 | 138
GRDA | TOPOLOGY%GRDA%GRDA%CLARMR4%8551%A | Claremore GRDA 161/69 kV XFMR #1 | Transformer | GRDA.CLARMR4.A.GRDA.CLARMR4.69.161 | 1 | CLARMR 5 161.00 | 512651 | CLARMR 2 69.000 | 512679 | CLARMR1 13.800 | 512814 | 69
GRDA | TOPOLOGY%GRDA%GRDA%CLARMR4%8552%B | Claremore GRDA 161/69 kV XFMR #2 | Transformer | GRDA.CLARMR4.B.GRDA.CLARMR4.161.69 | 2 | CLARMR 5 161.00 | 512651 | CLARMR 2 69.000 | 512679 | CLARMR2 13.800 | 512815 | 69
GRDA | TOPOLOGY%GRDA%GRDA%CLEVLND7%8373%A | Cleveland 345/138 kV XFMR | Transformer | GRDA.CLEVLND7.A.GRDA.CLEVLND7.345.138 | 1 | CLEVLND7 345.00 | 512694 | CLEVLND 4 138.00 | 512729 | CLEVLND1 13.800 | 512817 | 138
GRDA |  | Coffeyville Farmland 138/69 kV XFMR #1 | Transformer | Coffeyville.Farmland.138/69.kV.XFMR.#1 | 1 | FARML 4 138.00 | 512734 | COFCTY2 69.000 | 512735 | COFFEY1 13.800 | 512740 | 69
GRDA |  | Coffeyville Farmland 138/69 kV XFMR #2 | Transformer | Coffeyville.Farmland.138/69.kV.XFMR.#2 | 2 | FARML 4 138.00 | 512734 | COFCTY2 69.000 | 512735 | COFFEY2 13.800 | 512741 | 69
GRDA | TOPOLOGY%GRDA%GRDA%COLINS3%8507%A | Collinsville 161/138 kV XFMR | Transformer | GRDA.COLINS3.A.GRDA.COLINS3.138.161 | 1 | COLINS 5 161.00 | 512627 | COLLINS4 138.00 | 512705 | COLLIN1 13.800 | 512838 | 138
GRDA | TOPOLOGY%GRDA%GRDA%COLINS3%8505%AA | Collinsville 161/69 kV XFMR #1 | Transformer | GRDA.COLINS3.AA.GRDA.COLINS3.161.69 | 1 | COLINS 5 161.00 | 512627 | COLNSGR2 69.000 | 512676 | COLLIN2 13.800 | 512839 | 69
GRDA | TOPOLOGY%GRDA%GRDA%COLINS3%8506%B | Collinsville 161/69 kV XFMR #2 | Transformer | GRDA.COLINS3.B.GRDA.COLINS3.161.69 | 2 | COLINS 5 161.00 | 512627 | COLNSGR2 69.000 | 512676 | COLLIN3 13.800 | 512840 | 69
GRDA | TOPOLOGY%GRDA%GRDA%COWSKIN%TR1%TR_138/69 | Cowskin GRDA 138/69 kV XFMR | Transformer | GRDA.COWSKIN.TR_138/69.GRDA.COWSKIN.138.69 | 1 | COWSKIN 138.00 | 512719 | COWSKIN 69.000 | 512717 | COWSKIN 13.800 | 512738 | 69
GRDA | TOPOLOGY%GRDA%GRDA%GORE2%7412%A | Gore 161/69kV XFMR | Transformer | GRDA.GORE2.A.GRDA.GORE2.161.69 | 1 | GORE 5 161.00 | 505552 | GORE GR2 69.000 | 512644 | GORTER1 13.800 | 512832 | 69
GRDA | TOPOLOGY%GRDA%GRDA%GRDA17%8560%A | GREC 161/69 kV XFMR | Transformer | GRDA.GRDA17.A.GRDA.GRDA17.161.69 | 1 | GRDA1 5 161.00 | 512656 | GRDA1 2 69.000 | 512727 | GRDA 13.800 | 512816 | 69
GRDA | TOPOLOGY%GRDA%GRDA%GRDA17%NRTH%NORTH_H | GREC 2 345/161 kV XFMR #1 | Transformer | GRDA.GRDA17.AA.GRDA.GRDA17.345.161 | 1 | GRDA1 7 345.00 | 512650 | GRDA1 5 161.00 | 512656 | GRDA1 13.800 | 512821 | 161
GRDA | TOPOLOGY%GRDA%GRDA%GRDA17%SOTH%SOUTH_H | GREC 2 345/161 kV XFMR #2 | Transformer | GRDA.GRDA17.B.GRDA.GRDA17.345.161 | 2 | GRDA1 7 345.00 | 512650 | GRDA1 5 161.00 | 512656 | GRDA2 13.800 | 512826 | 161
GRDA | TOPOLOGY%GRDA%GRDA%KANSAS2%8592%A | Kansas 161/69 kV XFMR | Transformer | GRDA.KANSAS2.A.GRDA.KANSAS2.69.161 | 1 | KANSAS 5 161.00 | 512716 | KANSAS 2 69.000 | 512715 | KANSAS1 13.800 | 512736 | 69
GRDA | TOPOLOGY%GRDA%GRDA%KERR_HYD%8527%A | Kerr 161/115 kV XFMR #1 | Transformer | GRDA.KERR_HYD.A.GRDA.KERR_HYD.115.161 | 1 | KERR GR5 161.00 | 512635 | KERR GR3 115.00 | 512634 | KERR1 13.800 | 512846 | 115
GRDA | TOPOLOGY%GRDA%GRDA%KERR_HYD%8528%B | Kerr 161/115 kV XFMR #2 | Transformer | GRDA.KERR_HYD.B.GRDA.KERR_HYD.115.161 | 2 | KERR GR5 161.00 | 512635 | KERR GR3 115.00 | 512634 | KERR2 13.800 | 512847 | 115
GRDA | TOPOLOGY%GRDA%GRDA%MAID1%8500%A | Maid GRDA 161/69 kV XFMR #1 | Transformer | GRDA.MAID1.A.GRDA.MAID1.69.161 | 1 | MAID 5 161.00 | 512648 | MAID 2 69.000 | 512626 | MAITER1 13.800 | 512836 | 69
GRDA | TOPOLOGY%GRDA%GRDA%MAID1%8501%B | Maid GRDA 161/69 kV XFMR #2 | Transformer | GRDA.MAID1.B.GRDA.MAID1.161.69 | 2 | MAID 5 161.00 | 512648 | MAID 2 69.000 | 512626 | MAITER2 13.800 | 512837 | 69
GRDA | TOPOLOGY%GRDA%GRDA%MIAMI_1%8515%NORTH | Miami GRDA 161/69 kV XFMR #1 | Transformer | GRDA.MIAMI_1.NORTH.GRDA.MIAMI_1.69.161 | 1 | MIAMI 5 161.00 | 512631 | MIAMI 2 69.000 | 512630 | MIAMI1 13.800 | 512843 | 69
GRDA | TOPOLOGY%GRDA%GRDA%MIAMI_1%8516%SOUTH | Miami GRDA 161/69 kV XFMR #2 | Transformer | GRDA.MIAMI_1.SOUTH.GRDA.MIAMI_1.69.161 | 2 | MIAMI 5 161.00 | 512631 | MIAMI 2 69.000 | 512630 | MIAMI2 13.800 | 512844 | 69
GRDA | TOPOLOGY%AECI%AECI%OKAY2%8537%A | Okay GRDA 161/69 kV XFMR | Transformer | GRDA.OKAY2.A.GRDA.OKAY2.69.161 | 1 | OKAYGR 5 161.00 | 512640 | OKAYGR 2 69.000 | 512646 | OKAY1 13.800 | 512848 | 69
GRDA | TOPOLOGY%GRDA%GRDA%PENSA1%XF1%AA | Pensacola 161/69 kV XFMR | Transformer | GRDA.PENSA1.AA.GRDA.PENSA1.69.161 | 1 | PENSA 5 161.00 | 512654 | PENSA 2 69.000 | 512628 | PENSA 13.800 | 512841 | 69
GRDA | TOPOLOGY%GRDA%GRDA%SALISA3%11%1 | Salisaw 161/69kV #1 | Transformer | GRDA.SALISA3.1.GRDA.SALISA3.69.161 | 1 | SALISAW5 161.00 | 505550 | SALSWGR2 69.000 | 512652 | SALTER1 13.800 | 512831 | 69
GRDA | TOPOLOGY%GRDA%GRDA%SALISA3%22%2 | Salisaw 161/69kV #2 | Transformer | GRDA.SALISA3.2.GRDA.SALISA3.69.161 | 2 | SALISAW5 161.00 | 505550 | SALSWGR2 69.000 | 512652 | SALTER1 13.800 | 512831 | 69
GRDA | TOPOLOGY%GRDA%GRDA%SILOAM%TR1%TR1 | Siloam City 161/69 kV XFMR #1 | Transformer | GRDA.SILOAM.TR1.GRDA.SILOAM.161.69 | 1 | SILMCTY5 161.00 | 512643 | SILMCTY2 69.000 | 512820 | SLMCTY1 13.800 | 512849 | 69
GRDA | TOPOLOGY%GRDA%GRDA%SILOAM%TR2%TR2 | Siloam City 161/69 kV XFMR #2 | Transformer | GRDA.SILOAM.TR2.GRDA.SILOAM.161.69 | 2 | SILMCTY5 161.00 | 512643 | SILMCTY2 69.000 | 512820 | SLMCTY2 13.800 | 512850 | 69
GRDA | TOPOLOGY%AECI%AECI%KINZEG1%8590%A | Stillwater Kinzie 138/69 kV XFMR | Transformer | Stillwater.Kinzie.138/69.kV.XFMR | 1 | KINZEGR4 138.00 | 512710 | KINZEGR2 69.000 | 512713 |  |  | 69
GRDA | TOPOLOGY%AECI%AECI%NORTHTAP%TR1%TR#1_161_69 | Stillwater Northtap 138/69 kV XFMR | Transformer | AECI.NORTHTAP.TR#1_161_69.AECI.NORTHTAP.138.69 | 1 | NORTHTP4 138.00 | 512731 | NORTHTP2 69.000 | 512732 | NORTAP 13.800 | 512739 | 69
GRDA | TOPOLOGY%GRDA%GRDA%STILW161%8544%T161 | Stillwell 161/69 kV XFMR | Transformer | GRDA.STILW161.T161.GRDA.STILW161.161.69 | 1 | STIWEL5 161.00 | 512704 | STLWLGR2 69.000 | 512721 | STLWELL 13.800 | 512819 | 69
GRDA | TOPOLOGY%GRDA%GRDA%TAHLQH5%8541%A | Tahlequah 161/69 kV XFMR #1 | Transformer | GRDA.TAHLQH5.A.GRDA.TAHLQH5.69.161 | 1 | TAHLQH 5 161.00 | 512655 | TAHLQH 2 69.000 | 512647 | TAHLQH1 13.800 | 512851 | 69
GRDA | TOPOLOGY%GRDA%GRDA%TAHLQH5%8542%B | Tahlequah 161/69 kV XFMR #2 | Transformer | GRDA.TAHLQH5.B.GRDA.TAHLQH5.161.69 | 2 | TAHLQH 5 161.00 | 512655 | TAHLQH 2 69.000 | 512647 | TAHLQH 2 69.000 | 512825 | 69
GRDA | TOPOLOGY%GRDA%GRDA%TONNECE%XF2%XF2_H | Tonnece 161/69 kV XFMR | Transformer | GRDA.TONNECE.XF2_H.GRDA.TONNECE.161.69 | 1 | TONECE5 161.00 | 512751 | TONNEC2 69.000 | 512753 | TONNEC1 13.800 | 512754 | 69
GRDA | TOPOLOGY%GRDA%GRDA%TONNECE%XF1%XF1_H | Tonnece 345/161 kV XFMR | Transformer | GRDA.TONNECE.XF1HL.GRDA.TONNECE.345.161 | 1 | TONECE7 345.00 | 512750 | TONECE5 161.00 | 512751 | TONECE1 13.800 | 512752 | 161
GRDA | TOPOLOGY%GRDA%GRDA%WAGNOR1%8587%A | Wagoner GRDA 161/69 kV XFMR | Transformer | GRDA.WAGNOR1.A.GRDA.WAGNOR1.69.161 | 1 | WAGNOR 5 161.00 | 512700 | WAGNOR 2 69.000 | 512697 | WAGNOR 13.800 | 512818 | 69
INDN |  | Missouri City 161/69 kV XFMR #1 | Transformer | Missouri.City.161/69.kV.XFMR.#1 | 1 | 5MOCITY 161.00 | 300098 | 2MOCITY 69.000 | 300304 | MOCTYG1-13 13.800 | 548823 | 69
INDN |  | Missouri City 161/69 kV XFMR #2 | Transformer | Missouri.City.161/69.kV.XFMR.#2 | 2 | 5MOCITY 161.00 | 300098 | 2MOCITY 69.000 | 300304 | MOCTYG2-13 13.800 | 548824 | 69
INDN | TOPOLOGY%INDN%INDN%SUB_A%X1%X1 | Sub A 161/69 kV XFMR T6 | Transformer | INDN.SUB_A.X1.INDN.SUB_A.69.161 | 1 | BLUVLY-161 161.00 | 548807 | BLUVLY 69.000 | 548806 |  |  | 69
INDN | TOPOLOGY%INDN%INDN%SUB_A%X2%X2 | Sub A 161/69 kV XFMR T9 | Transformer | INDN.SUB_A.X2.INDN.SUB_A.161.69 | 2 | BLUVLY-161 161.00 | 548807 | BLUVLY 69.000 | 548806 |  |  | 69
INDN | TOPOLOGY%INDN%INDN%SUB_M%X1%X1 | Sub M 161/69 kV XFMR | Transformer | INDN.SUB_M.X1.INDN.SUB_M.69.161 | 1 | SUB M-161 161.00 | 548814 | SUB M 69.000 | 548815 |  |  | 69
INDN | TOPOLOGY%INDN%INDN%SUB_N%X1%X1 | Sub N 161/69 kV XFMR | Transformer | INDN.SUB_N.X1.INDN.SUB_N.69.161 | 1 | SUB N-161 161.00 | 548820 | SUB N 69.000 | 548821 |  |  | 69
KACY | TOPOLOGY%KACY%KACY%BARBER%1126%A | Barber 161/69 kV XFMR | Transformer | KACY.BARBER.A.KACY.BARBER.161.69 | 1 | BARBER 5 161.00 | 546651 | BARBER 2 69.000 | 546691 |  |  | 69
KACY | TOPOLOGY%KACY%KACY%KAWW1%1127%A | Kaw West 161/69 kV XFMR | Transformer | KACY.KAWW1.A.KACY.KAWW1.161.69 | 1 | KAW W 5 161.00 | 546655 | KAW WST2 69.000 | 546690 |  |  | 69
KACY | TOPOLOGY%KACY%KACY%MAYWOOD%1127%A | Maywood 161/69 kV XFMR | Transformer | KACY.MAYWOOD.A.KACY.MAYWOOD.161.69 | 1 | MAYWOOD5 161.00 | 546656 | MAYWOOD2 69.000 | 546677 |  |  | 69
KACY | TOPOLOGY%KACY%KACY%QUIND1%1127%A | Quindaro 161/69 kV XFMR | Transformer | KACY.QUIND1.A.KACY.QUIND1.161.69 | 1 | QUIND 5 161.00 | 546652 | QUINDB 2 69.000 | 546694 |  |  | 69
KCPL | TOPOLOGY%KCPL%KCPL%CRAIG%XF11%XF11 | Craig KCPL 345/161 kV XFMR #11 | Transformer | KCPL.CRAIG.XF11.KCPL.CRAIG.345.161 | 11 | CRAIG 7 345.00 | 542977 | CRAIG 5 161.00 | 542978 | CRAI T11 13.800 | 543641 | 161
KCPL | TOPOLOGY%KCPL%KCPL%CRAIG%XF22%XF22 | Craig KCPL 345/161 kV XFMR #22 | Transformer | KCPL.CRAIG.XF22.KCPL.CRAIG.345.161 | 22 | CRAIG 7 345.00 | 542977 | CRAIG 5 161.00 | 542978 | CRAI T22 13.800 | 543642 | 161
KCPL | TOPOLOGY%KCPL%KCPL%CRAIG%XF33%XF33_H | Craig KCPL 345/161 kV XFMR #33 | Transformer | KCPL.CRAIG.XF33.KCPL.CRAIG.345.161 | 33 | CRAIG 7 345.00 | 542977 | CRAIG 5 161.00 | 542978 | CRAI T33 13.800 | 543643 | 161
KCPL | TOPOLOGY%KCPL%KCPL%DUNCANKC%XF1%XF1 | Duncan Road 161/69 kV | Transformer | KCPL.DUNCANKC.XF1.KCPL.DUNCANKC.161.69 |  | DUNCAN 5 161.00 | 541235 | DUNCNRD2 69.000 | 543091 |  |  | 69
KCPL | TOPOLOGY%KCPL%KCPL%HAWTHORN%XF11%XF11 | Hawthorn 161/69 kV XFMR #11 | Transformer | KCPL.HAWTHORN.XF11.KCPL.HAWTHORN.69.161 | 11 | HAWTHRN_5 161.00 | 542973 | HAWTH 2 69.000 | 543080 |  |  | 69
KCPL | TOPOLOGY%KCPL%KCPL%HAWTHORN%XF12%XF12 | Hawthorn 161/69 kV XFMR #12 | Transformer | KCPL.HAWTHORN.XF12.KCPL.HAWTHORN.69.161 | 12 | HAWTHRN_5 161.00 | 542973 | HAWTH 2 69.000 | 543080 |  |  | 69
KCPL | TOPOLOGY%KCPL%KCPL%HAWTHORN%XF20%XF20 | Hawthorn 345/161 kV XFMR #20 | Transformer | KCPL.HAWTHORN.XF20.KCPL.HAWTHORN.345.161 | 20 | HAWTH 7 345.00 | 542972 | HAWTHRN_5 161.00 | 542973 | HAWT T20 13.800 | 543644 | 161
KCPL | TOPOLOGY%KCPL%KCPL%HAWTHORN%XF22%XF22 | Hawthorn 345/161 kV XFMR #22 | Transformer | KCPL.HAWTHORN.XF22.KCPL.HAWTHORN.345.161 | 22 | HAWTH 7 345.00 | 542972 | HAWTHRN5 161.00 | 542973 | HAWT T22 13.800 | 543645 | 161
KCPL | TOPOLOGY%KCPL%KCPL%IATAN%XF1%XF1 | Iatan KCPL 345/161 kV XFMR | Transformer | KCPL.IATAN.XF1.KCPL.IATAN.161.345 | 11 | IATAN 7 345.00 | 542982 | IATAN5 161.00 | 541350 | IATAN 11 13.800 | 541150 | 161
KCPL | TOPOLOGY%KCPL%KCPL%NASHUA%T1%T1_H | Nashua 345/161 kV Transformer | Transformer | KCPL.NASHUA.T1_H.KCPL.NASHUA.345.1 | 11 | NASHUA 7 345.00 | 542980 | NASHUA-5 161.00 | 543028 | NASH T11 13.800 | 543640 | 161
KCPL | TOPOLOGY%KCPL%KCPL%S_WAVRLY%XF1%XF1 | South Waverly 161/69 kV XFMR | Transformer | KCPL.S_WAVRLY.XF1.KCPL.S_WAVRLY.161.69 | 1 | SWAVRLY5 161.00 | 543063 | SWAVRLY2 69.000 | 543094 |  |  | 69
KCPL | TOPOLOGY%KCPL%KCPL%STILWELL%XF11%XF11H | Stilwell KCPL 345/161 kV XFMR #11 | Transformer | KCPL.STILWELL.XF11H.KCPL.STILWELL.345.1 | 11 | STILWEL7 345.00 | 542968 | STILWEL5 161.00 | 542969 | STIL T11 13.800 | 543647 | 161
KCPL | TOPOLOGY%KCPL%KCPL%STILWELL%XF22%XF22H | Stilwell KCPL 345/161 kV XFMR #22 | Transformer | KCPL.STILWELL.XF22H.KCPL.STILWELL.345.1 | 22 | STILWEL7 345.00 | 542968 | STILWEL5 161.00 | 542969 | STIL T22 13.800 | 543648 | 161
KCPL | TOPOLOGY%KCPL%KCPL%W_GARDNR%XF11%XF11_P | West Gardner 345/161 kV XFMR | Transformer | KCPL.W_GARDNR.XF11_P.KCPL.W_GARDNR.345.161 | 11 | W.GRDNR7 345.00 | 542965 | WGARDNR5 161.00 | 542966 | WGAR T11 13.800 | 543649 | 161
LES | TOPOLOGY%LES%LES%2_N%TR1%TR1 | 2nd & N 115/34.5 kV | Transformer | LES.2_N.TR1.LES.2_N.115.35 |  | 2&N 7 115.00 | 650230 | 2&N A9 34.500 | 650330 |  |  | 115
LES | TOPOLOGY%LES%LES%70_BLUF%TR1%TR1 | 70th & Bluff 161/115 kV XFMR | Transformer | LES.70_BLUF.TR1.LES.70_BLUF.115.161 | 1 | 70&BLUFF 5 161.00 | 650169 | 70&BLUFF 7 115.00 | 650269 | 70&BLUFF 9 13.800 | 650369 | 115
LES | TOPOLOGY%LES%LES%8_N%TR1%TR1 | 8 and North 115/34.5 kV XFMR | Transformer | LES.8_N.TR1.LES.8_N.115.34.5 | [7 empty] | 0
LES | TOPOLOGY%LES%LES%NW68HOL%T1%T1_H | Northwest 68th & West Holdrege 345/115 kV XFMR | Transformer | LES.NW68HOL.T1_L.LES.NW68HOL.345.115 | 1 | NW68HOLDRG3 345.00 | 650114 | NW68HOLDRG7 115.00 | 650214 | NW68HOL1 9 13.800 | 650314 | 115
LES | TOPOLOGY%LES%LES%WAGENER%T1%T1_H | Wagener LES 345/115 kV XFMR #1 | Transformer | LES.WAGENER.T1_H.LES.WAGENER.345.115 | 1 | WAGENER 3 345.00 | 650185 | WAGENER 7 115.00 | 650285 | WAGENER1 9 13.800 | 650385 | 115
LES | TOPOLOGY%LES%LES%WAGENER%TR2%TR2_P | Wagener LES 345/115 kV XFMR #2 | Transformer | LES.WAGENER.TR2_P.LES.WAGENER.345.115 | 2 | WAGENER 3 345.00 | 650185 | WAGENER 7 115.00 | 650285 | WAGENER2 9 13.800 | 650485 | 115
MEC | TOPOLOGY%WAUE%WAUE%SALIX_J%TR1%TR1 | Salix 161/69 kV Transformer | Transformer | WAUE.SALIX_J.TR1.WAUE.SALIX_J.161.69 | 1 | SALIX 5 161.00 | 635235 | SALIX 8 69.000 | 635236 |  |  | 161
MPS | TOPOLOGY%MPS%MPS%BELTON1%TR1%TR1_161/69 | Belton South 161/69 kV XFMR | Transformer | MPS.BELTON1.TR1_161/69.MPS.BELTON1.161.69 | 1 | BELTONS5 161.00 | 541340 | BELTONS2 69.000 | 541290 |  |  | 69
MPS | TOPOLOGY%MPS%MPS%CLNT_MPS%NRTH%T1_161/69 | Clinton MPS 161/69 kV XFMR #1 | Transformer | MPS.CLNT_MPS.T1_161/69.MPS.CLNT_MPS.161.69 | 1 | CLINTON5 161.00 | 541242 | CLNTN N2 69.000 | 541303 |  |  | 69
MPS | TOPOLOGY%MPS%MPS%CLNT_MPS%STH%T2_161/69 | Clinton MPS 161/69 kV XFMR #2 | Transformer | MPS.CLNT_MPS.T2_161/69.MPS.CLNT_MPS.161.69 | 2 | CLINTON5 161.00 | 541242 | CLNTN S2 69.000 | 541320 |  |  | 69
MPS | TOPOLOGY%CSWS%CSWS%DUNCAN%2211%2 | Duncan Road MPS 161/69 kV XFMR | Transformer | CSWS.DUNCAN.2.CSWS.DUNCAN.69.138 | 1 | DUNCAN 5 161.00 | 541235 | DUNCNRD2 69.000 | 543091 |  |  | 69
MPS | TOPOLOGY%MPS%MPS%EASTTOWN%XF11%XF11 | Eastowne 345/161 kV Transformer | Transformer | MPS.EASTTOWN.XF11.MPS.EASTTOWN.345.161 | 1 | EASTOWN7 345.00 | 541400 | EASTOWN5 161.00 | 541401 | EASTOWN1 13.800 | 541402 | 161
MPS | TOPOLOGY%MPS%MPS%EDMONDST%T7%T7 | Edmond 161/69 kV XFMR | Transformer | MPS.EDMONDST.T7.MPS.EDMONDST.161.69 | 1 | EDMOND5 161.00 | 541355 | EDMOND2 69.000 | 541392 | EDMOND-T 13.100 | 542421 | 69
MPS | TOPOLOGY%MPS%MPS%HSNVL1%1104%A | Harrisonville 161/69 kV XFMR #1 | Transformer | MPS.HSNVL1.A.MPS.HSNVL1.161.69 | 1 | HSNVL 5 161.00 | 541239 | 2SHARSNV 69.000 | 300709 |  |  | 69
MPS | TOPOLOGY%MPS%MPS%HSNVL1%XF2%XF2 | Harrisonville 161/69 kV XFMR #2 | Transformer | MPS.HSNVL1.XF2.MPS.HSNVL1.161.69 | 1 | HSNVL 5 161.00 | 541239 | HSNVL 2 69.000 | 541295 |  |  | 69
MPS | TOPOLOGY%MPS%MPS%LEX1611%1104%T1_161/69 | Lexington MPS 161/69 kV XFMR | Transformer | MPS.LEX1611.T1_161/69.MPS.LEX1611.161.69 | 1 | LEX161 5 161.00 | 541232 | LEX69 2 69.000 | 541264 |  |  | 69
MPS | TOPOLOGY%MPS%MPS%LBRTYST5%TR1%TR_161/69 | Liberty South MPS 161/69 kV XFMR | Transformer | Liberty.South.MPS.161/69.kV.XFMR | 1 | LBRTYST5 161.00 | 541248 | LIBRTYS2 69.000 | 543095 |  |  | 69
MPS | TOPOLOGY%MPS%MPS%LNGVW1%1103%A | Longview MPS 161/69 kV XFMR | Transformer | MPS.LNGVW1.A.MPS.LNGVW1.161.69 | 1 | LNGVW 5 161.00 | 541224 | LNGVW 2 69.000 | 541282 |  |  | 69
MPS | TOPOLOGY%MPS%MPS%MCTY_MPS%1000%T1_161/69 | Martin City MPS 161/69 kV XFMR | Transformer | MPS.MCTY_MPS.T1_161/69.MPS.MCTY_MPS.161.69 | 1 | MARTCTY5 161.00 | 541210 | MARTCTY2 69.000 | 541287 |  |  | 69
MPS | TOPOLOGY%MPS%MPS%MRYVL_SJ%XF22%XF22_H | Maryville MPS 161/69 kV XFMR #1 | Transformer | MPS.MRYVL_SJ.XF22_H.MPS.MRYVL_SJ.161.69 | 22 | MARYVLE5 161.00 | 541251 | MRVL#1 69.000 | 541378 | MARYVIL11 13.200 | 542418 | 69
MPS | TOPOLOGY%MPS%MPS%MRYVL_SJ%XF33%XF33_H | Maryville MPS 161/69 kV XFMR #2 | Transformer | MPS.MRYVL_SJ.XF33_H.MPS.MRYVL_SJ.161.69 | 33 | MARYVLE5 161.00 | 541251 | MRVL#2 69.000 | 541359 | MARYVIL21 13.200 | 542419 | 69
MPS | TOPOLOGY%MPS%MPS%MIDWAY5%T11%T11 | Midway MPS 161/69 kV XFMR #11 | Transformer | MPS.MIDWAY5.T11.MPS.MIDWAY5.161.69 | 1 | MIDWAY_5 161.00 | 541369 | MIDWY1 2 69.000 | 541368 | MIDWY-T1 13.200 | 542420 | 69
MPS | DECK%CO%DV%ST%XFMR%XF | Midway MPS 161/69 kV XFMR #22 | Transformer | Midway MPS 161/69 kV XFMR #22 | [7 empty] | 69
MPS | TOPOLOGY%MPS%MPS%NEVADA%1101%T1_161/69 | Nevada 161/69 kV XFMR #1 | Transformer | MPS.NEVADA.T1_161/69.MPS.NEVADA.69.161 | 1 | NEVADA 5 161.00 | 541208 | NEVADA 2 69.000 | 541308 |  |  | 69
MPS | TOPOLOGY%MPS%MPS%NEVADA%1100%B | Nevada 161/69 kV XFMR #2 | Transformer | MPS.NEVADA.B.MPS.NEVADA.161.69 | 2 | NEVADA 5 161.00 | 541208 | NEVADA 2 69.000 | 541308 |  |  | 69
MPS |  | North Warsaw 161/69 kV XFMR | Transformer | North.Warsaw.161/69.kV.XFMR | 1 | NWARSAW5 161.00 | 541314 | NWARSAW2 69.000 | 541315 |  |  | 69
MPS | TOPOLOGY%MPS%MPS%ODESSA1%1103%T1_161/69 | Odessa 161/69 kV XFMR | Transformer | MPS.ODESSA1.T1_161/69.MPS.ODESSA1.69.161 | 1 | ODESSA 5 161.00 | 541229 | ODESSA 2 69.000 | 541267 |  |  | 69
MPS | TOPOLOGY%MPS%MPS%PECULIA7%TR1%XF_14_161 | Peculiar 161/14 kV | Transformer | MPS.PECULIA7.XF_14_161.MPS.PECULIA7.161.14 |  | PECULR 7 345.00 | 541198 | PECULR 5 161.00 | 541342 | PECULRT 13.800 | 541372 | 161
MPS | TOPOLOGY%MPS%MPS%PECULIA7%TR2%XF_345_14 | Peculiar 345/14 kV XFMR | Transformer | MPS.PECULIA7.XF_345_14.MPS.PECULIA7.345.14 | 1 | PECULR 7 345.00 | 541198 | PECULR 5 161.00 | 541342 | PECULRT 13.800 | 541372 | 161
MPS | TOPOLOGY%MPS%MPS%PLTCTY%NWEC%161_69_NWEC | Platte City 161/69 kV XFMR | Transformer | MPS.PLTCTY.161_69_NWEC.MPS.PLTCTY.161.69 | 1 | PLTCTY 5 161.00 | 541221 | 2PLATCTY 69.000 | 300307 |  |  | 69
MPS | TOPOLOGY%MPS%MPS%PHILL%1103%A | Pleasant Hill MPS 161/69 kV XFMR | Transformer | MPS.PHILL.A.MPS.PHILL.161.69 | 1 | PHILL 5 161.00 | 541225 | PHILL 2 69.000 | 541280 |  |  | 69
MPS | TOPOLOGY%MPS%MPS%PHILL%XMR1%345_161 | Pleasant Hill MPS 345/161 kV XFMR | Transformer | MPS.PHILL.345_161.MPS.PHILL.345.161 | 1 | PHILL 7 345.00 | 541200 | PHILL 5 161.00 | 541225 | PHILL T 13.800 | 541361 | 161
MPS | TOPOLOGY%MPS%MPS%ROANRDGE%1103%A | Roanridge 161/69 kV XFMR | Transformer | MPS.ROANRDGE.A.MPS.ROANRDGE.161.69 | 1 | RNRIDGE5 161.00 | 541230 | RNRDGE 2 69.000 | 541260 |  |  | 69
MPS | TOPOLOGY%MPS%MPS%SED_MPS%X893%T1_161/69 | Sedalia 161/69 kV XFMR #1 | Transformer | MPS.SED_MPS.T1_161/69.MPS.SED_MPS.69.161 | 1 | SEDALIA5 161.00 | 541209 | SEDN 2 69.000 | 541271 |  |  | 69
MPS | TOPOLOGY%MPS%MPS%SED_MPS%1078%T2_161/69 | Sedalia 161/69 kV XFMR #2 | Transformer | MPS.SED_MPS.T2_161/69.MPS.SED_MPS.69.161 | 1 | SEDALIA5 161.00 | 541209 | SEDS 2 69.000 | 541272 |  |  | 69
MPS | TOPOLOGY%MPS%MPS%SED_MPS%X893%T1_161/69 | Sedalia West 161/69 kV XFMR #1 | Transformer | SED_MPS.T1_161/69 | 1 | SEDALIA5 161.00 | 541209 | SEDN 2 69.000 | 541271 |  |  | 69
MPS | TOPOLOGY%MPS%MPS%SED_MPS%1078%T2_161/69 | Sedalia West 161/69 kV XFMR #2 | Transformer | SED_MPS.T2_161/69 | 1 | SEDALIA5 161.00 | 541209 | SEDS 2 69.000 | 541272 |  |  | 69
MPS | TOPOLOGY%MPS%MPS%SIBLEY%A2%A2 | Sibley 161/69 kV XFMR #2 | Transformer | MPS.SIBLEY.A2.MPS.SIBLEY.161.69 | 2 | SIBLEYPL 161.00 | 541250 | SIBLEY 2 69.000 | 541263 |  |  | 69
MPS | TOPOLOGY%MPS%MPS%SIBLEY%326%A | Sibley 161/69 kV XFMR #3 | Transformer | MPS.SIBLEY.A.MPS.SIBLEY.69.161 | 1 | SIBLEYPL 161.00 | 541250 | SIBLEY 2 69.000 | 541263 |  |  | 69
MPS | TOPOLOGY%MPS%MPS%SIBLEY%T1%T1_P | Sibley 345/161 kV XFMR | Transformer | MPS.SIBLEY.T1_P.MPS.SIBLEY.345.1 | 1 | SIBLEY 7 345.00 | 541201 | SIBLEY 5 161.00 | 541202 | SIBLEY T 13.800 | 541360 | 161
MPS | TOPOLOGY%MPS%MPS%SHARPER5%XF1%XF_161_69 | South Harper 161/69 kV XFMR | Transformer | MPS.SHARPER5.XF_161_69.MPS.SHARPER5.161.69 | 1 | S.HARP 5 161.00 | 541341 | S.HARP 2 69.000 | 541343 |  |  | 69
MPS | TOPOLOGY%MPS%MPS%ST_JOE%T22A%T22_H | St Joe 345/161 kV XFMR #22 | Transformer | MPS.ST_JOE.T22A.MPS.ST_JOE.345.161 | 2 | ST JOE 3 345.00 | 541199 | ST JOE 5 161.00 | 541253 | STJOE 2T 13.800 | 541371 | 161
MPS | TOPOLOGY%MPS%MPS%ST_JOE%T33B%T33_H | St Joe 345/161 kV XFMR #33 | Transformer | MPS.ST_JOE.T33B.MPS.ST_JOE.345.161 | 1 | ST JOE 3 345.00 | 541199 | ST JOE 5 161.00 | 541253 | STJOE 1T 13.800 | 541370 | 161
MPS | TOPOLOGY%MPS%MPS%WBURGE1%1103%T3_161/69 | Warrensburg East 161/69 kV XFMR | Transformer | MPS.WBURGE1.T3_161/69.MPS.WBURGE1.151.69 | 1 | WBURGE 5 161.00 | 541228 | WBURGE 2 69.000 | 541269 |  |  | 69
NPPD | TOPOLOGY%NPPD%NPPD%AINSWIND%TR01%TR01 | Ainsworth 115/69 kV XFMR | Transformer | NPPD.AINSWIND.TR01.NPPD.AINSWIND.34.115 | 1 | AINSWRT7 115.00 | 640051 | AINSWRT8 69.000 | 640052 | AINSWORTHT2913.800 | 643002 | 69
NPPD | TOPOLOGY%NPPD%NPPD%ANTELOP3%T1%T1 | Antelope 345/115 kV XFMR | Transformer | NPPD.ANTELOP3.T1.NPPD.ANTELOP3.115.345 | 1 | ANTELOP3_NP 345.00 | 640520 | ANTELOP3-1 115.00 | 640521 | ANTELOPE 913.800 | 640524 | 115
NPPD |  | Aurora 115/69 kV XFMR | Transformer | Aurora.115/69.kV.XFMR.(NOT.IN.EMS) | 1 | AURORA_7 115.00 | 640063 | AURORA_8 69.000 | 640416 |  |  | 69
NPPD | TOPOLOGY%NPPD%NPPD%AXTELL1%A%A | Axtell 345/115 kV XFMR | Transformer | NPPD.AXTELL1.A.NPPD.AXTELL1.115.345 | 1 | AXTELL 3 345.00 | 640065 | AXTELL 7 115.00 | 640066 | AXTELL 9 13.800 | 640067 | 115
NPPD |  | Battle Creek 115/69 kV XFMR | Transformer | Battle.Creek.115/69.kV.XFMR.(NOT.IN.EMS) | 1 | BATTLCR7 115.00 | 640072 | BATTLCR8 69.000 | 640073 |  |  | 69
NPPD |  | Belden 115/69 kV XFMR | Transformer | Belden.115/69.kV.XFMR | 1 | BELDEN 7 115.00 | 640080 | BELDEN 8 69.000 | 640081 |  |  | 69
NPPD | TOPOLOGY%NPPD%NPPD%BEVERL1%T1%T1 | Beverly 115/69 kV XFMR #1 | Transformer | Beverly.115/69.kV.XFMR.#1 | 1 | BEVERLY7 115.00 | 640082 | BEVERLY8 69.000 | 640083 |  |  | 115
NPPD | TOPOLOGY%NPPD%NPPD%BEVERL1%T2%T2 | Beverly 115/69 kV XFMR #2 | Transformer | Beverly.115/69.kV.XFMR.#2 | 2 | BEVERLY7 115.00 | 640082 | BEVERLY8 69.000 | 640083 |  |  | 115
NPPD |  | Bloomfield 115/69 kV XFMR | Transformer | Bloomfield.115/69.kV.XFMR | 1 | BLMFLD 7 115.00 | 640084 | BLMFLD 8 69.000 | 640085 |  |  | 69
NPPD | TOPOLOGY%NPPD%NPPD%BOBCATCN%T1%T1 | Bobcat 345/115 kV XFMR | Transformer | NPPD.BOBCATCN.T1.NPPD.BOBCATCN.345.115 | 1 | BOBCATCN3 345.00 | 640019 | BOBCATCN1 115.00 | 640120 |  |  | 115
NPPD |  | Broken Bow NPPD 115/69 kV XFMR #1 | Transformer | Broken.Bow.NPPD.115/69.kV.XFMR.#1.(NOT.IN.EMS) | 1 | BROKENB7 115.00 | 640089 | BROKENBG 69.000 | 640090 |  |  | 69
NPPD |  | Broken Bow NPPD 115/69 kV XFMR #2 | Transformer | Broken.Bow.NPPD.115/69.kV.XFMR.#2.(NOT.IN.EMS) | 2 | BROKENB7 115.00 | 640089 | BROKENBG 69.000 | 640090 |  |  | 69
NPPD |  | Callaway 115/69 kV XFMR | Transformer | Callaway.115/69.kV.XFMR | 1 | CALAWAY7 115.00 | 640098 | CALAWAY8 69.000 | 640099 |  |  | 69
NPPD |  | Cambridge 115/69 kV XFMR | Transformer | Cambridge.115/69.kV.XFMR | 1 | CAMBRIG7 115.00 | 640100 | CAMBRIG8 69.000 | 640101 |  |  | 69
NPPD | TOPOLOGY%NPPD%NPPD%CANADAY%4%4 | Canaday 230/115 kV XFMR | Transformer | NPPD.CANADAY.4.NPPD.CANADAY.230.115 | 1 | CANADAY4 230.00 | 640102 | CANADAY7 115.00 | 640103 | CANADAY T4 913.800 | 643029 | 115
NPPD |  | Carlton Jct 115/69 kV XFMR | Transformer | Carlton.Jct.115/69.kV.XFMR | 1 | CARLJCT7 115.00 | 640105 | CARLJCT9 69.000 | 640415 |  |  | 69
NPPD | TOPOLOGY%NPPD%NPPD%COLMBS_E%3%3 | Columbus East 230/115 kV XFMR | Transformer | NPPD.COLMBS_E.3.NPPD.COLMBS_E.230.115 | 1 | E.COL. 4 230.00 | 640126 | COLMB.E7 115.00 | 640127 | COLMB.ESTT3913.800 | 643036 | 115
NPPD | TOPOLOGY%NPPD%NPPD%COLMBS_E%4%4 | Columbus East 345/115 kV XFMR | Transformer | NPPD.COLMBS_E.4.NPPD.COLMBS_E.345.115 | 1 | COLMB.E3 345.00 | 640125 | COLMB.E7 115.00 | 640127 | COLMB.T9 13.800 | 640129 | 115
NPPD | TOPOLOGY%NPPD%NPPD%COOPER%69XF%69XF | Cooper 161/69 kV | Transformer | NPPD.COOPER.69XF.NPPD.COOPER.161.69 |  | COOPER 5 161.00 | 640140 | COOPER 869.000 | 640446 | COOPER T6 913.800 | 643173 | 69
NPPD | TOPOLOGY%NPPD%NPPD%COOPER%2T%2 | Cooper NPPD 345/161 kV XFMR #2 | Transformer | NPPD.COOPER.2.NPPD.COOPER.345.161 | 2 | COOPER 3 345.00 | 640139 | COOPER 5 161.00 | 640140 | COOPER T5 913.800 | 643172 | 161
NPPD | TOPOLOGY%NPPD%NPPD%COOPER%5T%5 | Cooper NPPD 345/161 kV XFMR #5 | Transformer | NPPD.COOPER.5.NPPD.COOPER.161.345 | 1 | COOPER 3 345.00 | 640139 | COOPER 5 161.00 | 640140 | COOPER T2 913.800 | 640142 | 161
NPPD |  | Creighton 115/69 kV XFMR | Transformer | Creighton.115/69.kV.XFMR | 1 | CREITON7 115.00 | 640149 | CREITON8 69.000 | 640150 |  |  | 69
NPPD | TOPOLOGY%NPPD%NPPD%C_CREEK%1%1 | Crooked Creek 230/115 kV XFMR | Transformer | NPPD.C_CREEK.1.NPPD.C_CREEK.230.115 | 1 | C.CREEK4 230.00 | 640093 | C.CREEK7 115.00 | 640094 | CRKDCREEKT1913.800 | 643026 | 115
NPPD | TOPOLOGY%NPPD%NPPD%ENDERS%T1%T1 | Enders 115/69 kV XFMR | Transformer | Enders.115/69.kV.XFMR | 1 | ENDERS 7 115.00 | 640167 | ENDERS 8 69.000 | 640168 | ENDERS T1 913.800 | 643055 | 69
NPPD | TOPOLOGY%NPPD%NPPD%FREMONT%TR04%TR04 | Fremont 115/69 kV XFMR #4 | Transformer | Fremont.115/69.kV.XFMR.#4 | 2 | FREMONT7 115.00 | 640173 | S976 8 69.000 | 647976 | FREMONT T4 913.800 | 643059 | 69
NPPD |  | Geneva 115/69 kV XFMR | Transformer | Geneva.115/69.kV.XFMR | 1 | GENEVA 7 115.00 | 640178 | GENEVA 8 69.000 | 640179 |  |  | 69
NPPD | TOPOLOGY%NPPD%NPPD%G_GENT1%1%1 | Gentleman 345/230 kV XFMR #1 | Transformer | NPPD.G_GENT1.1.NPPD.G_GENT1.345.1 | 1 | GENTLMN3 345.00 | 640183 | GENTLMN4 230.00 | 640184 | G.GENT19 13.800 | 640185 | 230
NPPD | TOPOLOGY%NPPD%NPPD%G_GENT1%2%2 | Gentleman 345/230 kV XFMR #2 | Transformer | NPPD.G_GENT1.2.NPPD.G_GENT1.345.1 | 2 | GENTLMN3 345.00 | 640183 | GENTLMN4 230.00 | 640184 | GENTLEMANT2913.800 | 643066 | 230
NPPD |  | Gothenburg 115/69 kV XFMR | Transformer | Gothenburg.115/69.kV.XFMR | 1 | GOTHNBG7 115.00 | 640196 | GOTHNBG8 69.000 | 640197 |  |  | 69
NPPD | TOPOLOGY%NPPD%NPPD%GRISLD1%2%2 | Grand Island 230/115 kV XFMR #1 | Transformer | NPPD.GRISLD1.2.NPPD.GRISLD1.230.115 | 1 | GR ISLD4 230.00 | 640200 | GR ISLD7 115.00 | 640201 | G.I.T219 13.800 | 640203 | 115
NPPD | TOPOLOGY%NPPD%NPPD%GRISLD1%2%2 | Grand Island 230/115 kV XFMR #2 | Transformer | NPPD.GRISLD1.5.NPPD.GRISLD1.230.115 | 2 | GR ISLD4 230.00 | 640200 | GR ISLD7 115.00 | 640201 | GR ISLD T5 913.800 | 643070 | 115
NPPD | TOPOLOGY%NPPD%NPPD%GRISLD1%KU1A%KU1A | Grand Island 345/230 kV XFMR #1 | Transformer | NPPD.GRISLD1.KU1A .NPPD.GRISLD1.345.230 | 1 | GR ISLD3 345.00 | 652571 | GR ISLD4 230.00 | 640200 | GR ISL19 13.800 | 652314 | 230
NPPD | TOPOLOGY%NPPD%NPPD%GRISLD1%KU2A%KU2A | Grand Island 345/230 kV XFMR #2 | Transformer | NPPD.GRISLD1.KU2A .NPPD.GRISLD1.345.230 | 2 | GR ISLD3 345.00 | 652571 | GR ISLD4 230.00 | 640200 | GR ISL29 13.800 | 652316 | 230
NPPD | TOPOLOGY%NPPD%NPPD%GRISLD1%KU3A%KU3A | Grand Island 345/230 kV XFMR #3 | Transformer | NPPD.GRISLD1.KU3A.NPPD.GRISLD1.345.230 | 3 | GR ISLD3 345.00 | 652571 | GR ISLD4 230.00 | 640200 | GR ISLD T6 913.800 | 652314 | 230
NPPD |  | Guide Rock 115/69 kV XFMR | Transformer | Guide.Rock.115/69.kV.XFMR | 1 | GUIDE R7 115.00 | 640206 | GUIDE R8 69.000 | 640207 |  |  | 69
NPPD |  | Hartington 115/69 kV XFMR | Transformer | Hartington.115/69.kV.XFMR | 1 | HARTGTN7 115.00 | 640212 | HARTGTN8 69.000 | 640213 |  |  | 69
NPPD | TOPOLOGY%NPPD%NPPD%HASTING_%3%3 | Hastings 230/115 kV XFMR | Transformer | NPPD.HASTING_.3.NPPD.HASTING_.115.230 | 1 | HASTING4 230.00 | 640214 | HASTCTY7 115.00 | 641088 | HASTINGS T3913.800 | 643075 | 115
NPPD | TOPOLOGY%NPPD%NPPD%DENVER2%XF5%XF4 | Hastings Denver Street 115/34.5 kV | Transformer | NPPD.DENVER2.XF4.NPPD.DENVER2.115.35 |  | DENVER 7 115.00 | 641084 | DENVER G 34.500 | 641094 |  |  | 0
NPPD | TOPOLOGY%NPPD%NPPD%D_HENRY%XF1%XF1 | Hastings Don Henry 115/34.5 kV | Transformer | NPPD.D_HENRY.XF1.NPPD.D_HENRY.115.35 |  | D.HENRY7 115.00 | 641083 | D.HENRYG 34.500 | 641092 |  |  | 115
NPPD | TOPOLOGY%NPPD%NPPD%HOSKINS%1%1 | Hoskins 230/115 kV XFMR | Transformer | NPPD.HOSKINS.1.NPPD.HOSKINS.230.115 | 1 | HOSKINS4 230.00 | 640227 | HOSKINS7 115.00 | 640228 | HOSKINS T1 913.800 | 643083 | 115
NPPD | TOPOLOGY%NPPD%NPPD%HOSKINS%4%4 | Hoskins 345/115 kV XFMR | Transformer | NPPD.HOSKINS.4.NPPD.HOSKINS.345.115 | 1 | HOSKINS3 345.00 | 640226 | HOSKINS7 115.00 | 640228 | HOSKNS19 13.800 | 640231 | 115
NPPD | TOPOLOGY%NPPD%NPPD%HOSKINS%2%2 | Hoskins 345/230 kV XFMR | Transformer | NPPD.HOSKINS.2.NPPD.HOSKINS.345.230 | 1 | HOSKINS3 345.00 | 640226 | HOSKINS4 230.00 | 640227 | HOSKINS T2 913.800 | 643082 | 230
NPPD | TOPOLOGY%NPPD%NPPD%HUMBOLDT%2%2 | Humboldt 161/115 kV XFMR | Transformer | NPPD.HUMBOLDT.2.NPPD.HUMBOLDT.161.115 | 1 | HUMBOLT5 161.00 | 640234 | HUMBOLT7 115.00 | 640235 | HUMBOLDT T2913.800 | 643087 | 115
NPPD | TOPOLOGY%NPPD%NPPD%HUMBOLDT%2%2 | Humbolt 161/115 kV XFMR | Transformer | NPPD.HUMBOLDT.2.NPPD.HUMBOLDT.161.115 | 1 | HUMBOLT5 161.00 | 640234 | HUMBOLT7 115.00 | 640235 |  |  | 115
NPPD |  | Interstate 115/69 kV XFMR East | Transformer | Interstate.115/69.kV.XFMR.East | 1 | INTERST7 115.00 | 659240 | INTERSTE 8 69.000 | 659301 |  |  | 69
NPPD |  | Interstate 115/69 kV XFMR West | Transformer | Interstate.115/69.kV.XFMR.West | 1 | INTERST7 115.00 | 659240 | INTERSTW 8 69.000 | 659300 |  |  | 69
NPPD |  | Johnson Lake 115/69 kV XFMR | Transformer | NPPD.JOHNSON1.TR01.NPPD.JOHNSON1.115.69 | 1 | JOHN.LK7 115.00 | 640244 | JOHN.LK8 69.000 | 640245 |  |  | 69
NPPD | TOPOLOGY%NPPD%NPPD%KELLY%1%1 | Kelly NPPD 230/115 kV XFMR | Transformer | NPPD.KELLY.1.NPPD.KELLY.230.115 | 1 | COLMBUS4 230.00 | 640133 | KELLY 7 115.00 | 640134 | COLMBS19 13.200 | 640135 | 115
NPPD | TOPOLOGY%NPPD%NPPD%KEYSTONE%1%1 | Keystone NPPD 345/115 kV XFMR | Transformer | NPPD.KEYSTONE.1.NPPD.KEYSTONE.345.115 | 1 | KEYSTON3 345.00 | 640252 | KEYSTON7 115.00 | 640253 | KEYSTON9 13.800 | 640254 | 115
NPPD |  | Lexington NPPD 115/69 kV XFMR | Transformer | Lexington.NPPD.115/69.kV.XFMR | 1 | LXNGTN 7 115.00 | 640256 | LEXNGTN8 69.000 | 640257 |  |  | 69
NPPD |  | Lowell NPPD 115/69 kV XFMR | Transformer | Lowell.NPPD.115/69.kV.XFMR | 1 | LOWELL 7 115.00 | 640261 | LOWELL 8 69.000 | 640262 |  |  | 69
NPPD |  | McCook 115/69 kV XFMR #2 | Transformer | McCook.115/69.kV.XFMR.#2 | 2 | MCCOOK 7 115.00 | 640269 | MCCOOK 8 69.000 | 640270 |  |  | 69
NPPD | TOPOLOGY%NPPD%NPPD%MCCOOL%A%A | McCool 345/115 kV XFMR | Transformer | NPPD.MCCOOL.A.NPPD.MCCOOL.115.345 | 1 | MCCOOL 3 345.00 | 640271 | MCCOOL 7 115.00 | 640272 | MCCOOL19 13.800 | 640274 | 115
NPPD | TOPOLOGY%NPPD%NPPD%MOORE%1%1 | Moore NPPD 345/115 kV XFMR | Transformer | NPPD.MOORE.1.NPPD.MOORE.345.115 | 1 | MOORE 3 345.00 | 640277 | SHELDON7 115.00 | 640278 | MOORE 9 13.800 | 640280 | 115
NPPD |  | Neligh 115/69 kV XFMR | Transformer | Neligh.115/69.kV.XFMR | 1 | NELIGH 7 115.00 | 640293 | NELIGH 8 69.000 | 640294 |  |  | 69
NPPD | TOPOLOGY%NPPD%NPPD%N_PLT1%8%8 | North Platte 230/115 kV XFMR #1 | Transformer | NPPD.N_PLT1.8.NPPD.N_PLT1.230.115 | 1 | N.PLATT4 230.00 | 640286 | N.PLATT7 115.00 | 640287 | N.PT8 9 13.800 | 640290 | 115
NPPD | TOPOLOGY%NPPD%NPPD%N_PLT1%9%9 | North Platte 230/115 kV XFMR #2 | Transformer | NPPD.N_PLT1.9.NPPD.N_PLT1.230.115 | 2 | N.PLATT4 230.00 | 640286 | N.PLATT7 115.00 | 640287 | N.PT9 9 13.800 | 640291 | 115
NPPD | TOPOLOGY%NPPD%NPPD%OGALALA%1%1 | Ogallala 230/115 kV XFMR | Transformer | NPPD.OGALALA.1.NPPD.OGALALA.115.230 | 1 | OGALALA4 230.00 | 640302 | OGALALA7 115.00 | 659132 | OGALLALA T1913.800 | 643115 | 115
NPPD |  | ONeill 115/69 kV XFMR #1 | Transformer | O'Neill.115/69.kV.XFMR.#1 | 1 | ONEILL 7 115.00 | 640305 | ONEILL 8 69.000 | 640306 |  |  | 69
NPPD |  | ONeill 115/69 kV XFMR #2 | Transformer | O'Neill.115/69.kV.XFMR.#2 | 2 | ONEILL 7 115.00 | 640305 | ONEILL 8 69.000 | 640306 |  |  | 69
NPPD |  | Orleans 115/69 kV XFMR | Transformer | Orleans 115/69 kV XFMR (NOT IN EMS.) | 1 | ORLEANS7 115.00 | 640310 | ORLEANS8 69.000 | 640311 |  |  | 69
NPPD | XFMR%CURRENTLY%NOT%MODELED%IN%EMS | Pauline 115/69 kV XFMR | Transformer | Pauline 115/69 kV XFMR (NOT IN EMS.) | 1 | PAULINE7 115.00 | 640313 | PAULINE8 69.000 | 640314 |  |  | 69
NPPD | TOPOLOGY%NPPD%NPPD%PAULINE%A%A | Pauline 345/115 kV XFMR | Transformer | NPPD.PAULINE.A.NPPD.PAULINE.115.345 | 1 | PAULINE3 345.00 | 640312 | PAULINE7 115.00 | 640313 | PAULINE9 13.800 | 640315 | 115
NPPD | TOPOLOGY%NPPD%NPPD%PROSSER%TR1%A | Prosser 115/69kV Transformer | Transformer | NPPD.PROSSER.A.NPPD.PROSSER.115.69 | 1 | PROSSER7 115.00 | 640321 | PROSSER8 69.000 | 640322 | PROSSER T1 913.800 | 643124 | 115
NPPD | TOPOLOGY%NPPD%NPPD%RAVENNA%TR1%A | Ravenna 115/69 kV XFMR | Transformer | NPPD.RAVENNA.A.NPPD.RAVENNA.115.69 | 1 | RAVENNA7 115.00 | 640323 | RAVENNA8 69.000 | 640324 | RAVENNA T1 913.800 | 643125 | 115
NPPD | TOPOLOGY%NPPD%NPPD%REDWLO1%T1%T1_H | Red Willow 345/115 kV XFMR | Transformer | NPPD.REDWLO1.T1_H.NPPD.REDWLO1.345.115 | 1 | REDWILO3 345.00 | 640325 | REDWILO7 115.00 | 640326 | REDWILO9 13.800 | 640327 | 115
NPPD |  | Rising City 115/69 kV XFMR | Transformer | Rising City 115/69 kV XFMR (NOT IN EMS.) | 1 | RISNGCY7 115.00 | 640328 | RISNGCY8 69.000 | 640417 |  |  | 69
NPPD | XFMR%CURRENTLY%NOT%MODELED%IN%EMS | Riverdale NPPD 115/69 kV XFMR | Transformer | Riverdale NPPD 115/69 kV XFMR (NOT IN EMS.) | 1 | RIVERDL7 115.00 | 640331 | RIVERDL8 69.000 | 640332 |  |  | 69
NPPD | TOPOLOGY%NPPD%NPPD%RIVERDAL%1%1 | Riverdale NPPD 230/115 kV XFMR | Transformer | NPPD.RIVERDAL.1.NPPD.RIVERDAL.230.115 | 1 | RIVERDL4 230.00 | 640330 | RIVERDL7 115.00 | 640331 | RIVERDALET1913.800 | 643128 | 115
NPPD | TOPOLOGY%NPPD%NPPD%SHELLCRK%1%1 | Shell Creek 345/230 kV XFMR | Transformer | NPPD.SHELLCRK.1.NPPD.SHELLCRK.345.230 | 1 | SHELCRK3 345.00 | 640342 | SHELCRK4 230.00 | 640343 | SHELLCRK T1913.800 | 643136 | 230
NPPD | TOPOLOGY%NPPD%NPPD%SIDNEY%T1%T1_H | Sidney XFMR T1 | Transformer | NPPD.SIDNEY.T1_H.NPPD.SIDNEY.230.115 | 1 | SIDNEY 4 230.00 | 659134 | SIDNEY 7 115.00 | 652572 | SIDNEY 8 13.800 | 659803 | 115
NPPD |  | Silver Creek 115/69 kV XFMR #1 | Transformer | Silver Creek 115/69 kV XFMR #1 (NOT IN EMS.) | 1 | SILVRCK7 115.00 | 640345 | SILVRCK8 69.000 | 640346 |  |  | 69
NPPD |  | Silver Creek 115/69 kV XFMR #2 | Transformer | Silver Creek 115/69 kV XFMR #2 (NOT IN EMS.) | 2 | SILVRCK7 115.00 | 640345 | SILVRCK8 69.000 | 640346 |  |  | 69
NPPD | TOPOLOGY%NPPD%NPPD%SSIOUXCY%XF1%XF1 | South Sioux City 115/69 kV | Transformer | NPPD.SSIOUXCY.XF1.NPPD.SSIOUXCY.115.69 |  | S.SIOUXCITY7115.00 | 640424 | S.SIOUXCITY869.000 | 640425 | S.SIOUXCYT1913.800 | 643170 | 69
NPPD | TOPOLOGY%NPPD%NPPD%STAPLETN%TR01%1 | Stapleton 115/69 kV XFMR | Transformer | NPPD.STAPLETN.1.NPPD.STAPLETN.115.69 | 1 | STAPLETON 7115.00 | 640359 | STAPLETON 869.000 | 640360 | STAPLETONT1913.800 | 643175 | 69
NPPD | TRANSFORMER%CURRENTLY%NOT%MODELED%IN%EMS | Steinauer 115/69 kV XFMR | Transformer | Steinauer 115/69 kV XFMR (LOAD IN EMS. CAN'T MAP.) | 1 | STEINER7 115.00 | 640361 | S966 8 69.000 | 647966 | STEINER T1 913.800 | 643143 | 69
NPPD | TOPOLOGY%NPPD%NPPD%STERLING%TR01%TR01 | Sterling 115/69 kV XFMR | Transformer | NPPD.STERLING.TR01.NPPD.STERLING.69.115 | 1 | STERLNG7 115.00 | 640362 | S974 8 69.000 | 647974 | STERLING T1913.800 | 643144 | 69
NPPD |  | Stockville 115/69 kV XFMR | Transformer | Stockville.115/69.kV.XFMR | 1 | STOCKVL7 115.00 | 640365 | STOCKVL8 69.000 | 640366 |  |  | 69
NPPD | TOPOLOGY%NPPD%NPPD%SUTHLND%1%1 | Sutherland 115/69 kV XFMR | Transformer | NPPD.SUTHLND.1.NPPD.SUTHLND.69.115 | 1 | SUTHLND7 115.00 | 640370 | SUTHLND8 69.000 | 640371 |  |  | 69
NPPD |  | Sutton 115/69 kV XFMR | Transformer | Sutton.115/69.kV.XFMR | 1 | SUTTON 7 115.00 | 640372 | SUTTON 8 69.000 | 640373 |  |  | 69
NPPD | TOPOLOGY%NPPD%NPPD%TEKAMAH%1%1 | Tekamah NPPD 161/115 kV XFMR | Transformer | NPPD.TEKAMAH.1.NPPD.TEKAMAH.161.115 | 1 | TEKAMAH5 161.00 | 640377 | TEKAMAH7 115.00 | 640378 | TEKAMAH T1 913.800 | 643151 | 115
NPPD | TOPOLOGY%NPPD%NPPD%TWINCHUR%4%4 | Twin Church 230/115 kV XFMR #1 | Transformer | NPPD.TWINCHUR.4.NPPD.TWINCHUR.230.115 | 1 | TWIN CH4 230.00 | 640386 | TWIN CH7 115.00 | 640387 | TWIN CH T4 913.800 | 643155 | 115
NPPD | TOPOLOGY%NPPD%NPPD%TWINCHUR%6%6 | Twin Church 230/115 kV XFMR #2 | Transformer | NPPD.TWINCHUR.6.NPPD.TWINCHUR.115.230 | 2 | TWIN CH4 230.00 | 640386 | TWIN CH7 115.00 | 640387 | TWIN CH T6 913.800 | 643156 | 115
NPPD | TOPOLOGY%NPPD%NPPD%VICTRY_H%1%1 | Victory Hill 230/115 kV XFMR | Transformer | NPPD.VICTRY_H.1.NPPD.VICTRY_H.230.115 | 1 | VICTRYH4 230.00 | 640396 | VICTRYH7 115.00 | 640397 | VICTR10G 13.800 | 640399 | 115
NPPD | TOPOLOGY%NPPD%NPPD%WAYSIDE%1%1 | Wayside 230/115 kV XFMR | Transformer | NPPD.WAYSIDE.1.NPPD.WAYSIDE.230.115 | 1 | WAYSIDE4 230.00 | 640404 | WAYSIDE7 115.00 | 640405 | WAYSIDE9 13.800 | 640406 | 115
OKGE | TOPOLOGY%OKGE%OKGE%8ST2%8752%A | 38th Street 138/69 kV XFMR | Transformer | OKGE.8ST2.A.OKGE.8ST2.69.138 | 1 | 38TH ST4 138.00 | 514846 | 38TH ST2 69.000 | 514845 | 38TH ST1 13.200 | 515768 | 69
OKGE | TOPOLOGY%OKGE%OKGE%RDST2%9166%A | 3rd Street 161/69 kV XFMR #4 | Transformer | OKGE.RDST2.A.OKGE.RDST2.161.69 | 1 | 3RDST 5 161.00 | 515308 | 3RDST 2 69.000 | 515307 | 3RDST 41 13.800 | 515766 | 69
OKGE | TOPOLOGY%OKGE%OKGE%RDST2%9167%B | 3rd Street 161/69 kV XFMR #5 | Transformer | OKGE.RDST2.B.OKGE.RDST2.161.69 | 2 | 3RDST 5 161.00 | 515308 | 3RDST 2 69.000 | 515307 | 3RDST 51 13.800 | 515767 | 69
OKGE | TOPOLOGY%OKGE%OKGE%AGNCY1%9103%A | Agency 161 kV 161/69 kV XFMR | Transformer | OKGE.AGNCY1.A.OKGE.AGNCY1.69.161 | 1 | AGENCY 5 161.00 | 515230 | AGENCY 2 69.000 | 515229 | AGENCY 1 13.800 | 515701 | 69
OKGE | TOPOLOGY%OKGE%OKGE%ARB1%9005%A | Arbuckle 138/69 kV XFMR | Transformer | OKGE.ARB1.A.OKGE.ARB1.69.138 | 1 | ARBUCKL4 138.00 | 515117 | ARBUCKL2 69.000 | 515116 | ARBUCKL1 13.200 | 515702 | 69
OKGE | TOPOLOGY%OKGE%OKGE%ARCAD7%XFA%A | Arcadia OKGE 345/138 kV XFMR #2 | Transformer | OKGE.ARCAD7.A.OKGE.ARCAD7.138.345 | 2 | ARCADIA7 345.00 | 514908 | ARCADIA4 138.00 | 514907 | ARCADI21 13.800 | 515703 | 138
OKGE | TOPOLOGY%OKGE%OKGE%ARCAD7%XFB%B | Arcadia OKGE 345/138 kV XFMR #3 | Transformer | OKGE.ARCAD7.B.OKGE.ARCAD7.138.345 | 3 | ARCADIA7 345.00 | 514908 | ARCADIA4 138.00 | 514907 | ARCADI31 13.800 | 515704 | 138
OKGE | TOPOLOGY%OKGE%OKGE%ARCAD7%XFC%C | Arcadia OKGE 345/138 kV XFMR #4 | Transformer | OKGE.ARCAD7.C.OKGE.ARCAD7.345.138 | 1 | ARCADIA7 345.00 | 514908 | ARCADIA4 138.00 | 514907 | ARCADI41 13.800 | 515700 | 138
OKGE | TOPOLOGY%OKGE%OKGE%BEE1%9118%A | Beeline 138/69 kV XFMR | Transformer | OKGE.BEE1.A.OKGE.BEE1.138.69 | 1 | BEELINE4 138.00 | 515247 | BEELINE2 69.000 | 515246 | BEELINE1 13.200 | 515705 | 69
OKGE | TOPOLOGY%OKGE%OKGE%BLUEBELL%9115%A | Bluebell 138/69 kV XFMR | Transformer | OKGE.BLUEBELL.A.OKGE.BLUEBELL.138.69 | 1 | BLUEBEL4 138.00 | 515242 | BLUEBEL2 69.000 | 515241 | BLUEBEL1 13.200 | 515706 | 69
OKGE | TOPOLOGY%OKGE%OKGE%BRANCHOG%9174%B | Branch 161/69 kV XFMR #4 | Transformer | OKGE.BRANCHOG.B.OKGE.BRANCHOG.161.69 | 1 | BRANCH 5 161.00 | 515316 | BRANCH 2 69.000 | 515313 | BRANCH21 13.200 | 515708 | 69
OKGE | TOPOLOGY%OKGE%OKGE%BRSTO1%8926%A | Bristow OKGE 138/69 kV XFMR | Transformer | OKGE.BRSTO1.A.OKGE.BRSTO1.138.69 | 1 | BRISTOW4 138.00 | 515035 | BRISTOW2 69.000 | 515034 | BRISTOW1 13.090 | 515709 | 69
OKGE | TOPOLOGY%OKGE%OKGE%KNOB1%8700%A | Bustie 138/69 kV XFMR #1 (Knobhill) | Transformer | OKGE.KNOB1.A.OKGE.KNOB1.69.138 | 1 | KNOBHIL4 138.00 | 514795 | KNOBHIL2 69.000 | 514794 | KNOBHIL1 13.200 | 515732 | 69
OKGE | TOPOLOGY%OKGE%OKGE%CKSAW1%9053%A | Chickasaw OKGE 138/69 kV XFMR #1 | Transformer | OKGE.CKSAW1.A.OKGE.CKSAW1.69.138 | 1 | CHIKSAW4 138.00 | 515171 | CHIKSAW2 69.000 | 515170 | CHIKSA11 13.200 | 515710 | 69
OKGE | TOPOLOGY%OKGE%OKGE%CKSAW1%9054%B | Chickasaw OKGE 138/69 kV XFMR #2 | Transformer | OKGE.CKSAW1.B.OKGE.CKSAW1.138.69 | 2 | CHIKSAW4 138.00 | 515171 | CHIKSAW2 69.000 | 515170 | CHIKSA21 13.200 | 515711 | 69
OKGE | TOPOLOGY%OKGE%OKGE%CHIGL1%9003%A | Chigley 138/69 kV XFMR | Transformer | OKGE.CHIGL1.A.OKGE.CHIGL1.138.69 | 1 | CHIGLEY4 138.00 | 515114 | CHIGLEY2 69.000 | 515113 | CHIGLEY1 13.200 | 515712 | 69
OKGE | TOPOLOGY%OKGE%OKGE%CKSKI1%8667%A | Chikaskia 138/69 kV XFMR | Transformer | OKGE.CKSKI1.A.OKGE.CKSKI1.69.138 | 1 | CHIKASI4 138.00 | 514757 | CHIKASI2 69.000 | 514756 | CHIKASI1 13.200 | 515713 | 69
OKGE | TOPOLOGY%OKGE%OKGE%CIMARRON%8801%A | Cimarron 345/138 kV XFMR #1 | Transformer | OKGE.CIMARRON.A.OKGE.CIMARRON.345.138 | 1 | CIMARON7 345.00 | 514901 | CIMARON4 138.00 | 514898 | CIMARO11 13.800 | 515714 | 138
OKGE | TOPOLOGY%OKGE%OKGE%CIMARRON%8802%B | Cimarron 345/138 kV XFMR #2 | Transformer | OKGE.CIMARRON.B.OKGE.CIMARRON.345.138 | 2 | CIMARON7 345.00 | 514901 | CIMARON4 138.00 | 514898 | CIMARO21 13.800 | 515715 | 138
OKGE | TOPOLOGY%OKGE%OKGE%CLEOC1%8682%A | Cleo Corner 138/69 kV XFMR | Transformer | OKGE.CLEOC1.A.OKGE.CLEOC1.138.69 | 1 | CLEOCOR4 138.00 | 514778 | CLEOCOR2 69.000 | 514777 | CLEOCOR1 13.800 | 515716 | 69
OKGE | TOPOLOGY%OKGE%OKGE%CTNWD1%8724%A | Cottonwood Creek 138/69 kV XFMR | Transformer | OKGE.CTNWD1.A.OKGE.CTNWD1.138.69 | 1 | CTNWOOD4 138.00 | 514827 | CTNWOOD2 69.000 | 514826 | CTNWOOD1 7.2000 | 515719 | 69
OKGE | TOPOLOGY%OKGE%OKGE%COWCK1%8604%A | Cow Creek 138/69 kV XFMR | Transformer | OKGE.COWCK1.A.OKGE.COWCK1.138.69 | 1 | COWCRK 4 138.00 | 514706 | COWCRK 2 69.000 | 514705 | COWCRK 1 13.800 | 515717 | 69
OKGE | TOPOLOGY%OKGE%OKGE%CUSH1%8924%A | Cushing Tap 138/69 kV XFMR | Transformer | OKGE.CUSH1.A.OKGE.CUSH1.69.138 | 1 | CUSHING4 138.00 | 515033 | CUSHING2 69.000 | 515032 | CUSHING1 13.200 | 515718 | 69
OKGE | TOPOLOGY%OKGE%OKGE%DRAPR1%8828%A | Draper Lake 345/138 kV XFMR 2 | Transformer | OKGE.DRAPR1.A.OKGE.DRAPR1.138.345 | 1 | DRAPER 7 345.00 | 514934 | DRAPER 4 138.00 | 514933 | DRAPER31 13.800 | 515720 | 138
OKGE | TOPOLOGY%OKGE%OKGE%DRAPR1%8830%A | Draper Lake 345/138 kV XFMR 3 | Transformer | OKGE.DRAPR1.A.OKGE.DRAPR1.345.138 | 2 | DRAPER 7 345.00 | 514934 | DRAPER 4 138.00 | 514933 | DRAPER41 13.800 | 515721 | 0
OKGE | TOPOLOGY%OKGE%OKGE%DRAPR1%8829%B | Draper Lake 345/138 kV XFMR 4 | Transformer | OKGE.DRAPR1.B.OKGE.DRAPR1.345.138 | 3 | DRAPER 7 345.00 | 514934 | DRAPER 4 138.00 | 514933 | DRAPER21 13.800 | 515792 | 138
OKGE | TOPOLOGY%OKGE%OKGE%ELRNO1%8711%A | El Reno OKGE 138/69 kV XFMR | Transformer | OKGE.ELRNO1.A.OKGE.ELRNO1.138.69 | 1 | EL-RENO4 138.00 | 514819 | ELRENO 2 69.000 | 514818 | EL RENO1 13.200 | 515722 | 69
OKGE | TOPOLOGY%OKGE%OKGE%FIVE1%9100%A | Five Tribes 161/69 kV XFMR | Transformer | OKGE.FIVE1.A.OKGE.FIVE1.69.161 | 1 | 5TRIBES5 161.00 | 515228 | 5TRIBES2 69.000 | 515227 | 5TRIBES1 13.200 | 515723 | 69
OKGE | TOPOLOGY%OKGE%OKGE%FIXICO%8973%A | Fixico 138/69 kV XFMR | Transformer | OKGE.FIXICO.A.OKGE.FIXICO.138.69 | 1 | FIXICO 4 138.00 | 515078 | FIXICO 2 69.000 | 515077 | FIXICO 1 13.200 | 515724 | 69
OKGE | TOPOLOGY%OKGE%OKGE%FORST1%8970%A | Forest Hill OKGE 138/69 kV XFMR | Transformer | OKGE.FORST1.A.OKGE.FORST1.69.138 | 1 | FRSTHIL4 138.00 | 515075 | FRSTHIL2 69.000 | 515074 | FRSTHIL1 13.800 | 515725 | 69
OKGE | TOPOLOGY%OKGE%OKGE%FTSMTH%T6%T6 | Fort Smith 345/161 kV XFMR # 5 | Transformer | OKGE.FTSMTH.T6.OKGE.FTSMTH.345.161 | 5 | FTSMITH7 345.00 | 515302 | FTSMTHW5 161.00 | 515301 | FTSMTH51 13.800 | 515728 | 161
OKGE | TOPOLOGY%OKGE%OKGE%FTSMTH%T2%T2_H | Fort Smith 500/161 kV XFMR # 2 | Transformer | OKGE.FTSMTH.T2.OKGE.FTSMTH.500.161 | 2 | FTSMITH8 500.00 | 515305 | FTSMTHE5 161.00 | 515300 | FTSMTH21 13.800 | 515707 | 161
OKGE | TOPOLOGY%OKGE%OKGE%FTSMTH%T3%T3_H | Fort Smith 500/161 kV XFMR # 3 | Transformer | OKGE.FTSMTH.T3.OKGE.FTSMTH.500.161 | 3 | FTSMITH8 500.00 | 515305 | FTSMTHE5 161.00 | 515300 | FTSMTH31 13.800 | 515727 | 161
OKGE | TOPOLOGY%OKGE%OKGE%FTSMTH%T4%T4_H | Fort Smith 500/161 kV XFMR # 4 | Transformer | OKGE.FTSMTH.T4.OKGE.FTSMTH.500.161 | 4 | FTSMITH8 500.00 | 515305 | FTSMTHW5 161.00 | 515301 | FTSMTH41 13.800 | 515791 | 161
OKGE | TOPOLOGY%OKGE%OKGE%FTSMTH%T1%T1_H | Fort Smith 500/345 kV XFMR # 1 | Transformer | OKGE.FTSMTH.T1.OKGE.FTSMTH.500.345 | 1 | FTSMITH8 500.00 | 515305 | FTSMITH7 345.00 | 515302 | FTSMTH11 13.800 | 515726 | 345
OKGE | TOPOLOGY%OKGE%OKGE%GRACMONT%T3%T3 | Gracemont 345/138 kV XMFR | Transformer | OKGE.GRACMONT.T3.OKGE.GRACMONT.345.1 | 1 | GRACMNT7 345.00 | 515800 | GRACMNT4 138.00 | 515802 | GRCMNT11 13.800 | 515801 | 138
OKGE | TOPOLOGY%OKGE%OKGE%GRANT_CO%T4%BANK4 | Grant Co 138/69 kV Transformer | Transformer | OKGE.GRANT_CO.BANK4.OKGE.GRANT_CO.138.69 | 1 | GRANTCO4 138.00 | 515546 | GRANTCO2 69.000 | 515547 | GRANTC11 13.800 | 515548 | 69
OKGE | TOPOLOGY%OKGE%OKGE%GREENWD4%XF3%XF3 | Greenwood Transformer 138/69 kV | Transformer | OKGE.GREENWD4.XF3.OKGE.GREENWD4.138.69 |  | GRNWOOD4 138.00 | 515417 | GRNWOOD2 69.000 | 515416 | GRNWOD11 13.800 | 515418 | 69
OKGE | TOPOLOGY%OKGE%OKGE%HLTNT1%9034%A | Healdton Tap 138/69 kV XFMR | Transformer | OKGE.HLTNT1.A.OKGE.HLTNT1.138.69 | 1 | HLTNTAP4 138.00 | 515141 | HLTNTAP2 69.000 | 515140 | HLTNTAP1 13.200 | 515729 | 69
OKGE | TOPOLOGY%OKGE%OKGE%HELBG2%XF1%XFMR1 | Helberg 161/69 kV XFMR | Transformer | OKGE.HELBG2.XFMR1.OKGE.HELBG2.161.69 | 1 | HELBERG5 161.00 | 515327 | HELBERG2 69.000 | 515325 | HELBERG1 13.200 | 515730 | 69
OKGE | TOPOLOGY%OKGE%OKGE%HSL1%8840%AD | Horseshoe Lake 138/69 kV XFMR | Transformer | OKGE.HSL1.AD.OKGE.HSL1.69.138 | 1 | HSL 4 138.00 | 514941 | HSLWEST2 69.000 | 514937 | HSL 1 13.800 | 515731 | 69
OKGE | TOPOLOGY%OKGE%OKGE%IMO%2233%BANK1 | IMO 138/69 kV XFMR | Transformer | OKGE.IMO.BANK1.OKGE.IMO.69.138 | 1 | IMO 4 138.00 | 514790 | IMO 2 69.000 | 514721 | IMO 1 13.200 | 515788 | 69
OKGE | TOPOLOGY%OKGE%OKGE%JHNSTNCO%XF1%XF1 | Johnston County 345/138 kV XFMR | Transformer | OKGE.JHNSTNCO.XF1.OKGE.JHNSTNCO.345.138 | 1 | JOHNCO 7 345.00 | 514809 | JOHNCO 4 138.00 | 514808 | JOHNCO11 13.800 | 514810 | 138
OKGE | TOPOLOGY%OKGE%OKGE%LTSPA%TR1%TR1_452 | Little Spadra 161/69 kV XFMR | Transformer | OKGE.LTSPA.TR1_452.OKGE.LTSPA.161.69 | 1 | LSPADRA5 161.00 | 515319 | LSPADRA2 69.000 | 515320 | LSPADR41 13.800 | 515733 | 69
OKGE | TOPOLOGY%OKGE%OKGE%LULA2%9072%A | Lula 138/69 kV XFMR | Transformer | OKGE.LULA2.A.OKGE.LULA2.69.138 | 1 | LULA 4 138.00 | 515192 | LULA 2 69.000 | 515191 | LULA 1 13.200 | 515734 | 69
OKGE | TOPOLOGY%OKGE%OKGE%MASRD1%9192%A | Massard 161/69 kV XFMR | Transformer | OKGE.MASRD1.A.OKGE.MASRD1.161.69 | 1 | MASSARD5 161.00 | 515343 | MASSARD2 69.000 | 515342 | MASSARD1 13.800 | 515735 | 69
OKGE | TOPOLOGY%OKGE%OKGE%MAUD_TAP%8945%A | Maud Tap 138/69 kV XFMR | Transformer | OKGE.MAUD_TAP.A.OKGE.MAUD_TAP.69.138 | 1 | MAUD 4 138.00 | 515055 | MAUD 2 69.000 | 515054 | MAUD 1 13.200 | 515736 | 69
OKGE | TOPOLOGY%OKGE%OKGE%MUSKOGEE%9090%B | Muskogee 161/69 kV XFMR #3 | Transformer | OKGE.MUSKOGEE.B.OKGE.MUSKOGEE.161.69 | 1 | MUSKOGE5 161.00 | 515222 | MUSKOGE2 69.000 | 515221 | MUSKOG31 13.800 | 515739 | 69
OKGE | TOPOLOGY%OKGE%OKGE%MUSKOGEE%9091%C | Muskogee 161/69 kV XFMR #4 | Transformer | OKGE.MUSKOGEE.C.OKGE.MUSKOGEE.161.69 | 2 | MUSKOGE5 161.00 | 515222 | MUSKOGE2 69.000 | 515221 | MUSKOG41 13.800 | 515797 | 69
OKGE | TOPOLOGY%OKGE%OKGE%MSTNG1%G10%G10_H | Mustang G10 XFMR 138 - 13.8 | Transformer | OKGE.MSTNG1.G10.OKGE.MSTNG1.138.13.8 | [7 empty] | 0
OKGE | TOPOLOGY%OKGE%OKGE%MSTNG1%8768%A | Mustang OKGE 138/69 kV XFMR | Transformer | OKGE.MSTNG1.A.OKGE.MSTNG1.138.69 | 1 | MUSTANG4 138.00 | 514861 | MSTANG 2 69.000 | 514860 | MUSTANG1 13.200 | 515740 | 69
OKGE | TOPOLOGY%OKGE%OKGE%MSTNG1%G12%G12 | Mustang XFMR G12 138 - 13.8 | Transformer | OKGE.MSTNG1.G12.OKGE.MSTNG1.138.13.8 | [7 empty] | 0
OKGE | TOPOLOGY%OKGE%OKGE%MSTNG1%G89%G89_H | Mustang XFMR G89 138 - 13.8 | Transformer | OKGE.MSTNG1.G89.OKGE.MSTNG1.138.13.8 | [7 empty] | 0
OKGE | TOPOLOGY%OKGE%OKGE%NEENID4%XF3%BANK3 | NE Enid 138/69 kV XFMR | Transformer | OKGE.NEENID4.BANK3.OKGE.NEENID4.138.69 | 1 | NE ENID4 138.00 | 514769 | NE ENID2 69.000 | 514732 | NE ENID1 13.800 | 515741 | 69
OKGE | TOPOLOGY%OKGE%OKGE%NOWST1%8787%A | Northwest 345/138 kV XFMR 2 | Transformer | OKGE.NOWST1.A.OKGE.NOWST1.345.138 | 1 | NORTWST7 345.00 | 514880 | NORTWST4 138.00 | 514879 | NORTWS21 13.800 | 515742 | 138
OKGE | TOPOLOGY%OKGE%OKGE%NOWST1%8788%B | Northwest 345/138 kV XFMR 3 | Transformer | OKGE.NOWST1.B.OKGE.NOWST1.345.138 | 2 | NORTWST7 345.00 | 514880 | NORTWST4 138.00 | 514879 | NORTWS31 13.800 | 515743 | 138
OKGE | TOPOLOGY%OKGE%OKGE%NOWST1%XF3%XF3P | Northwest Transformer #4 345/138kV | Transformer | OKGE.NOWSST1.XF3P.OKGE.NOWST1.345.138 | 3 | NORTWST7 345.00 | 514880 | NORTWST4 138.00 | 514879 | NORTWS41 13.800 | 514885 | 138
OKGE | TOPOLOGY%OKGE%OKGE%OSAGE_OG%8648%A | Osage OKGE 138/69 kV XFMR #3 | Transformer | OKGE.OSAGE_OG.A.OKGE.OSAGE_OG.138.69 | 1 | OSAGE 4 138.00 | 514743 | OSGE 2 69.000 | 514742 | OSAGE 31 13.200 | 515744 | 69
OKGE | TOPOLOGY%OKGE%OKGE%OSAGE_OG%8649%B | Osage OKGE 138/69 kV XFMR #4 | Transformer | OKGE.OSAGE_OG.B.OKGE.OSAGE_OG.138.69 | 2 | OSAGE 4 138.00 | 514743 | OSGE 2 69.000 | 514742 | OSAGE 41 13.200 | 515745 | 69
OKGE | TOPOLOGY%OKGE%OKGE%PAOLI1%8989%A | Paoli OKGE 138/69 kV XFMR | Transformer | OKGE.PAOLI1.A.OKGE.PAOLI1.69.138 | 1 | PAOLI- 4 138.00 | 515100 | PALIOGE2 69.000 | 515099 | PAOLI 1 13.800 | 515746 | 69
OKGE | TOPOLOGY%OKGE%OKGE%PRKLN1%9058%A | Park Lane 138/69 kV XFMR #1 | Transformer | OKGE.PRKLN1.A.OKGE.PRKLN1.138.69 | 1 | PARKLN 4 138.00 | 515178 | PARKLN 2 69.000 | 515177 | PARKLN11 13.200 | 515747 | 69
OKGE | TOPOLOGY%OKGE%OKGE%PRKLN1%9059%B | Park Lane 138/69 kV XFMR #2 | Transformer | OKGE.PRKLN1.B.OKGE.PRKLN1.138.69 | 2 | PARKLN 4 138.00 | 515178 | PARKLN 2 69.000 | 515177 | PARKLN21 13.200 | 515748 | 69
OKGE | TOPOLOGY%OKGE%OKGE%PECAN1%9107%AA | Pecan Creek 161/138 kV XFMR | Transformer | OKGE.PECAN1.AA.OKGE.PECAN1.138.161 | 1 | PECANCK5 161.00 | 515234 | PECANCK4 138.00 | 515233 | PECANC31 13.200 | 515750 | 138
OKGE | TOPOLOGY%OKGE%OKGE%PECAN1%9109%A | Pecan Creek 345/161 kV XFMR #1 | Transformer | OKGE.PECAN1.A.OKGE.PECAN1.161.345 | 1 | PECANCK7 345.00 | 515235 | PECANCK5 161.00 | 515234 | PECANC11 13.800 | 515749 | 161
OKGE | TOPOLOGY%OKGE%OKGE%PECAN1%9108%B | Pecan Creek 345/161 kV XFMR #2 | Transformer | OKGE.PECAN1.B.OKGE.PECAN1.345.161 | 2 | PECANCK7 345.00 | 515235 | PECANCK5 161.00 | 515234 | PECANC21 13.800 | 515759 | 161
OKGE | TOPOLOGY%OKGE%OKGE%PENN1%8819%A | Pennsylvania 138/69 kV XFMR | Transformer | OKGE.PENN1.A.OKGE.PENN1.69.138 | 1 | PENN 4 138.00 | 514925 | PENN 2 69.000 | 514924 | PENN 1 13.200 | 515751 | 69
OKGE | TOPOLOGY%OKGE%OKGE%PERSMNCK%T1%T1 | Persimmon Creek 345 / 34.5 kV XFMR | Transformer | OKGE.PERSMNCK.T1.OKGE.PERSMNCK.345.34.5 | 1 | PERSMNCR 345.00 | 514201 | PERSMNWIND 34.500 | 524202 |  |  | 345
OKGE | TOPOLOGY%OKGE%OKGE%RATLF1%9020%A | Ratliff 138/69 kV XFMR | Transformer | OKGE.RATLF1.A.OKGE.RATLF1.138.69 | 1 | RATLIFF4 138.00 | 515129 | RATLIFF2 69.000 | 515128 | RATLIFF1 13.200 | 515752 | 69
OKGE | TOPOLOGY%OKGE%OKGE%RENFROW7%TR2%TR2A | Renfrow 345/138 kV Transformer | Transformer | OKGE.RENFROW7.TR2A.OKGE.RENFROW7.345.138 | 1 | RENFROW7 345.00 | 515543 | RENFROW4 138.00 | 515544 | RENFRO11 13.800 | 515545 | 138
OKGE | TOPOLOGY%OKGE%OKGE%RENO1%8882%B | Reno 138/69 kV XFMR | Transformer | OKGE.RENO1.B.OKGE.RENO1.138.69 | 1 | RENO 4 138.00 | 514973 | RENO 2 69.000 | 514972 | RENO 1 13.800 | 515753 | 69
OKGE | TOPOLOGY%OKGE%OKGE%RKYPT1%9045%A | Rocky Point 138/69 kV XFMR | Transformer | OKGE.RKYPT1.A.OKGE.RKYPT1.138.69 | 1 | ROCKYPT4 138.00 | 515164 | ROCKYPT2 69.000 | 515163 | ROCKYPT1 13.200 | 515754 | 69
OKGE | TOPOLOGY%OKGE%OKGE%RSHNG1%8960%A | Rushing 138/69 kV XFMR | Transformer | OKGE.RSHNG1.A.OKGE.RSHNG1.138.69 | 1 | RUSHING4 138.00 | 515064 | RUSHING2 69.000 | 515063 | RUSHING1 13.800 | 515755 | 69
OKGE | TOPOLOGY%OKGE%OKGE%SEMINOLE%8933%A | Seminole OKGE 345/138 kV XFMR #1 | Transformer | OKGE.SEMINOLE.A.OKGE.SEMINOLE.138.345 | 1 | SEMINOL7 345.00 | 515045 | SEMINOL4 138.00 | 515044 | SEMINO11 14.400 | 515756 | 138
OKGE | TOPOLOGY%OKGE%OKGE%SEMINOLE%8934%B | Seminole OKGE 345/138 kV XFMR #2 | Transformer | OKGE.SEMINOLE.B.OKGE.SEMINOLE.345.138 | 2 | SEMINOL7 345.00 | 515045 | SEMINOL4 138.00 | 515044 | SEMINO21 14.400 | 515757 | 138
OKGE | TOPOLOGY%OKGE%OKGE%SONR1%8702%AA | Sooner 345/138 kV XFMR | Transformer | OKGE.SONR1.AA.OKGE.SONR1.138.345 | 1 | SOONER 7 345.00 | 514803 | SOONER 4 138.00 | 514802 | SOONER 1 13.800 | 515760 | 138
OKGE | TOPOLOGY%OKGE%OKGE%SO4TH1%8636%A | South 4th St 138/69 kV XFMR | Transformer | OKGE.SO4TH1.A.OKGE.SO4TH1.69.138 | 1 | SO4TH 4 138.00 | 514731 | SO4TH 2 69.000 | 514730 | SO4TH 1 13.200 | 515758 | 69
OKGE | TOPOLOGY%OKGE%OKGE%STILW1%8907%A | Stillwater OKGE 138/69 kV XFMR | Transformer | OKGE.STILW1.A.OKGE.STILW1.138.69 | 1 | STILWTR4 138.00 | 515011 | STILWTR2 69.000 | 515010 | STILWTR1 2.4000 | 515761 | 69
OKGE | TOPOLOGY%OKGE%OKGE%SUNNYSDE%XF2%XF2 | Sunnyside 345/138 kV XFMR #2 | Transformer | OKGE.SUNNYSDE.A.OKGE.SUNNYSDE.138.345 | 1 | SUNNYSD7 345.00 | 515136 | SUNNYSD4 138.00 | 515135 | SUNNYSD1 13.800 | 515762 | 138
OKGE | TOPOLOGY%OKGE%OKGE%SUNNYSDE%9026%A | Sunnyside 345/138 kV XFMR #3 | Transformer | OKGE.SUNNYSDE.A.OKGE.SUNNYSDE.345.138 | 2 | SUNNYSD7 345.00 | 515136 | SUNNYSD4 138.00 | 515135 | SUNYSD 1 13.800 | 515405 | 138
OKGE | TOPOLOGY%OKGE%OKGE%SW51%8811%A | SW 5th 138/69 kV XFMR | Transformer | OKGE.SW51.A.OKGE.SW51.69.138 | 1 | SW 5TH 4 138.00 | 514920 | SW 5TH 2 69.000 | 514919 | SW 5TH 1 13.800 | 515763 | 69
OKGE | TOPOLOGY%OKGE%OKGE%TARBY1%9130%A | Tarby 161/69 kV XFMR #1 | Transformer | OKGE.TARBY1.A.OKGE.TARBY1.69.161 | 1 | TARBY 5 161.00 | 515264 | TARBY 2 69.000 | 515263 | TARBY 11 13.800 | 515764 | 69
OKGE | TOPOLOGY%OKGE%OKGE%TARBY1%9131%B | Tarby 161/69 kV XFMR #2 | Transformer | OKGE.TARBY1.B.OKGE.TARBY1.161.69 | 2 | TARBY 5 161.00 | 515264 | TARBY 2 69.000 | 515263 | TARBY 21 13.200 | 515765 | 69
OKGE | TOPOLOGY%OKGE%OKGE%VBI5%9186%TRAN1 | VBI 161 kV 161/69 kV XFMR | Transformer | OKGE.VBI5.TRAN1.OKGE.VBI5.69.161 | 1 | VBI 5 161.00 | 515339 | VBI 2 69.000 | 515336 | VBI 1 13.800 | 515769 | 69
OKGE | TOPOLOGY%OKGE%OKGE%WDRNG1%8618%A | Woodring 345/138 kV XFMR | Transformer | OKGE.WDRNG1.A.OKGE.WDRNG1.138.345 | 1 | WOODRNG7 345.00 | 514715 | WOODRNG4 138.00 | 514714 | WOODRNG1 13.800 | 515770 | 138
OKGE | TOPOLOGY%OKGE%OKGE%WDWRD1%8689%A | Woodward District 138/69 kV XFMR | Transformer | OKGE.WDWRD1.A.OKGE.WDWRD1.69.138 | 1 | WOODWRD4 138.00 | 514785 | WODWRD 2 69.000 | 514782 | WOODWR21 13.200 | 515771 | 69
OKGE | TOPOLOGY%OKGE%OKGE%WDWRDEHV%XF2%XF2_H | Woodward District EHV 345/138 kV XFMR 2 | Transformer | OKGE.WDWRDEHV.XF2.OKGE.WDWRDEHV.345.138 | 1 | WWRDEHV7 345.00 | 515375 | WWRDEHV4 138.00 | 515376 | WWDEHV31 13.800 | 515795 | 138
OKGE | TOPOLOGY%OKGE%OKGE%WDWRDEHV%XF3%XF3_H | Woodward District EHV 345/138 kV XFMR 3 | Transformer | OKGE.WDWRDEHV.XF3.OKGE.WDWRDEHV.345.138 | 2 | WWRDEHV7 345.00 | 515375 | WWRDEHV4 138.00 | 515376 | WWDEHV21 13.800 | 515799 | 138
OPPD | TOPOLOGY%NPPD%NPPD%FREMONT%TR01%TR01 | Fremont 115/69 kV XFMR #1 | Transformer | Fremont.115/69.kV.XFMR.#1 | 1 | FREMONT7 115.00 | 640173 | S976 8 69.000 | 647976 | FREMONT T1 913.800 | 643058 | 69
OPPD | TOPOLOGY%OPPD%OPPD%SUB1201%TR1%TR1 | S1201 161/69 kV XFMR | Transformer | OPPD.SUB1201.TR1.OPPD.SUB1201.161.69 | 1 | S1201 5 161.00 | 646201 | S901 8 69.000 | 647901 | S1201T19 13.800 | 648201 | 69
OPPD | TOPOLOGY%OPPD%OPPD%SUB1206%TR1%TR1 | S1206 161/69 kV XFMR #1 | Transformer | OPPD.SUB1206.TR1.OPPD.SUB1206.161.69 | 1 | S1206 5 161.00 | 646206 | S906 S 8 69.000 | 647906 | S1206T19 13.800 | 648206 | 69
OPPD | TOPOLOGY%OPPD%OPPD%SUB1206%TR2%TR2 | S1206 161/69 kV XFMR #2 | Transformer | OPPD.SUB1206.TR2.OPPD.SUB1206.161.69 | 1 | S1206 5 161.00 | 646206 | S906 N 8 69.000 | 647006 | S1206T29 13.800 | 648306 | 69
OPPD | TOPOLOGY%OPPD%OPPD%SUB1209%TR1%TR1 | S1209 161/69 kV XFMR | Transformer | OPPD.SUB1209.TR1.OPPD.SUB1209.161.69 | 1 | S1209 5 161.00 | 646209 | S909 8 69.000 | 647909 | S1209T19 13.800 | 648209 | 69
OPPD | TOPOLOGY%OPPD%OPPD%SUB1210%TR7%TR7 | S1210 161/69 kV XFMR | Transformer | OPPD.SUB1210.TR7.OPPD.SUB1210.161.69 | 1 | S1210 5 161.00 | 648010 | S910 8 69.000 | 647910 | S1210T79 13.800 | 648210 | 69
OPPD | TOPOLOGY%OPPD%OPPD%SUB1211%T1%T1 | S1211 161/69 kV XFMR | Transformer | OPPD.SUB1211.T1.OPPD.SUB1211.161.69 | 1 | S1211 5 161.00 | 646211 | S911 8 69.000 | 647911 | S1211T19 13.800 | 648211 | 69
OPPD | TOPOLOGY%OPPD%OPPD%SUB1214%TR1%TR1 | S1214 161/69 kV XFMR | Transformer | OPPD.SUB1214.TR1.OPPD.SUB1214.161.69 | 1 | S1214 5 161.00 | 646214 | S914A 8 69.000 | 647014 | S1214T19 13.800 | 648214 | 69
OPPD | TOPOLOGY%OPPD%OPPD%SUB1217%TR1%TR1 | S1217 161/69 kV XFMR | Transformer | OPPD.SUB1217.TR1.OPPD.SUB1217.161.69 | 1 | S1217 5 161.00 | 646217 | S917 8 69.000 | 647917 | S1217T19 13.800 | 648217 | 69
OPPD | TOPOLOGY%OPPD%OPPD%SUB921%TR9%TR9 | S1221 161/69 kV XFMR | Transformer | OPPD.SUB921.TR9.OPPD.SUB921.161.69 | 1 | S1221 5 161.00 | 646221 | S921 8 69.000 | 647921 | S1221T99 13.800 | 648221 | 69
OPPD | TOPOLOGY%OPPD%OPPD%SUB1250%TR1%TR1 | S1250 161/69 kV XFMR | Transformer | OPPD.SUB1250.TR1.OPPD.SUB1250.161.69 | 1 | S1250 5 161.00 | 646250 | S950 8 69.000 | 647950 | S1250T19 13.800 | 648250 | 69
OPPD | TOPOLOGY%OPPD%OPPD%SUB1254%TR1%TR1 | S1254 345/161 kV XFMR | Transformer | OPPD.SUB1254.TR1.OPPD.SUB1254.345.161 | 1 | S3454 3 345.00 | 645454 | S1254 5 161.00 | 646254 | S1254T19 13.800 | 648254 | 161
OPPD | TOPOLOGY%OPPD%OPPD%SUB1263%TR1%TR1 | S1263 161/69 kV XFMR | Transformer | OPPD.SUB1263.TR1.OPPD.SUB1263.161.69 | 1 | S1263 5 161.00 | 646263 | W BROCK8 69.000 | 647111 | S1263T19 13.800 | 648263 | 69
OPPD | TOPOLOGY%OPPD%OPPD%FT_CAL%TR3%TR3 | S3451 345/161 kV XFMR #3 | Transformer | OPPD.FT_CAL.TR3.OPPD.FT_CAL.345.161 | 1 | S3451 3 345.00 | 645451 | S1251 5 161.00 | 646251 | S3451T39 13.800 | 648251 | 161
OPPD | TOPOLOGY%OPPD%OPPD%FT_CAL%TR4%TR4 | S3451 345/161 kV XFMR #4 | Transformer | OPPD.FT_CAL.TR4.OPPD.FT_CAL.345.161 | 2 | S3451 3 345.00 | 645451 | S1251 5 161.00 | 646251 | S3451T49 13.800 | 648351 | 161
OPPD | TOPOLOGY%OPPD%OPPD%SUB3455%T1%T1_H | S3455 345/161 kV XFMR #1 | Transformer | OPPD.SUB3455.T1_H.OPPD.SUB3455.345.161 | 1 | S3455 3 345.00 | 645455 | S1255 5 161.00 | 646255 | S3455T19 13.800 | 648255 | 161
OPPD | TOPOLOGY%OPPD%OPPD%SUB3455%T3%T3_H | S3455 345/161 kV XFMR #2 | Transformer | OPPD.SUB3455.T3_H.OPPD.SUB3455.345.161 | 2 | S3455 3 345.00 | 645455 | S1255 5 161.00 | 646255 | S3455T39 13.800 | 648355 | 161
OPPD | TOPOLOGY%OPPD%OPPD%SUB3456%T4%T4_H | S3456 345/161 kV XFMR | Transformer | OPPD.SUB3456.T4_H.OPPD.SUB3456.345.161 | 1 | S3456 3 345.00 | 645456 | S1206 5 161.00 | 646206 | S3456T49 13.800 | 648256 | 161
OPPD | TOPOLOGY%OPPD%OPPD%SUB3459%TR3%TR3 | S3459 345/161 kV XFMR | Transformer | OPPD.SUB3459.TR3.OPPD.SUB3459.345.161 | 1 | S3459 3 345.00 | 645459 | S1209 5 161.00 | 646209 | S3459T39 13.800 | 648259 | 161
OPPD | TOPOLOGY%OPPD%OPPD%SUB975%TR4%TR4 | S975 161/69 kV XFMR | Transformer | OPPD.SUB975.TR4.OPPD.SUB975.161.69 | 1 | HUMBOLT5 161.00 | 640234 | S975 8 69.000 | 647975 | S975T4 9 13.800 | 648275 | 69
OPPD | TOPOLOGY%OPPD%OPPD%SUB3459%TF6%TF6 | Sub 3459 345 / 161 kV XFMR #2 | Transformer | OPPD.SUB3459.TF6.OPPD.SUB3459.345.161 | 2 | S3459 3 345.00 | 645459 | S3459S 161.00 | 645043 | S3459T69 13.800 | 648359 | 161
OPPD | TOPOLOGY%OPPD%OPPD%SUB1366%T2%T2 | Sub1366 161/69kV Transformer | Transformer | OPPD.SUB1366.T2.OPPD.SUB1366.161.69 | 1 | S1366 5 161.00 | 646366 | S6866 8 69.000 | 647866 | S1366T29 13.800 | 648266 | 69
SECI | TOPOLOGY%SECI%SECI%ALEXND1%1088%A | Alexander 115/34.5 kV | Transformer | SECI.ALEXND1.A.SECI.ALEXND1.115.35 |  | ALXNDR 3 115.00 | 530606 | ALEXNDR1 34.500 | 539702 | ALEXND-T 12.500 | 539902 | 115
SECI | TOPOLOGY%SECI%SECI%BARBER3%XF1%XF1 | Barber 138/115 kV Transformer | Transformer | SECI.BARBER3.XF1.SECI.BARBER3.138.115 | 1 | BARBER 4 138.00 | 539674 | BARBER 3 115.00 | 539760 | BARBER-T 2.7200 | 539917 | 115
SECI | TOPOLOGY%SECI%SECI%BELOIT3%TR1%TR1_1260 | Beloit 115/34.5 kV XFMR | Transformer | Beloit 115/34.5 kV XFMR | 1 | BELOIT 3 115.00 | 539650 | BELOIT 1 34.5 | 539750 | BELOIT-T 7.2 | 539901 | 0
SECI | TOPOLOGY%SECI%SECI%CLIFTO1%1089%A | Clifton 115/34.5 kV XFMR | Transformer | SECI.CLIFTO1.A.SECI.CLIFTO1.115.34 | 1 | CLIFTON3 115.00 | 539656 | CLIFSUB1 34.500 | 539704 | CLIFTN-T 13.800 | 539903 | 0
SECI | TOPOLOGY%SECI%SECI%CONCOR3%1089%A | Concordia 115/34.5 kV XMFR | Transformer | Concordia 115/34.5 kV XMFR | 1 | CONCORD3 115.00 | 539657 | CONCORD1 34.500 | 539705 | CONCOW-T 5.1100 | 539905 | 0
SECI | TOPOLOGY%SECI%SECI%CONCOR3%1090%AA | Concordia 230/115 kV XFMR | Transformer | SECI.CONCOR3.AA.SECI.CONCOR3.230.115 | 1 | CONCRD6 230.00 | 539658 | CONCORD3 115.00 | 539657 | CONCOD-T 13.800 | 539904 | 115
SECI | TOPOLOGY%SECI%SECI%CUDAHY1%1089%A | Cudahy 115/34.5 kV | Transformer | SECI.CUDAHY1.A.SECI.CUDAHY1.115.35 |  | CUDAHY 3 115.00 | 539659 | CUDAHY 1 34.500 | 539706 | CUDAHY-T 13.800 | 539906 | 115
SECI | TOPOLOGY%SECI%SECI%E-DODG1%TR1%TR1_1307 | East Dodge 115/34.5 kV XFMR | Transformer | East Dodge 115/34.5 kV XFMR (NOT IN EMS.) | 1 | EDODGE 3 115.0 | 539740 | EDODGE 1 34.5 | 539739 | E-DODG-T 13.8 | 539942 | 0
SECI | TOPOLOGY%SECI%SECI%LIBERAL_%1092%A | East Liberal 115/34.5 kV XFMR | Transformer | SECI.LIBERAL_.A.SECI.LIBERAL_.115.34 | 1 | E-LIBER3 115.00 | 539672 | E-LIBER1 34.500 | 539716 | ELIB-T 2.4000 | 539916 | 0
SECI | TOPOLOGY%SECI%SECI%ELLSWT1%1090%A | Ellsworth 115/34.5 kV XFMR | Transformer | Ellsworth 115/34.5 kV XFMR | 1 | ELLSWTH3 115.00 | 539662 | ELLSWTH1 34.500 | 539708 | ELSWTH-T 13.800 | 539908 | 0
SECI | TOPOLOGY%SECI%SECI%ELM_CRK%TR01%1 | Elm Creek 345/230 kV XFMR | Transformer | SECI.ELM_CRK.1.SECI.ELM_CRK.230.345 | 1 | ELMCREK_345 345.00 | 536646 | ELMCREK6 230.00 | 539639 |  |  | 230
SECI | TOPOLOGY%SECI%SECI%JUD-LR1%1092%A | Fort Dodge 115/34.5 kV XFMR | Transformer | Fort Dodge 115/34.5 kV XFMR | 1 | FTDODGE3 115.00 | 539671 | FTDDGDV1 34.5 | 539715 | FTDODG-T 2.40 | 539915 | 0
SECI | TOPOLOGY%SECI%SECI%GRDNCT1%1011%AA | Garden City SECI 115/34.5 kV XFMR | Transformer | SECI.GRDNCT1.AA.SECI.GARDNCT1.115.35 | 1 | GRDNCTY3 115.00 | 531445 | GC-C 1 34.500 | 531421 | GC-CITY 13.800 | 531254 | 0
SECI | TOPOLOGY%SECI%SECI%GRDNCT1%1012%AC | Garden City SECI 115/69 kV XFMR | Transformer | SECI.GRDNCT1.AC.SECI.GARDNCT1.115.69 | 1 | GRDNCTY3 115.00 | 531445 | GARDNCY2 69.000 | 531423 | GRDNCYT1 13.800 | 531258 | 69
SECI | TOPOLOGY%SECI%SECI%GRDNCT1%1010%AB | Garden City SECI 69/34.5 kV XFMR | Transformer | SECI.GRDNCT1.AB.SECI.GARDNCT1.69.35 | 1 | GRDNCTY2 69.00 | 531423 | GC-WH1 34.500 | 531422 | GC-WHEAT1 13.800 | 531255 | 0
SECI | TOPOLOGY%SECI%SECI%GLENEL1%1090%A | Glen Elder 115/34.5 kV XFMR | Transformer | Glen Elder 115/34.5 kV XFMR | 1 | GLENELD3 115.0 | 539663 | GLENELD1 34.5 | 539709 | GLNELD-T 13.80 | 539909 | 0
SECI | TOPOLOGY%SECI%SECI%MULGRE2%1093%A | Great Bend 115/34.5 kV XFMR | Transformer | SECI.MULGRE2.A.SECI.MULGRE2.115.35 | 1 | GRTBEND3 115.00 | 539678 | GRTBEND1 34.500 | 539719 | GRTBENDT 7.2000 | 539921 | 0
SECI | TOPOLOGY%SECI%SECI%MULGRE2%1095%AC | Great Bend 230/115 kV XFMR | Transformer | SECI.MULGRE2.AC.SECI.MULGRE2.230.115 | 1 | GRTBEND6 230.00 | 539679 | GRTBEND3 115.00 | 539678 | GRTBNDTT 13.800 | 539920 | 115
SECI |  | Great Bend 24 & Frey 115/34.5 kV XFMR | Transformer | Great Bend 24 & Frey 115/34.5 kV XFMR | 1 | GRTBEND3 115.00 | 539678 | GRTBEND1 34.5 | 539719 | GRTBENDT 7.20 | 539921 | 0
SECI | TOPOLOGY%SECI%SECI%E-GBEN1%1090%A | Great Bend 24 & Frey 115/34.5 kV XFMR | Transformer |  | 1 | 24-FREY3 115.00 | 539661 | 24-FREY1 34.500 | 539707 | 24-FREYT 13.800 | 539907 | 0
SECI |  | Great Bend 2nd & KS 115/34.5 kV XMFR | Transformer | Great Bend 2nd & KS 115/34.5 kV XMFR | 1 | 2ND-KS 3 115.0 | 539689 | 2ND-KS 1 34.5 | 539728 | 2ND-KS T 13.8 | 539931 | 0
SECI | TOPOLOGY%SECI%SECI%S-GBEN1%1095%A | Great Bend 2nd & KS 115/34.5 kV XMFR | Transformer |  | 2 | 2ND-KS 3 115.00 | 539689 | 2ND-KS 1 34.500 | 539728 | 2ND-KS T 13.800 | 539931 | 0
SECI | TOPOLOGY%SECI%SECI%GRNLEA1%1091%A | Greenleaf 115/34.5 kV XFMR | Transformer | Greenleaf 115/34.5 kV XFMR | 1 | GRNLEAF3 115.0 | 539665 | GRNLEAF1 34.5 | 539711 | GRNLEF-T 13.8 | 539911 | 0
SECI | TOPOLOGY%SECI%SECI%GRNBUR1%1091%A | Greensburg 115/34.5 kV XFMR | Transformer | Greensburg 115/34.5 kV XFMR | 1 | GRNBURG3 115.0 | 539664 | GRNBURG1 34.5 | 539710 | GRNBUG-T 13.80 | 539910 | 0
SECI | TOPOLOGY%SECI%SECI%HAGGAR1%1091%A | Haggard 115/34.5 kV XFMR | Transformer | Haggard 115/34.5 kV XFMR | 1 | HAGGARD3 115.0 | 539667 | HAGGARD1 34.5 | 539712 | HAGARD-T 13.8 | 539912 | 0
SECI | TOPOLOGY%SECI%SECI%HARBINGR%AT1%A | HARBINGER 345/115 KV XFR | Transformer | SECI.HARBINGR.A.SECI.HARBINGR.345.115 | 1 | HARBNGR7 345.00 | 531512 | HARBNGR3 115.00 | 531510 | HARBNGR-T 13.800 | 531511 | 345
SECI | TOPOLOGY%SECI%SECI%HARPER1%1091%A | Harper 138/34.5 kV XFMR | Transformer | Harper 138/34.5 kV XFMR | 1 | HARPER 4 138.0 | 539668 | HARPER 1 34.5 | 539713 | HARPER-T 8.66 | 539913 | 0
SECI | TOPOLOGY%SECI%SECI%HICKOC1%1006%A | Hickock 115/69 kV XFMR | Transformer | Hickock.115/69.kV.XFMR | 1 | HICKOCK3 115.00 | 531378 | HICKOCK2 69.000 | 531377 | HICKOK1 13.800 | 531250 | 69
SECI | TOPOLOGY%SECI%SECI%HOLCOM1%1016%AB | Holcomb 345/115 kV XFMR | Transformer | SECI.HOLCOM1.AB.SECI.HOLCOM1.345.1 | 1 | HOLCOMB7 345.00 | 531449 | HOLCOMB3 115.00 | 531448 | HOLCTER1 13.800 | 531450 | 115
SECI | TOPOLOGY%SECI%SECI%HUGOTON%TR1%A | Hugoton 115/69 kV XFMR | Transformer | Hugoton.115/69.kV.XFMR | 1 | HUGOTON3 115.00 | 531481 | HUGOTON2 69.000 | 531380 | HUGOTON1 13.800 | 531261 | 69
SECI | TOPOLOGY%SECI%SECI%JEWELL1%1092%A | Jewell 115/34.5 kV XFMR | Transformer | Jewell 115/34.5 kV XFMR | 1 | JEWELL 3 115.0 | 539669 | JEWELL 1 34.5 | 539714 | JEWEEL-T 2.40 | 539914 | 0
SECI | TOPOLOGY%SECI%SECI%JOHNCR2%A%A | Johnson Corner 115/69 kV XFMR | Transformer | Johnson.Corner.115/69.kV.XFMR | 1 | JOHNCR 3 115.00 | 531424 | JOHNCR 2 69.000 | 531383 | JOHNCR 1 13.800 | 531257 | 69
SECI | TOPOLOGY%SECI%SECI%S-LIBE1%1095%A | Liberal East Pine St 115/34.5 kV | Transformer | SECI.S-LIBE1.A.SECI.S-LIBE1.115.35 |  | E-PINE 3 115.00 | 539690 | E-PINE1 34.500 | 539729 | E-PINE T 13.800 | 539932 | 115
SECI | TOPOLOGY%SECI%SECI%MED-LD1%1093%A | Medicine Lodge 115/34.5 kV XFMR | Transformer | Medicine Lodge 115/34.5 kV XFMR | 1 | MED-LDG3 115.00 | 539673 | MEDLGT-T 34.5 | 539717 | MEDLGD-T 2.30 | 593918 | 0
SECI | TOPOLOGY%SECI%SECI%MILAN2%1093%A | Milan 138/34.5 kV XFMR | Transformer | Milan 138/34.5 kV XFMR | 1 | MILAN 4 138.00 | 539676 | MILAN 1 34.5 | 539718 | MILAN-T 12.47 | 539919 | 0
SECI | TOPOLOGY%SECI%SECI%MINGO1%XF1%T1_H | Mingo 345/115kV XFMR 1 | Transformer | SECI.MINGO1.XF1.SECI.MINGO1.345.115 | 1 | MINGO 7 345.00 | 531451 | MINGO 3 115.00 | 531429 | MINGTER1 13.800 | 531452 | 115
SECI | TOPOLOGY%SECI%SECI%MINGO1%1015%AB | Mingo SECI 345/115 kV XFMR | Transformer | SECI.MINGO1.AB.SECI.MINGO1.345.115 | 1 | MINGO 7 345.00 | 531451 | MINGO 3 115.00 | 531429 | MINGTER1 13.800 | 531452 | 115
SECI | TOPOLOGY%SECI%SECI%MINGO1%XF2%T2 | Mingo SECI 345/115 kV XFMR #2 | Transformer | SECI.MINGO1.T2.SECI.MINGO1.345.115 | 1 | MINGO 7 345.00 | 531451 | MINGO 3 115.00 | 531429 | MINGTER1 13.800 | 531452 | 115
SECI | TOPOLOGY%SECI%SECI%NESS-C1%1094%A | Ness City 115/34.5 kV | Transformer | SECI.NESS-C1.A.SECI.NESS-C1.115.35 |  | NESCTY 3 115.00 | 530607 | NESS-CT1 34.500 | 539722 | NES-CT-T 13.800 | 539924 | 115
SECI | TOPOLOGY%SECI%SECI%N-DODG1%1094%A | North Dodge 115/34.5 kV XMFR | Transformer | North Dodge 115/34.5 kV XMFR | 1 | N-DODGE3 115.0 | 539680 | N-DODGE1 34.5 | 539720 | N-DODG-T 2.4 | 539922 | 0
SECI | TOPOLOGY%SECI%SECI%N-LIBE1%TR1%TR1_1306 | North Liberal 115/34.5 kV XFMR | Transformer | North Liberal 115/34.5 kV XFMR | 1 | NLIB 3 115.0 | 539737 | NLIB 1 34.5 | 539738 | N-LIB-T 13.8 | 539941 | 0
SECI | TOPOLOGY%SECI%SECI%N-GBEN1%1094%A | Northwest Great Bend 115/34.5 kV | Transformer | SECI.N-GBEN1.A.SECI.N-GBEN1.115.35 |  | N-GBEND3 115.00 | 539681 | N-GBEND1 34.500 | 539721 | NGBEND-T 13.800 | 539923 | 115
SECI | TOPOLOGY%SECI%SECI%OTISSU1%XFA%A | Otis 115/34.5 kv XFMR 1 | Transformer | SECI.OTISSU1.A.SECI.OTISSU1.115.34 | 1 | OTISSUB3 115.0 | 539684 | OTISSUB1 34.5 | 539723 | OTIS1-T 2.4 | 539925 | 0
SECI | TOPOLOGY%SECI%SECI%OTISSU1%XFB%B | Otis 115/34.5 kv XFMR 2 | Transformer | SECI.OTISSU1.B.SECI.OTISSU1.115.34 | 2 | OTISSUB3 115.0 | 539684 | OTISSUB2 34.5 | 539723 | OTIS2-T 2.4 | 539926 | 0
SECI | TOPOLOGY%SECI%SECI%PHLBUR1%1094%A | Phillipsburg 115/34.5 kV XFMR | Transformer | SECI.PHLBUR1.A.SECI.PHLBUR1.115.34 | 1 | PHLBURG3 115.00 | 539685 | PHLBURG1 34.500 | 539724 | PHLBUG-T 13.800 | 539927 | 0
SECI | TOPOLOGY%SECI%SECI%PIONEE2%1008%A | Pioneer 115/69 kV XFMR | Transformer | SECI.PIONEE2.A.SECI.PIONEE2.69.115 | 1 | PIONEER3 115.00 | 531391 | PIONEER2 69.000 | 531390 | PIONEER1 13.800 | 531251 | 69
SECI | TOPOLOGY%SECI%SECI%PLAINV1%1095%A | Plainville 115/34.5 kV XFMR | Transformer | SECI.PLAINV1.A.SECI.PLAINV1.115.34 | 1 | PLAINVL3 115.00 | 539686 | PLAINVL1 34.500 | 539725 | PLAINV-T 13.800 | 539928 | 0
SECI | TOPOLOGY%SECI%SECI%PRATT1%1095%A | Pratt 115/34.5 kV XFMR | Transformer | SECI.PRATT1.A.SECI.PRATT1.115.35 | 1 | PRATT 3 115.0 | 539687 | PRATT 1 34.5 | 539726 | PRATT-T 3.6 | 539929 | 0
SECI | TOPOLOGY%SECI%SECI%RANSOM1%1010%A | Ransom 115/69 kV XFMR | Transformer | SECI.RANSOM1.A.SECI.RANSOM1.115.69 | 1 | RANSOM 3 115.00 | 531414 | RANSOM 2 69.000 | 531413 | RANSOM 1 13.800 | 531253 | 69
SECI | TOPOLOGY%SECI%SECI%RUSSEL3%XF1%XF1 | Russell 115/34.5 kV | Transformer | SECI.RUSSEL3.XF1.SECI.RUSSEL3.115.35 |  | RUSSELL3 115.00 | 539701 | RUSSELL1 34.500 | 539703 | RUSSEL-T 7.2000 | 539943 | 115
SECI | TOPOLOGY%SECI%SECI%SATANT1%1095%A | Satanta 115/34.5 kV XFMR | Transformer | SECI.SATANT1.A.SECI.SATANT1.115.34 | 1 | SATMKEC3 115.0 | 539691 | SATANTA1 34.5 | 539730 | SATANTA-T 13.8 | 539742 | 0
SECI | TOPOLOGY%SECI%SECI%SCOTCTY%1013%A | Scott City 115/69 kV XFMR | Transformer | SECI.SCOTCTY.A.SECI.SCOTCTY.69.115 | 1 | SCOTCTY3 115.00 | 531433 | SCOTCTY2 69.000 | 531427 | SCOTCTY1 13.800 | 531256 | 69
SECI | TOPOLOGY%SECI%SECI%SETAB1%1015%A | Setab 345/115 kV XFMR | Transformer | SECI.SETAB1.A.SECI.SETAB1.345.115 | 1 | SETAB 7 345.00 | 531465 | SETAB 3 115.00 | 531464 | SETAB 1 13.800 | 531259 | 115
SECI |  | Seward SECI 115/69 kV XFMR | Transformer | SECI.SEWARD2.A.SECI.SEWARD2.116.69 | 1 | SEWARD-3 115.00 | 531467 | CMSSWRD2 69.000 | 531466 | SEWARD 1 13.800 | 531260 | 69
SECI | TOPOLOGY%SECI%SECI%SEWARD2%1016%A | Seward SECI 115/69 kV XFMR | Transformer |  | 2 | SEWARD-3 115.00 | 531467 | CMSSWRD2 69.000 | 531466 | SEWARD 1 13.800 | 531260 | 69
SECI | TOPOLOGY%SECI%SECI%SMITH-1%1095%A | Smith Center 115/34.5 kV XFMR | Transformer | SECI.SMITH-1.A.SECI.SMITH-1.115.34 | 1 | SMITH-C3 115.0 | 539693 | SMITH-C1 34.5 | 539731 | SMITHC-T 7.2 | 539934 | 0
SECI | TOPOLOGY%SECI%SECI%S-DODG1%1095%A | South Dodge 115/34.5 kV XFMR | Transformer | SECI.S-DODG1.A.SECI.S-DODG1.115.34 | 1 | S-DODGE3 115.0 | 539688 | S-DODGE1 34.5 | 539727 | S-DODG-T 13.8 | 539930 | 0
SECI | TOPOLOGY%SECI%SECI%SPERVI1%1096%B | Spearville 115/34.5 kV XFMR | Transformer | SECI.SPERVI1.B.SECI.SPERVI1.115.35 | 1 | SPEARVL3 115.00 | 539732 | SPEARVL1 34.500 | 539694 | SPERVLDT 3.9840 | 539936 | 0
SECI | TOPOLOGY%SECI%SECI%SPERVI1%1097%AB | Spearville 230/115 kV XFMR | Transformer | SECI.SPERVI2.AB.SECI.SPERVI2.115.230 | 1 | SPEARVL6 230.00 | 539695 | SPEARVL3 115.00 | 539694 | SPERVLTT 13.800 | 539935 | 115
SECI | TOPOLOGY%SECI%SECI%SPERVI1%XF2%XF2 | Spearville 345/115 kV XFMR | Transformer | SECI.SPERVI1.XF2.SECI.SPERVI1.345.115 | 1 | SPERVIL7 345.00 | 531469 | SPRVL 3 115.00 | 539759 | SPRVL-T 13.800 | 539960 | 115
SECI | TOPOLOGY%SECI%SECI%SPERVI1%1016%A | Spearville 345/230 kV XFMR | Transformer | SECI.SPERVI1.A.SECI.SPERVI1.345.230 | 1 | SPERVIL7 345.00 | 531469 | SPEARVL6 230.00 | 539695 | SPERTER1 13.800 | 531468 | 230
SECI | TOPOLOGY%SECI%SECI%SUNCIT1%1096%A | Sun City 115/34.5 kV XFMR | Transformer | Sun City 115/34.5 kV XFMR | 1 | SUNCITY3 115.0 | 539697 | SUNCITY1 34.5 | 539733 | SUNCT-T 2.4 | 539937 | 0
SECI | TOPOLOGY%SECI%SECI%THISTLE7%TR1%TR1 | Thistle 345/138 kV | Transformer | SECI.THISTLE7.TR1.SECI.THISTLE7.345.138 | 1 | THISTLE7 345.00 | 539801 | THISTLE4 138.00 | 539804 | THISTLE T1 13.800 | 539802 | 138
SECI | TOPOLOGY%SECI%SECI%WALDO1%1096%A | Waldo 115/34.5 kV XFMR | Transformer | SECI.WALDO1.A.SECI.WALDO1.115.34 | 1 | WALDO 3 115.0 | 539698 | WALDO 1 34.5 | 539734 | WALDO-T 7.2 | 539938 | 0
SECI | TOPOLOGY%SECI%SECI%WALKMY1%1009%A | Walkemeyer 115/69 kV XFMR | Transformer | SECI.WALKMY1.A.SECI.WALKMY1.69.115 | 1 | WALKMYR3 115.00 | 531405 | WALKMYR2 69.000 | 531404 | WALKMYR1 13.800 | 531252 | 69
SECI | TOPOLOGY%SECI%SECI%W-DODG1%1096%A | West Dodge 115/34.5 kV XFMR | Transformer | SECI.W-DODG1.A.SECI.W-DODG1.115.34 | 1 | W-DODGE3 115.00 | 539699 | W-DODGE1 34.500 | 539735 | W-DODG-T 13.800 | 539939 | 0
SECI | TOPOLOGY%SECI%SECI%W-LIBE1%1096%A | West Liberal 115/34.5 kV XFMR | Transformer | SECI.W-LIBE1.A.SECI.W-LIBE1.115.34 | 1 | W-LIBER3 115.0 | 539700 | W-LIBER1 34.5 | 539736 | W-LIB-T 12.5 | 539940 | 0
SPA | TOPOLOGY%SPA%SPA%CARTHAGE%7364%A | Carthage SPA 161/69 kV XFMR #1 | Transformer | SPA.CARTHAGE.A.SPA.CARTHAGE.69.161 | 1 | CARTHAG5 161.00 | 505488 | CARTHG 2 69.000 | 505490 | CRG X1 1 13.800 | 505487 | 69
SPA | TOPOLOGY%SPA%SPA%CARTHAGE%7365%B | Carthage SPA 161/69 kV XFMR #2 | Transformer | SPA.CARTHAGE.B.SPA.CARTHAGE.69.161 | 2 | CARTHAG5 161.00 | 505488 | CARTHG 2 69.000 | 505490 | CRG X2 1 13.800 | 505489 | 69
SPA |  | Checotah 138/69 kV XFMR | Transformer | Checotah.138/69.kV.XFMR | 1 | CHECOTA4 138.00 | 505594 | 2CHECOTA 69.000 | 300895 |  |  | 69
SPA |  | Doniphan 161/69 kV XFMR #1 | Transformer | Doniphan.161/69.kV.XFMR.#1 | 1 | DONIPHN5 161.00 | 505440 | 2DONIPH 69.000 | 301201 |  |  | 69
SPA |  | Doniphan 161/69 kV XFMR #2 | Transformer | Doniphan.161/69.kV.XFMR.#2 | 2 | DONIPHN5 161.00 | 505440 | 2DONIPH 69.000 | 301201 |  |  | 69
SPA | TOPOLOGY%SPA%SPA%EUFALA_D%T4%T4_P | Eufaula 161/138 kV XFMR | Transformer | SPA.EUFALA_D.T4_P.SPA.EUFALA_D.161.1 | 1 | EUFAULA5 161.00 | 505570 | EUFAULA4 138.00 | 505574 | EUF #1 1 13.800 | 505576 | 138
SPA |  | Glencoe 161/69 kV XFMR | Transformer | Glencoe.161/69.kV.XFMR | 1 | GLENCOE 5 161.00 | 504080 | GLENCOE2 2 69.000 | 504081 | GLENCOE 1 13.800 | 504082 | 69
SPA | TOPOLOGY%CO%DV%LINE%LN | Gore SPA 161/69 kV XFMR | Transformer | Gore.SPA.161/69.kV.XFMR | 1 | GORE 5 161.00 | 505552 | GORE GR2 69.000 | 512644 | GORTER1 13.800 | 512832 | 69
SPA |  | Idalia 161/69 kV XFMR #1 | Transformer | Idalia.161/69.kV.XFMR.#1 | 1 | IDALIA 5 161.00 | 505434 | 2IDALIA 69.000 | 301243 |  |  | 69
SPA |  | Idalia 161/69 kV XFMR #2 | Transformer | Idalia.161/69.kV.XFMR.#2 | 1 | IDALIA 5 161.00 | 505434 | 2IDALIA 69.000 | 301243 |  |  | 69
SPA | TOPOLOGY%SPA%SPA%KENNET1%7294%A | Kennett 161/69 kV XFMR #1 | Transformer | SPA.KENNET1.A.SPA.KENNET1.69.161 | 1 | KENNETT5 161.00 | 505410 | KENNETT2 69.000 | 505408 | KEN X1 1 13.800 | 505407 | 69
SPA | TOPOLOGY%SPA%SPA%KENNET1%7295%B | Kennett 161/69 kV XFMR #2 | Transformer | SPA.KENNET1.B.SPA.KENNET1.161.69 | 2 | KENNETT5 161.00 | 505410 | KENNETT2 69.000 | 505408 | KEN X2 1 13.800 | 505409 | 69
SPA | TOPOLOGY%SPA%SPA%NMAD_SPA%7284%A | New Madrid SPA 161/69 kV XFMR #1 | Transformer | SPA.NMAD_SPA.A.SPA.NMAD_SPA.161.69 | 1 | N MADRD5 161.00 | 505400 | N MADRD2 69.000 | 505402 | NMA X1 1 13.800 | 505401 | 69
SPA | TOPOLOGY%SPA%SPA%NMAD_SPA%7285%B | New Madrid SPA 161/69 kV XFMR #2 | Transformer | SPA.NMAD_SPA.B.SPA.NMAD_SPA.161.69 | 2 | N MADRD5 161.00 | 505400 | N MADRD2 69.000 | 505402 | NMA X2 1 13.800 | 505403 | 69
SPA | TOPOLOGY%SPA%SPA%NIXA_SPA%TR1%1 | Nixa SPA 161/69 kV XFMR #1 | Transformer | SPA.NIXA_SPA.1.SPA.NIXA_SPA.161.69 | 1 | NIXA 5 161.00 | 505496 | NIXA 2 69.000 | 505501 | NXA X1 1 13.800 | 505497 | 69
SPA | TOPOLOGY%SPA%SPA%NIXA_SPA%TR2%2 | Nixa SPA 161/69 kV XFMR #2 | Transformer | SPA.NIXA_SPA.2.SPA.NIXA_SPA.161.69 | 2 | NIXA 5 161.00 | 505496 | NIXA 2 69.000 | 505501 | NXA X2 1 13.800 | 505499 | 69
SPA | TOPOLOGY%SPA%SPA%NORFORK%7328%AA | Norfork 161/69 kV XFMR #1 | Transformer | SPA.NORFORK.B.SPA.NORFORK.69.161 | 1 | NORFORK5 161.00 | 505448 | NORFORK2 69.000 | 505450 | NFK X1 1 13.800 | 505449 | 69
SPA | TOPOLOGY%SPA%SPA%NORFORK%7329%B | Norfork 161/69 kV XFMR #2 | Transformer | SPA.NORFORK.AA.SPA.NORFORK.69.161 | 2 | NORFORK5 161.00 | 505448 | NORFORK2 69.000 | 505450 | NFK X2 1 13.800 | 505451 | 69
SPA | TOPOLOGY%SPA%SPA%PARAGL1%7297%A | Paragould 161/69 kV XFMR #1 | Transformer | SPA.PARAGL1.A.SPA.PARAGL1.161.69 | 1 | PARAGLD5 161.00 | 505412 | PARAGLD2 69.000 | 505414 | PRG X1 1 13.800 | 505411 | 69
SPA | TOPOLOGY%SPA%SPA%PARAGL1%7298%B | Paragould 161/69 kV XFMR #2 | Transformer | SPA.PARAGL1.B.SPA.PARAGL1.161.69 | 2 | PARAGLD5 161.00 | 505412 | PARAGLD2 69.000 | 505414 | PRG X2 1 13.800 | 505413 | 69
SPA | TOPOLOGY%SPA%SPA%PARAGL1%7299%C | Paragould 161/69 kV XFMR #3 | Transformer | SPA.PARAGL1.C.SPA.PARAGL1.161.69 | 3 | PARAGLD5 161.00 | 505412 | PARAGLD2 69.000 | 505414 | PRG X3 1 13.800 | 505415 | 69
SPA | TOPOLOGY%SPA%SPA%POP_BLF%7316%A | Poplar Bluff 161/69 kV XFMR #1 | Transformer | SPA.POP_BLF.A.SPA.POP_BLF.69.161 | 1 | POP BLF5 161.00 | 505438 | POP BLF2 69.000 | 505436 | PBL X1 1 13.800 | 505435 | 69
SPA | TOPOLOGY%SPA%SPA%POP_BLF%7317%B | Poplar Bluff 161/69 kV XFMR #2 | Transformer | SPA.POP_BLF.B.SPA.POP_BLF.161.69 | 2 | POP BLF5 161.00 | 505438 | POP BLF2 69.000 | 505436 | PBL X2 1 13.800 | 505437 | 69
SPA | TOPOLOGY%SPA%SPA%POP_BLF%7318%C | Poplar Bluff 161/69 kV XFMR #3 | Transformer | SPA.POP_BLF.C.SPA.POP_BLF.161.69 | 3 | POP BLF5 161.00 | 505438 | POP BLF2 69.000 | 505436 | PBL X3 1 13.800 | 505439 | 69
SPA |  | Sallisaw 161/69 kV XFMR #1 | Transformer | Sallisaw 161/69 kV XFMR #1 (NOT IN EMS.) | 1 | SALISAW5 161.00 | 505550 | SALSWGR2 69.000 | 512652 | SALTER1 13.800 | 512831 | 69
SPA |  | Sallisaw 161/69 kV XFMR #2 | Transformer | Sallisaw 161/69 kV XFMR #2 (NOT IN EMS.) | 2 | SALISAW5 161.00 | 505550 | SALSWGR2 69.000 | 512652 | SALTER1 13.800 | 512831 | 69
SPA | TOPOLOGY%SPA%SPA%SKST%T1%T1 | Sikeston 161/69 kV XFMR TX1 | Transformer | SPA.SKST.T1.SKST.SPA.161.69 | 1 | SIKESTN5 161.00 | 505428 | SIKESTN2 69.000 | 505430 | SIK X1 1 13.800 | 505429 | 69
SPA | TOPOLOGY%SPA%SPA%SKST%T1%T1 | Sikeston 161/69 kV XFMR TX3 | Transformer | SPA.SKST.T1.SPA.SKST.161.69 | 2 | SIKESTN5 161.00 | 505428 | SIKESTN2 69.000 | 505430 | SIK X2 1 13.800 | 505431 | 69
SPA | TOPOLOGY%SPA%SPA%SPRGFLD%T1%T1 | Springfield SPA 161/69 kV XFMR #1 | Transformer | SPA.SPRGFLD.T1.SPA.SPRGFLD.161.69 | 1 | SPRGFLD5 161.00 | 505492 | SPRGFLD2 69.000 | 505494 | SPF X1 1 13.800 | 505491 | 69
SPA | TOPOLOGY%SPA%SPA%SPRGFLD%T2%T2 | Springfield SPA 161/69 kV XFMR #2 | Transformer | SPA.SPRGFLD.T2.SPA.SPRGFLD.161.69 | 2 | SPRGFLD5 161.00 | 505492 | SPRGFLD2 69.000 | 505494 | SPF X2 1 13.800 | 505493 | 69
SPA | TOPOLOGY%SPA%SPA%SPRGFLD%T3%T3 | Springfield SPA 161/69 kV XFMR #3 | Transformer | SPA.SPRGFLD.T3.SPA.SPRGFLD.161.69 | 3 | SPRGFLD5 161.00 | 505492 | SPRGFLD2 69.000 | 505494 | SPF X3 1 13.800 | 505495 | 69
SPA |  | Stilger 161/69 kV XFMR | Transformer | Stilger.161/69.kV.XFMR | 1 | STIGLER5 161.00 | 505588 | 2STIGLER 69.000 | 300877 |  |  | 69
SPA | TOPOLOGY%AECI%AECI%TABLE_RK%T2%T2 | Table Rock SPA 161/69 kV XFMR #2 | Transformer | AECI.TABLE_RK.T2.AECI.TABLE_RK.161.69 | 2 | TABLE R5 161.00 | 505472 | TABLE R2 69.000 | 505474 | TBR X2 1 13.800 | 505475 | 69
SPA | TOPOLOGY%SPA%SPA%WEL_SPA%7433%A | Weleetka 161/138 kV XFMR | Transformer | SPA.WEL_SPA.A.SPA.WEL_SPA.161.138 | 1 | WELEETK5 161.00 | 505590 | WELEETK4 138.00 | 505592 | WLK X1 1 13.800 | 505591 | 138
SPRM | TOPOLOGY%SPRM%SPRM%BATFLD5%XF1%XF1 | Battlefield 161/69 kV transformer | Transformer | SPRM.BATFLD5.XF1.SPRM.BATFLD5.161.69 | 1 | BATTLEFIELD5161.00 | 549959 | BATTLEFIELD269.000 | 549979 | BATLEFLDXF1113.200 | 549980 | 69
SPRM | TOPOLOGY%AECI%AECI%BROOK_LN%3145%T1 | Brookline 345/161 kV XFMR #1 | Transformer | AECI.BROOK_LN.T1.AECI.BROOK_LN.345.161 | 1 | BROOKLINE 7345.00 | 549984 | BROOKLINE 5161.00 | 549969 | BRKLNE XF1 113.200 | 549988 | 161
SPRM | TOPOLOGY%AECI%AECI%BROOK_LN%3146%T2 | Brookline 345/161 kV XFMR #2 | Transformer | AECI.BROOK_LN.T2.AECI.BROOK_LN.345.161 | 2 | BROOKLINE 7345.00 | 549984 | BROOKLINE 5161.00 | 549969 | BRKLNE XF2 113.200 | 549989 | 161
SPRM | TOPOLOGY%SPRM%SPRM%JRPS5%1154%A | James River 161/69 kV XFMR | Transformer | SPRM.JRPS5.A.SPRM.JRPS5.161.69 | 1 | JAMES RIVER5161.00 | 549961 | JAMES RIVER269.000 | 549904 | JRPS XF1 113.200 | 549944 | 69
SPRM | TOPOLOGY%SPRM%SPRM%JRPS5%T_N%T_N | JRPS 161/69 kV XFMR T_N | Transformer | SPRM.JRPS5.T_N.SPRM.JRPS5.161.69 | 2 | JAMES RIVER5161.00 | 549961 | JAMES RIVER269.000 | 549904 | JRPS XF2 113.200 | 549945 | 161
SPRM | TOPOLOGY%SPRM%SPRM%MAIN1%1156%A | Main 161/69 kV XFMR #1 | Transformer | SPRM.MAIN1.A.SPRM.MAIN1.161.69 | 1 | MAIN STREET5161.00 | 549958 | MAIN STREET269.000 | 549921 | MAINST XF1 113.200 | 549936 | 69
SPRM | TOPOLOGY%SPRM%SPRM%MAIN1%1157%B | Main 161/69 kV XFMR #2 | Transformer | SPRM.MAIN1.B.SPRM.MAIN1.161.69 | 2 | MAIN STREET5161.00 | 549958 | MAIN STREET269.000 | 549921 | MAINST XF2 113.200 | 549938 | 69
SPRM | TOPOLOGY%SPRM%SPRM%MILL5%1156%A | Mill 161/69 kV XFMR #1 | Transformer | SPRM.MILL5.A.SPRM.MILL5.161.69 | 1 | MILL 5161.00 | 549962 | MILL 269.000 | 549918 | MILL XF1 113.200 | 549946 | 69
SPRM | TOPOLOGY%SPRM%SPRM%MILL5%1157%B | Mill 161/69 kV XFMR #2 | Transformer | SPRM.MILL5.B.SPRM.MILL5.161.69 | 2 | MILL 5161.00 | 549962 | MILL 269.000 | 549918 | MILL XF2 113.200 | 549948 | 69
SPRM | TOPOLOGY%SPRM%SPRM%NICHOL2%1157%A | Nichols 161/69 kV XFMR | Transformer | SPRM.NICHOL2.A.SPRM.NICHOL2.161.69 | 1 | NICHOLS 5161.00 | 549956 | NICHOLS 269.000 | 549925 | NICHOL XF1 113.200 | 549940 | 69
SPRM | TOPOLOGY%SPRM%SPRM%NORTON3%1157%A | Norton 161/69 kV XFMR | Transformer | SPRM.NORTON3.A.SPRM.NORTON3.161.69 | 1 | NORTON 5161.00 | 549967 | NORTON 269.000 | 549928 | NORTON XF1 113.200 | 549942 | 69
SPS | TOPOLOGY%SPS%SPS%AMARIL_S%TR1%AMA_115XFMR | Amarillo South Interchange 230/115 kV XFMR | Transformer | SPS.AMARIL_S.AMA_115XFMR.SPS.AMARIL_S.115.230 | 1 | AMA_SOUTH 6230.00 | 524415 | AMA_SOUTH 3115.00 | 524414 | AMA_SO_TR1 113.200 | 524410 | 115
SPS | TOPOLOGY%SPS%SPS%ANDREWS6%T1%T1 | Andrews 230/115 kV XFRM #1 | Transformer | SPS.ANDREWS6.T1.SPS.ANDREWS6.230.115 | 1 | ANDREWS 6230.00 | 528604 | ANDREWS 3115.00 | 528602 | ANDREWS_TR1113.200 | 528601 | 230
SPS | TOPOLOGY%SPS%SPS%ANDREWS6%T2%T2 | Andrews 230/115 kV XFRM #2 | Transformer | SPS.ANDREWS6.T2.SPS.ANDREWS6.230.115 | 2 | ANDREWS 6230.00 | 528604 | ANDREWS 3115.00 | 528602 | ANDREWS_TR2113.200 | 528600 | 230
SPS | TOPOLOGY%SPS%SPS%ARTESIA%795%ART_69NXFMR | Artesia Interchange 115/69 kV XFMR #1 | Transformer | SPS.ARTESIA.ART_69NXFMR.SPS.ARTESIA.69.115 | 1 | ARTESIA 3115.00 | 527707 | ARTESIA 269.000 | 527701 | ARTSIA_TR1 113.200 | 527699 | 69
SPS | TOPOLOGY%SPS%SPS%ARTESIA%796%ART_69SXFMR | Artesia Interchange 115/69 kV XFMR #2 | Transformer | SPS.ARTESIA.ART_69SXFMR.SPS.ARTESIA.115.69 | 2 | ARTESIA 3115.00 | 527707 | ARTESIA 269.000 | 527701 | ARTSIA_TR2 113.200 | 527700 | 69
SPS | TOPOLOGY%SPS%SPS%ATOKA%794%ATO_69XFMR | Atoka Interchange 115/69 kV XFMR | Transformer | SPS.ATOKA.ATO_69XFMR.SPS.ATOKA.115.69 | 1 | ATOKA 3115.00 | 527786 | ATOKA 269.000 | 527785 | ATOKA_TR1 113.200 | 527784 | 69
SPS | TOPOLOGY%SPS%SPS%BAILEY%749%BAY_69WXFMR | Bailey Co Interchange 115/69 kV XFMR #1 | Transformer | SPS.BAILEY.BAY_69WXFMR.SPS.BAILEY.115.69 | 1 | BAILEYCO 3115.00 | 525028 | BAILEYCO 269.000 | 525027 | BAILY_TR1 113.200 | 525025 | 69
SPS | TOPOLOGY%SPS%SPS%BAILEY%750%BAY_69EXFMR | Bailey Co Interchange 115/69 kV XFMR #2 | Transformer | SPS.BAILEY.BAY_69EXFMR.SPS.BAILEY.161.69 | 2 | BAILEYCO 3115.00 | 525028 | BAILEYCO 269.000 | 525027 | BAILY_TR2 113.200 | 525026 | 69
SPS | TOPOLOGY%SPS%SPS%BLACKHAW%XF2%BLKHAW_XF2 | Blackhawk Intg 115/69 kV XFMR East CB 1H72 1G10 | Transformer | SPS.BLACKHAW.BLKHAW_XF2.SPS.BLACKHAW.115.69 | 1 | BLKHAWK_E 3115.00 | 523346 | BLACKHAWK 269.000 | 523445 | BLKHAWK_TR2113.200 | 523342 | 69
SPS | TOPOLOGY%SPS%SPS%BLACKHAW%XF1%BLKHAW_XF1 | Blackhawk Intg 115/69 kV XFMR West CB 1H92 1G05 | Transformer | SPS.BLACKHAW.BLKHAW_XF1.SPS.BLACKHAW.115.69 | 1 | BLKHAWK_W 3115.00 | 523344 | BLACKHAWK 269.000 | 523445 | BLKHAWK_TR1113.200 | 523341 | 69
SPS | TOPOLOGY%SPS%SPS%BOWERS_S%BOWE%BOW_69XFMR | Bowers Interchange 115/69 kV XFMR #1 | Transformer | SPS.BOWERS_S.BOW_69XFMR.SPS.BOWERS_S.115.69 | 1 | BOWERS 3115.00 | 523748 | BOWERS 269.000 | 523747 | BOWERS_TR1 113.200 | 523746 | 69
SPS | TOPOLOGY%SPS%SPS%BOWERS_S%TX2%TX2 | Bowers Interchange 115/69 kV XFMR #2 | Transformer | SPS.BOWERS_S.TX2.SPS.BOWERS_S.115.69 | 2 | BOWERS 3115.00 | 523748 | BOWERS 269.000 | 523747 | BOWERS_TR2 113.200 | 523745 | 69
SPS | TOPOLOGY%SPS%SPS%BUSHLAND%728%BUS_115XFMR | Bushland Interchange 230/115 kV XFMR | Transformer | SPS.BUSHLAND.BUS_115XFMR.SPS.BUSHLAND.230.115 | 1 | BUSHLAND 6230.00 | 524267 | BUSHLAND 3115.00 | 524266 | BSHLND_TR1 113.200 | 524263 | 115
SPS | TOPOLOGY%SPS%SPS%CAPITAN%TEMP%TEMP | Capitan 115/69 kV XFMR | Transformer | SPS.CAPITAN.TEMP.SPS.CAPITAN.115.69 | 1 | CAPITAN 3115.00 | 527541 | CAPITAN 269.000 | 527540 |  |  | 69
SPS | TOPOLOGY%SPS%SPS%CARLISLE%766%CRL_69XFMR | Carlisle 115/69 kV XFMR | Transformer | SPS.CARLISLE.CRL_69XFMR.SPS.CARLISLE.69.115 | 1 | CARLISLE 3115.00 | 526160 | CARLISLE 269.000 | 526159 | CRLSLE_TR2 113.200 | 526158 | 69
SPS | TOPOLOGY%SPS%SPS%CARLISLE%765%CRL_115XFMR | Carlisle 230/115 kV XFMR | Transformer | SPS.CARLISLE.CRL_115XFMR.SPS.CARLISLE.115.230 | 1 | CARLISLE 6230.00 | 526161 | CARLISLE 3115.00 | 526160 | CRLSLE_TR1 113.200 | 526157 | 115
SPS | TOPOLOGY%SPS%SPS%CARLSBAD%799%69_S | Carlsbad Interchange 115/69 kV XFMR #1 | Transformer | SPS.CARLSBAD.69_N.SPS.CARLSBAD.115.69 | 1 | CARLSBAD 3115.00 | 528160 | CARLSBAD 269.000 | 528159 | CRLSBAD_TR1113.200 | 528157 | 0
SPS | TOPOLOGY%SPS%SPS%CARLSBAD%69S%69_S | Carlsbad Interchange 115/69 kV XFMR #2 | Transformer | SPS.CARLSBAD.69_S.SPS.CARLSBAD.115.69 | 2 | CARLSBAD 3115.00 | 528160 | CARLSBAD 269.000 | 528159 | CRLSBAD_TR2113.200 | 528158 | 69
SPS | TOPOLOGY%SPS%SPS%CASTRO%726%CAS_69NXFMR | Castro County Interchange 115/69 kV XFMR #1 | Transformer | SPS.CASTRO.CAS_69NXFMR.SPS.CASTRO.69.115 | 1 | CASTRO_CNTY3115.00 | 524746 | CASTRO_CNTY269.000 | 524745 | CASTRO_TR1 113.200 | 524744 | 69
SPS | TOPOLOGY%SPS%SPS%CASTRO%727%CAS_69SXFMR | Castro County Interchange 115/69 kV XFMR #2 | Transformer | SPS.CASTRO.CAS_69SXFMR.SPS.CASTRO.69.115 | 2 | CASTRO_CNTY3115.00 | 524746 | CASTRO_CNTY269.000 | 524745 | CASTRO_TR2 113.200 | 524743 | 69
SPS | TOPOLOGY%SPS%SPS%CHANNING%XF1%XF1 | Channing 115/34.5kV XFMR | Transformer | SPS.CHANNING.XF1.SPS.ChANNING.115.34.5 | 1 | CHAN/TASCOS3115.00 | 523868 | CHANNING 134.500 | 523866 |  |  | 115
SPS | TOPOLOGY%SPS%SPS%CHANNING%T1%T1 | Channing 230/34.5kV XFMR T1 | Transformer |  | 1 | CHAN/TASCOS6230.00 | 523868 | CHANNING 134.500 | 523866 |  |  | 230
SPS | TOPOLOGY%SPS%SPS%CHANNING%T2%T2 | Channing 230/34.5kV XFMR T2 | Transformer |  | 2 | CHAN/TASCOS6230.00 | 523868 | CHANNING 134.500 | 523866 |  |  | 230
SPS | TOPOLOGY%SPS%SPS%CHAVES%792%CVS_69XFMR | Chaves Co Interchange 115/69 kV XFMR | Transformer | SPS.CHAVES.CVS_69XFMR.SPS.CHAVES.69.115 | 1 | CHAVES_CNTY3115.00 | 527482 | CHAVES_CNTY269.000 | 527481 | CHAVES_TR3 113.200 | 527480 | 69
SPS | TOPOLOGY%SPS%SPS%CHAVES%787%CVS_115EXFMR | Chaves Co Interchange 230/115 kV XFMR - East | Transformer | SPS.CHAVES.CVS_115EXFMR.SPS.CHAVES.115.230 | 1 | CHAVES_CNTY6230.00 | 527483 | CHAVES_CNTY3115.00 | 527482 | CHAVES_TR1 113.200 | 527478 | 115
SPS | TOPOLOGY%SPS%SPS%CHAVES%812%CVS_115WXFMR | Chaves Co Interchange 230/115 kV XFMR - West | Transformer | SPS.CHAVES.CVS_115WXFMR.SPS.CHAVES.230.115 | 2 | CHAVES_CNTY6230.00 | 527483 | CHAVES_CNTY3115.00 | 527482 | CHAVES_TR2 113.200 | 527479 | 115
SPS | TOPOLOGY%SPS%SPS%CHINADRW%TR1%TRH | China Draw 345 / 115 kV XFMR | Transformer | SPS.CHINADRW.TR1.SPS.CHINADRW.345.115 | 1 | CHINA_DRAW 7345.00 | 528223 | CHINA_DRAW 3115.00 | 528222 | CHINA_DRAW 113.200 | 528219 | 115
SPS | TOPOLOGY%SPS%SPS%CLIFFSID%TMP%TEMPXF | Cliffside Tap 115/69 kV | Transformer | SPS.CLIFFSID.TEMPXF.SPS.CLIFFSID.115.69 |  | CLIFFSIDE_3 115.00 | 523870 | CLIFFSDE_TP269.000 | 523881 |  |  | 69
SPS | TOPOLOGY%SPS%SPS%COCHRAN%760%COC_69WXFMR | Cochran 115/69 kV XFMR #1 | Transformer | SPS.COCHRAN.COC_69WXFMR.SPS.COCHRAN.115.69 | 1 | COCHRAN 3 115.00 | 526361 | COCHRAN 2 69.000 | 526360 |  |  | 69
SPS | TOPOLOGY%SPS%SPS%COCHRAN%761%COC_69EXFMR | Cochran 115/69 kV XFMR #2 | Transformer | SPS.COCHRAN.COC_69EXFMR.SPS.COCHRAN.115.69 | 2 | COCHRAN 3115.00 | 526361 | COCHRAN 269.000 | 526360 | COCHRAN_TR2113.200 | 526359 | 69
SPS | TOPOLOGY%SPS%SPS%COULTER%729%COU_69XFMR | Coulter Sub 115/69 kV XFMR | Transformer | SPS.COULTER.COU_69XFMR.SPS.COULTER.115.69 | 1 | COULTER 3115.00 | 524306 | COULTER 269.000 | 524305 | COLTER_TR1 113.200 | 524304 | 69
SPS | TOPOLOGY%SPS%SPS%COX%738%COX_69XFMR | Cox Interchange 115/69 kV XFMR | Transformer | SPS.COX.COX_69XFMR.SPS.COX.115.69 | 1 | COX 3115.00 | 525326 | COX 269.000 | 525325 | COX_TR1 113.200 | 525324 | 69
SPS | TOPOLOGY%SPS%SPS%CROSBY2%762%CRO_69XFMR | Crosby Interchange 115/69 kV XFMR #1 | Transformer | SPS.CROSBY2.CRO_69XFMR.SPS.CROSBY2.115.69 | 1 | CROSBY 3115.00 | 525926 | CROSBY 269.000 | 525925 | CROSBY_TR1 113.200 | 525923 | 69
SPS | TOPOLOGY%SPS%SPS%CROSBY2%763%CRO_69XFMR2 | Crosby Interchange 115/69 kV XFMR #2 | Transformer | SPS.CROSBY2.CRO_69XFMR2.SPS.CROSBY2.115.69 | 2 | CROSBY 3115.00 | 525926 | CROSBY 269.000 | 525925 | CROSBY_TR2 113.200 | 525924 | 69
SPS | TOPOLOGY%SPS%SPS%CUNNSUB%805%CUN_115XFMR | Cunningham Plant 230/115 kV XFMR | Transformer | SPS.CUNNSUB.CUN_115XFMR.SPS.CUNNSUB.230.115 | 1 | CUNNINHAM 6230.00 | 527865 | CUNNINHAM 3115.00 | 527864 | CUNNHM_TR1 113.200 | 527863 | 115
SPS | TOPOLOGY%SPS%SPS%CURRY2%784%CUR_69WXFMR | Curry Co Interchange 115/69 kV XFMR #1 | Transformer | SPS.CURRY2.CUR_69WXFMR.SPS.CURRY2.69.115 | 1 | CURRY 3115.00 | 524822 | CURRY 269.000 | 524821 | CURRY_TR1 113.200 | 524819 | 69
SPS | TOPOLOGY%SPS%SPS%CURRY2%785%CUR_69EXFMR | Curry Co Interchange 115/69 kV XFMR #2 | Transformer | SPS.CURRY2.CUR_69EXFMR.SPS.CURRY2.115.69 | 2 | CURRY 3115.00 | 524822 | CURRY 269.000 | 524821 | CURRY_TR2 113.200 | 524820 | 69
SPS | TOPOLOGY%SPS%SPS%DALHART%TR1%DLH_115XFMR | Dalhart Interchange 115/69 kV XFMR | Transformer | SPS.DALHART.DLH_115XFMR.SPS.DALHART.115.69 | 1 | DALHART 3115.00 | 523246 | DALHART 269.000 | 523245 | DALHRT_TR1 113.200 | 523242 | 69
SPS | TOPOLOGY%SPS%SPS%DALLAM%717%DLM_69XFMR | Dallam Interchange 115/69 kV XFMR | Transformer | SPS.DALLAM.DLM_69XFMR.SPS.DALLAM.69.115 | 1 | DALLAM 3115.00 | 523228 | RB-DALLAM 269.000 | 523227 | DALLAM_TR1 113.200 | 523225 | 69
SPS | TOPOLOGY%SPS%SPS%DEAFSMIT%702%DFS_W115XFMR | DefSmREC 230/115 kV XFMR #1 | Transformer | SPS.DEAFSMIT.DFS_W115XFMR.SPS.DEAFSMIT.115.230 | 1 | DEAFSMITH 6230.00 | 524623 | DEAFSMITH 3115.00 | 524622 | DEFSMTH_TR1113.200 | 524620 | 115
SPS | TOPOLOGY%SPS%SPS%DEAFSMIT%702A%DFS_E115XFMR | DefSmREC 230/115 kV XFMR #2 | Transformer | SPS.DEAFSMIT.DFS_E115XFMR.SPS.DEAFSMIT.230.115 | 2 | DEAFSMITH 6230.00 | 524623 | DEAFSMITH 3115.00 | 524622 | DEFSMTH_TR2113.800 | 524621 | 115
SPS | TOPOLOGY%SPS%SPS%DENVER_C%780%DCY_69NXFMR | Denver City Interchange 115/69 kV XFMR #1 | Transformer | SPS.DENVER_C.DCY_69NXFMR.SPS.DENVER_C.115.69 | 1 | DENVER_N 3115.00 | 527130 | DENVER_CTY 269.000 | 527125 | DNVER_N_TR1113.200 | 527122 | 69
SPS | TOPOLOGY%SPS%SPS%DENVER_C%781%DCY_69NXFMR | Denver City Interchange 115/69 kV XFMR #2 | Transformer | SPS.DENVER_C.DCY_69NXFMR.SPS.DENVER_C.115.69 | 2 | DENVER_S 3115.00 | 527136 | DENVER_CTY 269.000 | 527125 | DNVER_S_TR2113.200 | 527123 | 0
SPS | TOPOLOGY%SPS%SPS%DIAMONDB%T1%T1 | Diamondback 115/69kV Xfmr | Transformer | SPS.DIAMONDB.T1.SPS.DIAMONDB.115.69 | 1 | DIAMONDBACK3115.00 | 527212 | DIAMONDBACK269.000 | 527211 | DIMNDBK_TR1113.200 | 527210 | 115
SPS | TOPOLOGY%SPS%SPS%DOSS2%TR1%XFMR_75MVA | Doss Interchange 115/69 kV XFMR | Transformer | SPS.DOSS2.XFMR_75MVA.SPS.DOSS2.69.115 | 1 | DOSS 3115.00 | 527340 | DOSS 269.000 | 527339 | DOSS_TR1 113.200 | 527337 | 69
SPS | TOPOLOGY%SPS%SPS%EAGLE_CK%XF1%XF1 | Eagle Creek 115/69 kV Transformer | Transformer | SPS.EAGLE_CK.XF1.SPS.EAGLE_CK.115.69 | 1 | EAGLE_CREEK3115.00 | 527711 | EAGLE_CREEK269.000 | 527710 | EGCREEK_TR1113.200 | 527709 | 69
SPS | TOPOLOGY%SPS%SPS%EAST_PLA%732%EPT_115XFMR | East Plant Interchange 230/115 kV XFMR | Transformer | SPS.EAST_PLA.EPT_115XFMR.SPS.EAST_PLA.230.115 | 1 | EAST_PLANT 6230.00 | 524163 | EAST_PLANT 3115.00 | 524162 | EPLANT_TR3 113.200 | 524160 | 115
SPS | TOPOLOGY%SPS%SPS%EAST_PLA%XF1%XFAUTO1 | EastPlant Interchange 115/69 kV XFMR #1 | Transformer | SPS.EAST_PLA.XFAUTO1.SPS.EAST_PLA.115.69 | 1 | EAST_PLANT 3115.00 | 524162 | EAST_PLANT 269.000 | 524161 | EPLANT_TR1 113.200 | 524158 | 69
SPS | TOPOLOGY%SPS%SPS%EAST_PLA%XF2%XFAUTO2 | EastPlant Interchange 115/69 kV XFMR #2 | Transformer | SPS.EAST_PLA.XFAUTO2.SPS.EAST_PLA.115.69 | 2 | EAST_PLANT 3115.00 | 524162 | EAST_PLANT 269.000 | 524161 | EPLANT_TR2 113.200 | 524159 | 69
SPS | TOPOLOGY%SPS%SPS%EDDY_CO%797%EDY_115XFMR | Eddy Co Interchange 230/115 kV XFMR | Transformer | SPS.EDDY_CO.EDY_115XFMR.SPS.EDDY_CO.115.230 | 1 | EDDY_SOUTH 6230.00 | 527800 | EDDY_NTH 3115.00 | 527798 | EDDY_TR2 113.200 | 527797 | 115
SPS | TOPOLOGY%SPS%SPS%EDDY_CO%XF2%XF2 | Eddy Co Interchange 230/115 kV XFMR XF2 | Transformer | SPS.EDDY_CO.XF2.SPS.EDDY_CO.115.230 | 2 | EDDY_NORTH 6230.00 | 527799 | EDDY_STH 3115.00 | 527793 | EDDY_TR3 113.200 | 527795 | 115
SPS | TOPOLOGY%SPS%SPS%EDDY_CO%818%EDY_230XFMR | Eddy Co Interchange 345/230 kV XFMR | Transformer | SPS.EDDY_CO.EDY_230XFMR.SPS.EDDY_CO.230.345 | 1 | EDDY_CNTY 7345.00 | 527802 | EDDY_NORTH 6230.00 | 527799 | EDDY_TR 113.200 | 527796 | 230
SPS | TOPOLOGY%SPS%SPS%FLOYD_C1%XF1%FLD_69XFMR1 | Floyd Co Interchange 115/69 kV XFMR #1 | Transformer | SPS.FLOYD_C1.FLD_69XFMR1.SPS.FLOYD_C1.69.115 | 1 | FLOYD_CNTY 3115.00 | 525780 | FLOYD_CNTY 269.000 | 525779 | FLOYD_TR1 113.200 | 525777 | 69
SPS | TOPOLOGY%SPS%SPS%FLOYD_C1%XF2%FLD_69XFMR2 | Floyd Co Interchange 115/69 kV XFMR #2 | Transformer | SPS.FLOYD_C1.FLD_69XFMR2.SPS.FLOYD_C1.69.115 | 2 | FLOYD_CNTY 3115.00 | 525780 | FLOYD_CNTY 269.000 | 525779 | FLOYD_TR2 113.200 | 525778 | 69
SPS | TOPOLOGY%SPS%SPS%GAINES_C%778%GAI_69EXFMR | Gaines Co Interchange 115/69 kV XFMR East | Transformer | SPS.GAINES_C.GAI_69EXFMR.SPS.GAINES_C.69.115 | 1 | GAINES 3115.00 | 527322 | GAINES 269.000 | 527321 | GAINES_TR1 113.200 | 527319 | 69
SPS | TOPOLOGY%SPS%SPS%GAINES_C%777%GAI_69WXFMR | Gaines Co Interchange 115/69 kV XFMR West | Transformer | SPS.GAINES_C.GAI_69WXFMR.SPS.GAINES_C.69.115 | 2 | GAINES 3115.00 | 527322 | GAINES 269.000 | 527321 | GAINES_TR2 113.200 | 527320 | 69
SPS | TOPOLOGY%SPS%SPS%GRAHAM%782%GRM_69XFMR | Graham 115/69 kV XFMR | Transformer | Graham.115/69.kV.XFMR | 1 | GRAHAM 3115.00 | 526694 | GRAHAM 269.000 | 526693 | GRAHAM_TR1 113.200 | 526692 | 69
SPS | TOPOLOGY%SPS%SPS%GRAHAM%783%GRM_69XFMR2 | Graham 115/69 kV XFMR #2 | Transformer | SPS.GRAHAM.GRM_69XFMR2.SPS.GRAHAM.115.69 | 1 | GRAHAM 3115.00 | 526694 | GRAHAM 269.000 | 526693 | GRAHAM_TR1 113.200 | 526692 | 69
SPS | TOPOLOGY%SPS%SPS%GRAPVINE%GRAP%GRA_115XFMR | Grapevine Intg 230/115 kV XFMR | Transformer | SPS.GRAPVINE.GRA_115XFMR.SPS.GRAPVINE.230.115 | 1 | GRAPEVINE 6230.00 | 523771 | GRAPEVINE 3115.00 | 523770 | GRAPEVN_TR1113.200 | 523769 | 115
SPS | TOPOLOGY%SPS%SPS%GRASSLAN%T2%T2 | Grassland 230/115 kV XFMR CKT 2 | Transformer | SPS.GRASSLAN.T2.SPS.GRASSLAN.230.115 | 2 | GRASSLAND 6230.00 | 526677 | GRASSLAND 3115.00 | 526676 | GRASLND_TR1213.200 | 526675 | 115
SPS | TOPOLOGY%SPS%SPS%GRAY_CO%709%GRY_69XFMR | Gray Co Interchange 115/69 kV XFMR | Transformer | SPS.GRAY_CO.GRY_69XFMR.SPS.GRAY_CO.115.69 | 1 | GRAY_CNTY 3115.00 | 523636 | GRAY_CNTY 269.000 | 523635 | GRAYCO_TR1 113.200 | 523634 | 69
SPS | TOPOLOGY%SPS%SPS%GRTPLAIN%A%A | Great Plains 345/115 kV | Transformer | SPS.GRTPLAIN.A.SPS.GRTPLAIN.345.115 |  | HITCHLAND 7345.00 | 523097 | NOBLE_WND 3115.00 | 523103 | NOBLE_TR 113.800 | 523102 | 115
SPS | TOPOLOGY%SPS%SPS%HALE_CO%751%HAL_69NXFMR | Hale County Interchange 115/69 kV XFMR #1 | Transformer | SPS.HALE_CO.HAL_69NXFMR.SPS.HALE_CO.115.69 | 1 | HALE_CNTY 3115.00 | 525454 | HALE_CNTY 269.000 | 525453 | HALE_TR1 113.200 | 525451 | 69
SPS | TOPOLOGY%SPS%SPS%HALE_CO%752%HAL_69SXFMR | Hale County Interchange 115/69 kV XFMR #2 | Transformer | SPS.HALE_CO.HAL_69SXFMR.SPS.HALE_CO.115.69 | 2 | HALE_CNTY 3115.00 | 525454 | HALE_CNTY 269.000 | 525453 | HALE_TR2 113.200 | 525452 | 69
SPS | TOPOLOGY%SPS%SPS%HAPPY_IN%TR2%HPY_TR2XFMR | Happy Interchange 115/69 kV XFMR East | Transformer | SPS.HAPPY_IN.HPY_TR1XFMR.SPS.HAPPY_IN.69.115 | 1 | HAPPY_INT 3115.00 | 525154 | HAPPY_INT 269.000 | 525153 | HAPPY_TR1 113.200 | 525151 | 69
SPS | TOPOLOGY%SPS%SPS%HAPPY_IN%TR1%HPY_TR1XFMR | Happy Interchange 115/69 kV XFMR West | Transformer | SPS.HAPPY_IN.HPY_TR2XFMR.SPS.HAPPY_IN.69.115 | 2 | HAPPY_INT 3115.00 | 525154 | HAPPY_INT 269.000 | 525153 | HAPPY_TR2 113.200 | 525152 | 69
SPS | TOPOLOGY%SPS%SPS%HEREFORD%701%HFD_S69XFMR | Hereford Interchange 115/69 kV XFMR #1 | Transformer | SPS.HEREFORD.HFD_N69XFMR.SPS.HEREFORD.115.69 | 1 | HEREFORD 3115.00 | 524606 | HEREFRD_NB 269.000 | 524605 | HERFRD_TR1 113.200 | 524602 | 69
SPS | TOPOLOGY%SPS%SPS%HEREFORD%701%HFD_S69XFMR | Hereford Interchange 115/69 kV XFMR #2 | Transformer | SPS.HEREFORD.HFD_S69XFMR.SPS.HEREFORD.115.69 | 2 | HEREFORD 3115.00 | 524606 | HEREFRD_SB 269.000 | 524604 | HERFRD_TR2 113.200 | 524603 | 69
SPS | TOPOLOGY%SPS%SPS%HERRING%XF1%XF1 | Herring 115\34.5kV Xfmr | Transformer | SPS.HERRING.XF1.SPS.HERRING.115.34.5 | 1 | HERRING 3115.00 | 523359 | HERRING 134.500 | 523354 |  |  | 115
SPS | TOPOLOGY%SPS%SPS%HITCH%T115%HITCH_115_230 | Hitchland Interchange 230/115 kV XFMR | Transformer | SPS.HITCH.HITCH_115_230.SPS.HITCH.230.115 | 1 | HITCHLAND 6230.00 | 523095 | HITCHLAND 3115.00 | 523093 | HITCHLD_TR1113.200 | 523092 | 115
SPS | TOPOLOGY%SPS%SPS%HITCH%T2%T2_230_115 | Hitchland Interchange 230/115 kV XFMR #2 | Transformer | SPS.HITCH.T2_230_115.SPS.HITCH.230.115 | 2 | HITCHLAND 6230.00 | 523095 | HITCHLAND 3115.00 | 523093 | HITCHLD_TR4113.200 | 523098 | 115
SPS | TOPOLOGY%SPS%SPS%HITCH%T230%HITCH_230_345 | Hitchland Interchange 345/230 kV XFMR East | Transformer | SPS.HITCH.HITCH_230_345.SPS.HITCH.230.345 | 1 | HITCHLAND 7345.00 | 523097 | HITCHLAND 6230.00 | 523095 | HITCHLD_TR0113.200 | 523091 | 230
SPS | TOPOLOGY%SPS%SPS%HITCH%XF2%A | Hitchland Interchange 345/230 kV XFMR West | Transformer | SPS.HITCH.A.SPS.HITCH.230.345 | 2 | HITCHLAND 7345.00 | 523097 | HITCHLAND 6230.00 | 523095 | HITCHLD_TR2113.200 | 523094 | 230
SPS | TOPOLOGY%SPS%SPS%HOBBS%TR3%TRH | Hobbs 345 / 230 kV XFMR | Transformer | SPS.HOBBS.TR3.SPS.HOBBS.345.230 | 1 | HOBBS_INT 7345.00 | 527896 | HOBBS_INT 6230.00 | 527894 | HOBBS_TR3 113.200 | 527895 | 230
SPS | TOPOLOGY%SPS%SPS%HOBBS%XF2%XF2 | Hobbs Plant 230/115 kV XFMR #1 | Transformer | SPS.HOBBS.A.SPS.HOBBS.230.115 | 1 | HOBBS_INT 6230.00 | 527894 | HOBBS_INT 3115.00 | 527891 | HOBBS_TR1 113.200 | 527890 | 115
SPS | TOPOLOGY%SPS%SPS%HOBBS%XF2%XF2 | Hobbs Plant 230/115 kV XFMR #2 | Transformer | SPS.HOBBS.XF2.SPS.HOBBS.230.115 | 2 | HOBBS_INT 6230.00 | 527894 | HOBBS_INT 3115.00 | 527891 | HOBBS_TR2 113.200 | 527889 | 115
SPS | TOPOLOGY%SPS%SPS%HOCKLEY%758%HOC_69NXFMR | Hockley Co Intg 115/69 kV XFMR #1 | Transformer | SPS.HOCKLEY.HOC_69NXFMR.SPS.HOCKLEY.115.69 | 1 | HOCKLEY 3115.00 | 526020 | HOCKLEY 269.000 | 526019 | HOCKLEY_TR1113.200 | 526017 | 69
SPS | TOPOLOGY%SPS%SPS%HOCKLEY%759%HOC_69SXFMR | Hockley Co Intg 115/69 kV XFMR #2 | Transformer | SPS.HOCKLEY.HOC_69SXFMR.SPS.HOCKLEY.115.69 | 2 | HOCKLEY 3115.00 | 526020 | HOCKLEY 269.000 | 526019 | HOCKLEY_TR2113.200 | 526018 | 69
SPS | TOPOLOGY%SPS%SPS%HOWARD3%TR69%A | Howard Transformer #1 115/69 kV | Transformer | SPS.HOWARD3.A.SPS.HOWARD3.115.69 | 1 | HOWARD 3115.00 | 523797 | HOWARD 269.000 | 523796 | HOWARD_TR1 113.200 | 523794 | 69
SPS | TOPOLOGY%SPS%SPS%HOWARD3%XF2%XF2 | Howard Transformer #2 115/69 kV | Transformer | SPS.HOWARD3.XF2.SPS.HOWARD3.115.69 | 2 | HOWARD 3115.00 | 523797 | HOWARD 269.000 | 523796 | HOWARD_TR2 113.200 | 523795 | 69
SPS | TOPOLOGY%SPS%SPS%HUTCH%716%HUT_69XFMR | Hutchinson 115/69 kV XFMR | Transformer | HUTCH.SPS.HUT_69XFMR.115.69 | 1 | HUTCH_S 3115.00 | 523546 | HUTCHISON 269.000 | 523543 | HUTCH_TR3 113.200 | 523542 | 69
SPS | TOPOLOGY%SPS%SPS%HUTCH%714%HUT_115NXFMR | Hutchinson 230/115kV North Transformer | Transformer | HUT_115NXFMR.SPS.HUTCH.230.115 | 1 | HUTCHISON 6230.00 | 523551 | HUTCH_N 3115.00 | 523544 | HUTCH_TR1N 113.200 | 523540 | 115
SPS | TOPOLOGY%SPS%SPS%HUTCH%715%HUT_115SXFMR | Hutchinson Interchange 230/115 kV XFMR South | Transformer | SPS.HUTCH.HUT_115SXFMR.SPS.HUTCH.230.115 | 1 | HUTCHISON 6230.00 | 523551 | HUTCH_N 3115.00 | 523544 | HUTCH_TR1N 113.200 | 523540 | 115
SPS | TOPOLOGY%SPS%SPS%KINGSMIL%XF2%XF2 | Kingsmill Interchange #2 115/69 kV XFMR | Transformer | SPS.KINGSMIL.XF2.SPS.KINGSMIL.69.115 | 2 | KINGSMILL 3115.00 | 523712 | KINGSMILL 269.000 | 523711 | KNGSMIL_TR2113.200 |  | 69
SPS | TOPOLOGY%SPS%SPS%KINGSMIL%710%KIN_69XFMR | Kingsmill Interchange 115/69 kV XFMR | Transformer | SPS.KINGSMIL.KIN_69XFMR.SPS.KINGSMIL.69.115 | 1 | KINGSMILL 3115.00 | 523712 | KINGSMILL 269.000 | 523711 | KNGSMIL_TR1113.200 | 523710 | 69
SPS | TOPOLOGY%SPS%SPS%KIOWASPS%TR1%TRH | Kiowa 345 / 115 kV XFMR | Transformer | SPS.KIOWASPS.TR1.SPS.KIOWASPS.345.115 | 1 | KIOWA 7345.00 | 527965 | KIOWATR1S 115.00 | 527966 | KIOWA_TR1 113.200 | 527964 | 115
SPS | TOPOLOGY%SPS%SPS%KISER%XF1%XF1 | Kiser SPS 115/69 kV XFRM | Transformer | SPS.KISER.XF1.SPS.KISER.115.69 |  | KISER 3115.00 | 525272 | KISER 269.000 | 525271 | KISER_TR1 113.200 | 525269 | 69
SPS | TOPOLOGY%SPS%SPS%KRESS%735%KRS_69EXFMR | Kress Interchange 115/69 kV XFMR #1 | Transformer | SPS.KRESS.KRS_69EXFMR.SPS.KRESS.69.115 | 1 | KRESS_INT 3115.00 | 525192 | KRESS_INT 269.000 | 525191 | KRESS_TR1 113.200 | 525190 | 69
SPS | TOPOLOGY%SPS%SPS%LAMB%745%LAM_69NXFMR | Lamb Co Intg 115/69 kV XFMR #1 | Transformer | SPS.LAMB.LAM_69NXFMR.SPS.LAMB.69.115 | 1 | LAMB_CNTY 3115.00 | 525636 | LAMB_CNTY 269.000 | 525635 | LAMB_TR1 113.200 | 525631 | 69
SPS | TOPOLOGY%SPS%SPS%LAMB%746%LAM_69SXFMR | Lamb Co Intg 115/69 kV XFMR #2 | Transformer | SPS.LAMB.LAM_69SXFMR.SPS.LAMB.115.69 | 2 | LAMB_CNTY 3115.00 | 525636 | LAMB_CNTY 269.000 | 525635 | LAMB_TR2 113.200 | 525632 | 69
SPS | TOPOLOGY%SPS%SPS%LAMB%744%LAM_115XFMR | Lamb Co Intg 230/115 kV XFMR | Transformer | SPS.LAMB.LAM_115XFMR.SPS.LAMB.115.230 | 1 | LAMB_CNTY 6230.00 | 525637 | LAMB_CNTY 3115.00 | 525636 | LAMB_TR3 113.200 | 525633 | 115
SPS | TOPOLOGY%SPS%SPS%LAMTON%833%LMT_69XFMR | Lamton Interchange 115/69 kV XFMR | Transformer | SPS.LAMTON.LMT_69XFMR.SPS.LAMTON.115.69 | 1 | LAMTON 3115.00 | 525414 | LAMTON 269.000 | 525413 | LAMTON_TR1 113.200 | 525412 | 69
SPS | TOPOLOGY%SPS%SPS%LEA_CO%806%LEA_115XFMR | Lea Co Interchange 230/115 kV XFMR | Transformer | SPS.LEA_CO.LEA_115XFMR.SPS.LEA_CO.230.115 | 1 | LEA_CNTY 6230.00 | 527849 | LEA_CNTY 3115.00 | 527848 | LEA_TR1 113.200 | 527847 | 115
SPS |  | Lea Co REC Lovington Sub 115/69 kV XFMR | Transformer | Lea.Co.REC.Lovington.Sub.115/69.kV.XFMR.(NOT.IN.EMS) | 1 | LE-LOVINTN3 115.00 | 528334 | LE-LOVINTN2 69.000 | 528618 |  |  | 69
SPS |  | Lea Co REC San Andres Sub 115/69 kV XFMR | Transformer | Lea.Co.REC.San.Andres.Sub.115/69.kV.XFMR | 1 | LE-SNA3 115.00 | 528341 | LE-SNA2 69.000 | 528622 |  |  | 69
SPS |  | Lea Co REC Waits Sub 115/69 kV XFMR | Transformer | Lea.Co.REC.Waits.Sub.115/69.kV.XFMR | 1 | LE-WAIT3 115.00 | 528325 | LE-WAIT2 69.000 | 528617 |  |  | 69
SPS | DECK%CO%DV%ST%XFMR%XF | Lea County REC Plains Switching Station 115/69 kV XFMR | Transformer | Lighthouse.Electric.REC.Plainview.Sub.115/69.kV.XFMR | 1 | LE-PLNS3 115.00 | 526928 | LE-PLAN2 69.000 | 528626 |  |  | 69
SPS | TOPOLOGY%SPS%SPS%LEGACY%XF1%XF1 | Legacy 115/69 kV | Transformer | SPS.LEGACY.XF1.SPS.LEGACY.115.69 |  | LEGACY 3115.00 | 527346 | LEGACY 269.000 | 527345 | LEGACY_TR1 113.200 | 527344 | 69
SPS | TOPOLOGY%SPS%SPS%LP-HOLL2%TR1%TR1_241 | LPL Holly (Ty Cooke) 230/69 kV XFMR | Transformer | SPS.LP-HOLL2.TR1_241.SPS.LP-HOLL2.69.230 | 1 | LP-HOLL6 230.00 | 522870 | LP-HOLLY 269.000 | 522866 |  |  | 69
SPS | TOPOLOGY%SPS%SPS%LP-MLWK6%XFMR%LP-MLWK6_69XFR | LPL Milwaukee 230/69 kV XFMR | Transformer | SPS.LP-MLWK6.LP-MLWK6_69XFR.SPS.LP-MLWK6.69.230 | 1 | LP-MLWK6 230.00 | 522823 | LP-MLWK2 69.000 | 522828 |  |  | 69
SPS | TOPOLOGY%SPS%SPS%LP-SOUT2%TR1%TR1_236 | LPL Southeast 230/69 kV XFMR | Transformer | SPS.LP-SOUT2.TR1_236.SPS.LP-SOUT2.69.230 | 1 | LP-SINT6 230.00 | 522861 | LP-SINT2 69.000 | 522857 |  |  | 69
SPS | TOPOLOGY%SPS%SPS%LP-WADS6%TR1%TR1_242 | LPL Wadsworth 230/69 kV XFMR | Transformer | SPS.LP-WADS6.TR1_242.SPS.LP-WADS6.69.230 | 1 | LP-WADS6 230.00 | 522888 | LP-WADS2 69.000 | 522879 |  |  | 69
SPS | TOPOLOGY%SPS%SPS%LUBBOCKS%774%LBS_115SXFMR | Lub South Intg 230/115 kV XFMR | Transformer | SPS.LUBBOCKS.LBS_115SXFMR.SPS.LUBBOCKS.115.230 | 1 | LUBBCK_STH 6230.00 | 526269 | LUBBCK_STH 3115.00 | 526268 | LBB_STH TR1113.200 | 526265 | 115
SPS | TOPOLOGY%SPS%SPS%LUBBOCKE%764%LBE_69SXFMR | Lubbock East 115/69 kV XFMR #2 | Transformer | SPS.LUBBOCKE.LBE_69SXFMR.SPS.LUBBOCKE.115.69 | 2 | LUBBCK_EST 3115.00 | 526298 | LUBBCK_EST 269.000 | 526297 | LBB_EST TR3113.200 | 526296 | 69
SPS | TOPOLOGY%SPS%SPS%LUBBOCKE%810%LBE_115XFMR | Lubbock East 230/115 kV XFMR | Transformer | SPS.LUBBOCKE.LBE_115XFMR.SPS.LUBBOCKE.115.230 | 1 | LUBBCK_EST 6230.00 | 526299 | LUBBCK_EST 3115.00 | 526298 | LBB_EST TR1113.200 | 526294 | 115
SPS | TOPOLOGY%SPS%SPS%LUBBOCKS%775%LBS_69XFMR | Lubbock South 115/69 kV XFMR | Transformer | SPS.LUBBOCKS.LBS_69XFMR.SPS.LUBBOCKS.69.115 | 1 | LUBBCK_STH 3115.00 | 526268 | LUBBCK_STH 269.000 | 526267 | LBB_STH TR2113.200 | 526266 | 69
SPS | TOPOLOGY%SPS%SPS%LUBBOCKS%XF2%XF2 | Lubbock South 230/115 Transformer #2 | Transformer | SPS.LUBBOCKS.XF2.SPS.LUBBOCKS.230.115 | 1 | LUBBCK_STH 6230.00 | 526269 | LUBBCK_STH 3115.00 | 526268 | LBB_STH TR1113.200 | 526265 | 115
SPS | TOPOLOGY%SPS%SPS%LYNN%784%LYN_69XFMR_2 | Lynn Co 115/69 kV XFMR #1 | Transformer | SPS.LYNN.LYN_69XFMR_2.SPS.LYNN.69.115 | 1 | LYNN_CNTY 3115.00 | 526656 | LYNN_CNTY 269.000 | 526655 | LYNN_TR1 113.200 | 526653 | 69
SPS | TOPOLOGY%SPS%SPS%LYNN%783%LYN_69XFMR | Lynn Co 115/69 kV XFMR #2 | Transformer | SPS.LYNN.LYN_69XFMR.SPS.LYNN.115.69 | 2 | LYNN_CNTY 3115.00 | 526656 | LYNN_CNTY 269.000 | 526655 | LYNN_TR2 113.200 | 526654 | 69
SPS | TOPOLOGY%SPS%SPS%MOORE_CO%718%MC_115XFMR | Moore County Interchange 230/115 kV XFMR | Transformer | SPS.MOORE_CO.MC_115XFMR.SPS.MOORE_CO.115.230 | 1 | MOORE_CNTY 6230.00 | 523309 | MOORE_E 3115.00 | 523308 | MOORE_TR1 113.200 | 523302 | 115
SPS | TOPOLOGY%SPS%SPS%MSTNG%A%A | Mustang Interchange 230/115 kV XFMR | Transformer | SPS.MSTNG.A.SPS.MSTNG.230.115 | 1 | MUSTANG 6230.00 | 527149 | MUSTANG 3115.00 | 527146 | MUSTANG_TR1113.200 | 527143 | 115
SPS | TOPOLOGY%SPS%SPS%NEWHART%XF1%A | Newhart 230/115 kV Transformer | Transformer | SPS.NEWHART.XF1.SPS.NEWHART.230.115 | 1 | NEWHART 6230.00 | 525461 | NEWHART 3115.00 | 525460 | NEWHART_TR2113.200 | 525458 | 115
SPS | TOPOLOGY%SPS%SPS%NEWHART%XF2%XF2 | Newhart 230/115 kV XFRM 2 | Transformer | SPS.NEWHART.XF2.SPS.NEWHART.230.115 | 2 | NEWHART 6230.00 | 525461 | NEWHART 3115.00 | 525460 | NEWHART_TR1113.200 | 525459 | 115
SPS | TOPOLOGY%SPS%SPS%NICHSUB%707%NIC_115NXFMR | Nichols Sub 230/115 kV XFMR #1 | Transformer | SPS.NICHSUB.NIC_115NXFMR.SPS.NICHSUB.115.230 | 1 | NICHOLS 6230.00 | 524044 | NICHOLS 3115.00 | 524043 | NICHOLS_TR1113.200 | 524041 | 115
SPS | TOPOLOGY%SPS%SPS%NICHSUB%708%NIC_115SXFMR | Nichols Sub 230/115 kV XFMR #2 | Transformer | SPS.NICHSUB.NIC_115SXFMR.SPS.NICHSUB.115.230 | 2 | NICHOLS 6230.00 | 524044 | NICHOLS 3115.00 | 524043 | NICHOLS_TR2113.200 | 524042 | 115
SPS | TOPOLOGY%SPS%SPS%NRTH_INT%XF_1%XF_1 | North Int. 115/69 kV XFMR | Transformer | SPS.NRTH_INT.XF_1.SPS.NRTH_INT.115.69 | [7 empty] | 69
SPS | TOPOLOGY%SPS%SPS%N_LOVING%TR1%TRH | North Loving 345 / 115 kV XFMR | Transformer | SPS.N_LOVING.TR1.SPS.N_LOVING.345.115 | 1 | N_LOVING 7345.00 | 528185 | NORTH_LOVNG3115.00 | 528182 | N_LOVING TR113.200 | 528186 | 115
SPS | TOPOLOGY%SPS%SPS%NE_HERFD%TR1%TR69 | Northeast Hereford Interchange 115/69 kV XFMR - East | Transformer | SPS.NE_HERFD.TR1_298.SPS.NE_HERFD.115.69 | 1 | NE_HEREFORD3115.00 | 524567 | NE_HEREFORD269.000 | 524573 | NE_HRFD_TR1113.200 | 524565 | 69
SPS | TOPOLOGY%SPS%SPS%NE_HERFD%TR1%TR1_298 | Northeast Hereford Interchange 115/69 kV XFMR - West | Transformer | SPS.NE_HERFD.TR69.SPS.NE_HERFD.115.69 | 2 | NE_HEREFORD3115.00 | 524567 | NE_HEREFORD269.000 | 524573 | NE_HRFD_TR2113.200 | 524564 | 0
SPS | TOPOLOGY%SPS%SPS%NORTHWE2%731%NWI_69XFMR | Northwest Interchange 115/69 kV XFMR | Transformer | SPS.NORTHWE2.NWI_69XFMR.SPS.NORTHWE2.115.69 | 1 | NORTHWEST 3115.00 | 524106 | NORTHWEST 269.000 | 524105 | NRTHWST_TR1113.200 | 524102 | 69
SPS | TOPOLOGY%SPS%SPS%OASIS%835%OAS_115XFMR | Oasis Intg 230/115 kV XFMR | Transformer | SPS.OASIS.OAS_115XFMR.SPS.OASIS.115.230 | 1 | OASIS 6230.00 | 524875 | OASIS 3115.00 | 524874 | OASIS_TR1 113.200 | 524872 | 115
SPS | TOPOLOGY%SPS%SPS%OCHLTREE%XF1%TR115 | Ochiltree 230/115kV XFMR | Transformer | SPS.OCHLTREE.TR115.SPS.OCHLTREE.115.230 | [7 empty] | 115
SPS | TOPOLOGY%SPS%SPS%PCA%800%PCA_69XFMR | PCA Interchange 115/69 kV XFMR | Transformer | SPS.PCA.PCA_69XFMR.SPS.PCA.69.115 | 1 | PCA 3115.00 | 527930 | PCA 269.000 | 527929 | PCA_TR1 113.200 | 527928 | 69
SPS | TOPOLOGY%SPS%SPS%PECOS_IN%230%230 | Pecos Interchange 230/115 kV XFMR | Transformer | SPS.PECOS_IN.230.SPS.PECOS_IN.115.230 | 1 | PECOS 6230.00 | 528179 | PECOS 3115.00 | 528178 | PECOS_TR1 113.200 | 528176 | 115
SPS | TOPOLOGY%SPS%SPS%PERRYTON%TR1%PER_69XFMR | Perryton Interchange 115/69 kV XFMR | Transformer | SPS.PERRYTON.PER_69XFMR.SPS.PERRYTON.69.115 | 1 | PERRYTON 3 115.00 | 523158 | PERRYTON 2 69.000 | 523157 |  |  | 69
SPS | TOPOLOGY%SPS%SPS%PLXSUB%743%PLX_115XFMR | Plant X Sub 230/115 kV XFMR | Transformer | SPS.PLXSUB.PLX_115XFMR.SPS.PLXSUB.115.230 | 1 | PLANT_X 6230.00 | 525481 | PLANT_X 3115.00 | 525480 | PLANTX_TR1 113.200 | 525479 | 115
SPS | TOPOLOGY%SPS%SPS%PLSNHIL6%TR1%A | Pleasant Hill 230/115 kV Transformer | Transformer | SPS.PLSNHIL6.A.SPS.PLSNHIL6.230.115 | 1 | PLSNT_HILL 6230.00 | 524770 | PLSNT_HILL 3115.00 | 524768 | PLSNHIL_TR1113.200 | 524767 | 115
SPS | TOPOLOGY%SPS%SPS%PORTALES%836%PORI_69WXFMR | Portales Interchange 115/69 kV XFMR #1_North_CB 105 | Transformer | SPS.PORTALES.PORI_69WXFMR.SPS.PORTALES.115.69 | 1 | PORTALES 3115.00 | 524924 | PORTALES 269.000 | 524923 | PORTLES_TR1113.200 | 524921 | 0
SPS | TOPOLOGY%SPS%SPS%PORTALES%837%PORI_69EXFMR | Portales Interchange 115/69 kV XFMR #2 South CB 110 | Transformer | SPS.PORTALES.PORI_69EXFMR.SPS.PORTALES.115.69 | 2 | PORTALES 3115.00 | 524924 | PORTALES 269.000 | 524923 | PORTLES_TR2113.200 | 524922 | 0
SPS | TOPOLOGY%SPS%SPS%POTASH_J%801%PTJ_69WXFMR | Potash J Interchange 115/69 kV XFMR #1 | Transformer | SPS.POTASH_J.PTJ_69WXFMR.SPS.POTASH_J.69.115 | 1 | POTASH_JCT 3115.00 | 527962 | POTASH_JCT 269.000 | 527961 | POTASH_TR2 113.200 | 527959 | 69
SPS | TOPOLOGY%SPS%SPS%POTASH_J%802%PTJ_69EXFMR | Potash J Interchange 115/69 kV XFMR #2 | Transformer | SPS.POTASH_J.PTJ_69EXFMR.SPS.POTASH_J.115.69 | 2 | POTASH_JCT 3115.00 | 527962 | POTASH_JCT 269.000 | 527961 | POTASH_TR3 113.200 | 527960 | 69
SPS | TOPOLOGY%SPS%SPS%POTASH_J%841%PTJ_115XFMR | Potash J Interchange 230/115 kV XFMR | Transformer | SPS.POTASH_J.PTJ_115XFMR.SPS.POTASH_J.115.230 | 1 | POTASH_JCT 6230.00 | 527963 | POTASH_JCT 3115.00 | 527962 | POTASH_TR1 113.200 | 527958 | 115
SPS | TOPOLOGY%SPS%SPS%POTTER_S%XF2%XF115 | Potter Co Interchange 230/115kV Transformer | Transformer | SPS.POTTER_S.XF115.SPS.POTTER_S.230.115 | 1 | POTTER_CO 6230.00 | 523959 | POTTER_CO 3115.00 | 523951 | POTTER_TR1 113.200 | 523950 | 115
SPS | TOPOLOGY%SPS%SPS%POTTER_S%XF1%XF345 | Potter Co Interchange 345/230 kV XFMR | Transformer | SPS.POTTER_S.XF345.SPS.POTTER_S.345.230 | 1 | POTTER_CO 7345.00 | 523961 | POTTER_CO 6230.00 | 523959 | POTTER_TR 113.200 | 523957 | 230
SPS | TOPOLOGY%SPS%SPS%PRINGLE%TR34%TR34 | Pringle 115/34.5 kV Xfmr | Transformer |  | 1 | PRINGLE 3115.00 | 523266 | PRGLE_WIND 34.500 | 523268 |  |  | 115
SPS | TOPOLOGY%SPS%SPS%PRINGLE%811%PRI_115XFMR | Pringle Interchange 230/115 kV XFMR | Transformer | SPS.PRINGLE.PRI_115XFMR.SPS.PRINGLE.230.115 | 1 | PRINGLE 6230.00 | 523267 | PRINGLE 3115.00 | 523266 | PRINGLE_TR 113.200 | 523265 | 115
SPS | TOPOLOGY%SPS%SPS%RANDALL1%703%RND_115XFMR | Randall Co Interchange 230/115 kV XFMR | Transformer | SPS.RANDALL1.RND_115XFMR.SPS.RANDALL1.230.115 | 1 | RANDALL 6230.00 | 524365 | RANDALL 3115.00 | 524364 | RANDAL_TR1 113.200 | 524361 | 115
SPS | TOPOLOGY%SPS%SPS%RANDALL1%XF2%TR115 | Randall Co Interchange 230/115 kV XFMR #2 | Transformer | SPS.RANDALL1.TR115.SPS.RANDALL1.230.115 | 2 | RANDALL 6230.00 | 524365 | RANDALL 3115.00 | 524364 | RANDAL_TR2 113.200 | 524361 | 115
SPS | TOPOLOGY%SPS%SPS%RIVERVIE%712%RIV_69EXFMR | Riverview Interchange 115/69 kV XFMR | Transformer | SPS.RIVERVIE.RIV_69EXFMR.SPS.RIVERVIE.115.69 | 1 | RIVERVIEW 3115.00 | 523377 | RIVERVIEW 269.000 | 523376 | RVRVIEW_TR1113.200 | 523375 | 69
SPS | TOPOLOGY%SPS%SPS%RDRUNNER%T1%RDR_115XFMR | Road Runner 230/115 kV Transformer | Transformer | SPS.RDRUNNER.RDR_115XFR.SPS.RDRUNNER.230.115 | 1 | RDRUNNER 6230.00 | 528030 | RDRUNNER 3115.00 | 528025 |  |  | 115
SPS | TOPOLOGY%SPS%SPS%RDRUNNER%TR1%TRH | Road Runner 345 / 115 kV XFMR | Transformer | SPS.RDRUNNER.TR1.SPS.RDRUNNER.345.115 | 1 | RDRUNNER 7345.00 | 528027 | RDRUNNER 3115.00 | 528025 | RDRNNER_TR1113.200 | 528023 | 115
SPS | TOPOLOGY%SPS%SPS%RLNGHILS%XF1%TRE115 | Rolling Hills 230/115 kV Transformer | Transformer | SPS.RLNGHILS.TRE115.SPS.RLNGHILS.230.115 | 1 | rolling Hill |  | rolling Hill |  | rolling Hill |  | 115
SPS | TOPOLOGY%SPS%SPS%ROOSEVE2%786%RSV_115NXFMR | Roosevelt Interchange 230/115 kV XFMR | Transformer | SPS.ROOSEVE2.RSV_115NXFMR.SPS.ROOSEVE2.230.115 | 1 | ROSEVELT_N 6230.00 | 524909 | ROOSEVELT 3115.00 | 524908 | ROSEVLT_TR1113.200 | 524907 | 115
SPS | TOPOLOGY%SPS%SPS%ROSWELL1%B%EAST | Roswell Interchange 115/69 kV XFMR #1 | Transformer | SPS.ROSWELL1.EAST.SPS.ROSWELL1.115.69 | 1 | ROSWLL_INT 3115.00 | 527564 | ROSWLL_INT 269.000 | 527563 | ROSWELL_TR1113.200 | 527561 | 69
SPS | TOPOLOGY%SPS%SPS%ROSWELL1%790%ROI_69WXFMR | Roswell Interchange 115/69 kV XFMR #2 | Transformer | SPS.ROSWELL1.ROI_69WXFMR.SPS.ROSWELL1.115.69 | 2 | ROSWLL_INT 3115.00 | 527564 | ROSWLL_INT 269.000 | 527563 | ROSWELL_TR2113.200 | 527562 | 69
SPS | TOPOLOGY%SPS%SPS%S_GEORGI%730%SGO_69XFMR | S. Georgia Street Interchange 115/69 kV XFMR | Transformer | SPS.S_GEORGI.SGO_69XFMR.SPS.S_GEORGI.115.69 | 1 | GEORGIA 3115.00 | 524322 | GEORGIA 269.000 | 524321 | GEORGIA_TR1113.200 | 524320 | 69
SPS | TOPOLOGY%SPS%SPS%SEAGRAVE%776%SEA_69XFMR | Seagraves Interchange 115/69 kV XFMR | Transformer | SPS.SEAGRAVE.SEA_69XFMR.SPS.SEAGRAVE.69.115 | 1 | SEAGRAVES 3115.00 | 527202 | SEAGRAVES 269.000 | 527201 | SEAGRAV_TR1113.200 | 527200 | 69
SPS | TOPOLOGY%SPS%SPS%SEMIN%TRE%TRE115 | Seminole Interchange 230/115 kV XFMR #1 | Transformer | SPS.SEMIN.TRE115.SPS.SEMIN.115.230 | 1 | SEMINOLE 6230.00 | 527276 | SEMINOLE 3115.00 | 527275 | SEMINLE_TR1113.200 | 527273 | 115
SPS | TOPOLOGY%SPS%SPS%SEMIN%TRW%TRW115 | Seminole Interchange 230/115 kV XFMR #2 | Transformer | SPS.SEMIN.TRW115.SPS.SEMIN.230.115 | 2 | SEMINOLE 6230.00 | 527276 | SEMINOLE 3115.00 | 527275 | SEMINLE_TR2113.200 | 527274 | 115
SPS | TOPOLOGY%SPS%SPS%SEVEN_RV%TR1%TR1_388 | Seven Rv Interchange 115/69 kV XFMR | Transformer | SPS.SEVEN_RV.TR1_388.SPS.SEVEN_RV.115.69 | 1 | 7-RIVERS 3 115.00 | 528094 | 7-RIVERS 2 69.000 | 528093 |  |  | 69
SPS | TOPOLOGY%SPS%SPS%SEVEN_RV%TR2%TR230_115 | Seven Rv Interchange 230/115 kV XFMR | Transformer | SPS.SEVEN_RV.TR230_115.SPS.SEVEN_RV.230.115 | 1 | 7-RIVERS 6230.00 | 528095 | 7-RIVERS 3115.00 | 528094 | 7-RIVER_TR1113.200 | 528090 | 115
SPS |  | South Plains REC Woodrow Interchange 115/69 kV XFMR | Transformer | South.Plains.REC.Woodrow.Interchange.115/69.kV.XFMR | 1 | SP-WOODROW 3115.00 | 526602 | SP-WOODROW 269.000 | 526601 |  |  | 69
SPS | TOPOLOGY%SPS%SPS%SPEARMA1%711%SPR_69XFMR | Spearman Interchange 115/69 kV XFMR | Transformer | SPS.SPEARMA1.SPR_69XFMR.SPS.SPEARMA1.115.69 | 1 | SPEARMAN 3 115.00 | 523186 | SPEARMAN 2 69.000 | 523185 |  |  | 69
SPS | TOPOLOGY%SPS%SPS%SULPHUR_%827%SUL_69XFMR | Sulphur Springs Interchange 115/69 kV XFMR #1 | Transformer | SPS.SULPHUR_.SUL_69XFMR.SPS.SULPHUR_.115.69 | 1 | SULPHUR 3115.00 | 527262 | SULPHUR 269.000 | 527261 | SLPHUR_TR1 113.200 | 527259 | 69
SPS | TOPOLOGY%SPS%SPS%SULPHUR_%XF2%SUL_69XFMR_2 | Sulphur Springs Interchange 115/69 kV XFMR #2 | Transformer | SPS.SULPHUR_.SUL_69XFMR_2.SPS.SULPHUR.115.69 | 2 | SULPHUR 3115.00 | 527262 | SULPHUR 269.000 | 527261 | SLPHUR_TR2 113.200 | 527260 | 69
SPS | TOPOLOGY%SPS%SPS%SUNDOWN2%769%SDN_115XFMR | Sundown 230/115 kV XFMR | Transformer | SPS.SUNDOWN2.SDN_115XFMR.SPS.SUNDOWN2.115.230 | 1 | SUNDOWN 6230.00 | 526435 | SUNDOWN 3115.00 | 526434 | SUNDOWN_TR1113.800 | 526432 | 115
SPS | TOPOLOGY%SPS%SPS%SWISHER%737%SWI_115XFMR | Swisher Co Interchange 230/115 kV XFMR | Transformer | SPS.SWISHER.SWI_115XFMR.SPS.SWISHER.115.230 | 1 | SWISHER 6230.00 | 525213 | SWISHER 3115.00 | 525212 | SWISHER_TR1113.200 | 525211 | 115
SPS | TOPOLOGY%SPS%SPS%TERRY_CO%769%TER_69EXFMR | Terry Co 115/69 kV XFMR #1 | Transformer | SPS.TERRY_CO.TER_69EXFMR.SPS.TERRY_CO.69.115 | 1 | TERRY_CNTY 3115.00 | 526736 | TERRY_CNTY 269.000 | 526735 | TERRY_TR1 113.200 | 526733 | 69
SPS | TOPOLOGY%SPS%SPS%TERRY_CO%768%NEW_EXFMR | Terry Co 115/69 kV XFMR #2 | Transformer | SPS.TERRY_CO.NEW_EXFMR.SPS.TERRY_CO.115.69 | 2 | TERRY_CNTY 3115.00 | 526736 | TERRY_CNTY 269.000 | 526735 | TERRY_TR2 113.200 | 526734 | 69
SPS | TOPOLOGY%SPS%SPS%TOLKSUB%817%TOK_230XFMR | Tolk 345/230 kV XFMR | Transformer | SPS.TOLKSUB.TOK_230XFMR.SPS.TOLKSUB.230.345 | 1 | TOLK 7345.00 | 525549 | TOLK_TAP 6230.00 | 525543 | TOLK_TR 113.200 | 525537 | 230
SPS |  | Tri County REC Eva Regulator 69/69 kV XFMR | Transformer | Tri.County.REC.Eva.Regulator.69/69.kV.XFMR | 1 | TC-EVRG2 69.000 | 523051 | TC-EVRG2 69.000 | 523051 |  |  | 69
SPS | TOPOLOGY%SPS%SPS%TUCO%XF3%TR_115_69_3 | Tuco 115/69kV Xfmr #3 | Transformer |  | 1 | TUCO_INT 3115.00 | 525828 | TUCO_INT2 269.000 | 525816 | TUCO_TR7 113.200 | 525814 | 115
SPS | TOPOLOGY%SPS%SPS%TUCO%N920%TR_115_69_1 | Tuco Interchange 115/69 kV XFMR #1 | Transformer | SPS.TUCO.TR_115_69_1.SPS.TUCO.69.115 | 1 | TUCO_INT 3115.00 | 525828 | TUCO_INT 269.000 | 525826 | TUCO_TR6 113.200 | 525823 | 69
SPS | TOPOLOGY%SPS%SPS%TUCO%N900%TR_115_69_2 | Tuco Interchange 115/69 kV XFMR #2 | Transformer | SPS.TUCO.TR_115_69_2.SPS.TUCO.69.115 | 2 | TUCO_INT 3115.00 | 525828 | TUCO_INT 269.000 | 525826 | TUCO_TR5 113.200 | 525822 | 69
SPS | TOPOLOGY%SPS%SPS%TUCO%A%TUC_115XFMR | Tuco Interchange 230/115 kV XFMR #1 | Transformer | SPS.TUCO.TUC_115XFMR .SPS.TUCO.230.115 | 2 | TUCO_INT 6230.00 | 525830 | TUCO_INT 3115.00 | 525828 | TUCO_TR3 113.200 | 525819 | 115
SPS | TOPOLOGY%SPS%SPS%TUCO%B%B | Tuco Interchange 230/115 kV XFMR #2 | Transformer | SPS.TUCO.B.SPS.TUCO.115.230 | 1 | TUCO_INT 6230.00 | 525830 | TUCO_INT 3115.00 | 525828 | TUCO_TR4 113.200 | 525821 | 115
SPS | TOPOLOGY%SPS%SPS%TUCO%753%TUC_230XFMR | Tuco Interchange 345/230 kV XFMR North | Transformer | SPS.TUCO.TUC_230XFMR.SPS.TUCO.230.345 | 1 | TUCO_INT 7345.00 | 525832 | TUCO_INT 6230.00 | 525830 | TUCO_TR1 113.200 | 525824 | 230
SPS | TOPOLOGY%SPS%SPS%TUCO%T2%TUC_230XFMR_S | Tuco Interchange 345/230 kV XFMR South | Transformer | SPS.TUCO.TUC_230XFMR_S.SPS.TUCO.230.345 | 2 | TUCO_INT 7345.00 | 525832 | TUCO_INT 6230.00 | 525830 | TUCO_TR2 113.200 | 525825 | 230
SPS | TOPOLOGY%SPS%SPS%TEXAS_CO%721%TEX_69NXFMR | TX Co Interchange 115/69 kV XFMR #1 | Transformer | SPS.TEXAS_CO.TEX_69NXFMR.SPS.TEXAS_CO.69.115 | 1 | TEXAS_CNTY3 115.00 | 523090 | TC-TXCOUNTY269.000 | 523089 | TC-TXCN_TR1113.200 | 523085 | 69
SPS | TOPOLOGY%SPS%SPS%TEXAS_CO%722%TEX_69SXFMR | TX Co Interchange 115/69 kV XFMR #2 | Transformer | SPS.TEXAS_CO.TEX_69SXFMR.SPS.TEXAS_CO.69.115 | 2 | TEXAS_CNTY3 115.00 | 523090 | TC-TXCOUNTY269.000 | 523089 |  |  | 69
SPS | TOPOLOGY%SPS%SPS%TEXAS_CO%TXPS%TXCO_PHSHFT | TX County Phase Shifter (SECI Tie Line) 115/115 kV XFMR | Transformer | SPS.TEXAS_CO.TXCO_PHSHFT.SPS.TEXAS_CO.115.115 | 1 | TEXAS_CNTY 3115.00 | 523090 | TXPHSF 3115.00 | 523106 |  |  | 115
SPS | TOPOLOGY%SPS%SPS%WHEELER%XF1%XF1 | Wheeler County Interchange 230/115 kV XFMR | Transformer | SPS.WHEELER.XF1.SPS.WHEELER.115.230 | 1 | WHEELER 6230.00 | 523777 | WHEELER 3115.00 | 523776 | WHEELER_TR1113.200 | 523774 | 115
SPS | TOPOLOGY%SPS%SPS%WOLFFORT%767%WLF_115XFMR | Wolfforth 230/115 kV XFMR | Transformer | SPS.WOLFFORT.WLF_115XFMR.SPS.WOLFFORT.115.230 | 1 | WOLFFORTH 6230.00 | 526525 | WOLFFORTH 3115.00 | 526524 | WOLFRTH_TR1113.200 | 526522 | 115
SPS | TOPOLOGY%SPS%SPS%XIT_INTG%T1%XIT_115XFMR | XIT Interchange 230/115 kV Transformer | Transformer |  | 1 | XIT_INTG 6230.00 | 523221 | XIT_INTG 3115.00 | 523220 | XIT_INTG TR113.200 | 523219 | 115
SPS | TOPOLOGY%SPS%SPS%YOAKUM%XF2%TRN115 | Yoakum 230/115 kV XFMR #1 | Transformer | SPS.YOAKUM.TRN115.SPS.YOAKUM.115.230 | 1 | YOAKUM 6230.00 | 526935 | YOAKUM 3115.00 | 526934 | YOAKUM_TR1 113.200 | 526931 | 115
SPS | TOPOLOGY%SPS%SPS%YOAKUM%770%YKM_115XFMR | Yoakum 230/115 kV XFMR #2 | Transformer | SPS.YOAKUM.YKM_115XFMR.SPS.YOAKUM.230.115 | 2 | YOAKUM 6230.00 | 526935 | YOAKUM 3115.00 | 526934 | YOAKUM_TR2 113.200 | 526932 | 115
SPS | TOPOLOGY%SPS%SPS%YUMA%TR1%YUM_69XFMR | Yuma 115/69 kV XFMR | Transformer | SPS.YUMA.YUM_69XFMR.SPS.YUMA.69.115 | 1 | YUMA_INTG 3 115.00 | 526475 | SP-YUMA2 69.000 | 526469 |  |  | 69
WAUE | TOPOLOGY%WAUE%WAUE%AGATE%KY1A%KY1A | Agate 115/69 kV Transformer #1 | Transformer | WAUE.AGATE.KY1A.WAUE.AGATE.115.69 | 1 | AGATE 7 115.00 | 652299 | AGATE 8 69.000 | 652218 |  |  | 115
WAUE |  | Appledorn 230/69 Transformer #1 | Transformer |  | 1 | APPLEDORN 4 230.00 | 652582 | APPLEDORN 8 69.000 | 652604 | APPLEDORN 9 13.200 | 652605 | 69
WAUE |  | Arlington 115/69 kV Transformer #1 | Transformer |  | 1 | ARLNGTN7 115.00 | 652500 | ARLNGTN 69 69.000 | 652271 |  |  | 69
WAUE | DECK%CO%DV%ST%XFMR%XF | Armour 115/69 kV Transformer #1 | Transformer |  | 1 | ARMOUR 7 115.00 | 652501 | ARMOUR 8 69.000 | 652249 |  |  | 69
WAUE | TOPOLOGY%MDU%MDU%BAKER2%TR11%TR11 | Baker 230/115 Transformer #1 | Transformer |  | 1 | BAKER 4 230.00 | 661004 | BAKER 7 115.00 | 661005 | BAKER 9 13.800 | 661901 | 115
WAUE | TOPOLOGY%WAUE%WAUE%BASIN%TR1%TR1 | Basin Electric Sub KV1A 230/115 Transformer | Transformer | WAUE.BASIN.TR1.WAUE.BASIN.230.115 | 1 | LELANDO4 230.00 | 659106 | BASIN 7 115.00 | 659109 | BASIN 9 13.800 | 659200 | 230
WAUE | TOPOLOGY%WAUE%WAUE%BEAVERHL%T1%T1 | Beaver Hill 230/115 kV XFMR | Transformer | WAUE.BEAVERHL.T1.WAUE.BEAVERHL.230.115 | [7 empty] | 115
WAUE | TOPOLOGY%CO%DV%LINE%LN | Belden T2 115/25kV Xfmr | Transformer | Not in EMS | [7 empty] | 115
WAUE | TOPOLOGY%WAUE%WAUE%BELFELD%U1A1%KU1A1 | Belfield 345/230 Transformer KU1A | Transformer |  | 1 | BELFELD3 345.00 | 652424 | BELFELD4 230.00 | 652425 | BELFELD9 13.800 | 652221 | 230
WAUE | TOPOLOGY%WAUE%WAUE%BELFELD%U2A1%KU2A1 | Belfield 345/230 Transformer KU2A | Transformer | WAUE.BELFELD.KU2A1.WAUE.BELFELD.345.230 | 2 | BELFELD3 345.00 | 652424 | BELFELD4 230.00 | 652425 | BELFELD29 13.800 | 652220 | 230
WAUE | TOPOLOGY%WAUE%WAUE%BERSFRD%1A_1%KY1A_1 | Beresford 115/69 Transformer #1 | Transformer |  | 1 | BERSFRD7 115.00 | 652502 | BERSFRD8 69.000 | 652254 | BERSFR19 12.500 | 652255 | 69
WAUE | TOPOLOGY%CO%DV%LINE%LN | Berthold KY3A 115/12.47 kV Xfmr | Transformer | not in EMS | 1 | BTHOLD 7 115.00 | 659261 |  |  |  |  | 115
WAUE | TOPOLOGY%CO%DV%LINE%LN | Berthold KY5A 115/12.47 kV Xfmr | Transformer | Not in EMS | 1 | BTHOLD 7 115.00 | 659261 |  |  |  |  | 0
WAUE | TOPOLOGY%WAUE%WAUE%BISMARK2%V3A1%KV3A1 | Bismarck KV3A 230/115 Transformer | Transformer | WAUE.BISMARK2.KV3A1.WAUE.BISMARK2.230.115 | 1 | BISMARK4 230.00 | 652426 | BISMARK7 115.00 | 652427 | BISMARK9 12.470 | 652392 | 115
WAUE | TOPOLOGY%WAUE%WAUE%BISMARK2%V8A1%KV8A1 | Bismarck KV8A 230/115 Transformer | Transformer | WAUE.BISMARK2.KV8A1.WAUE.BISMARK2.230.115 | 2 | BISMARK4 230.00 | 652426 | BISMARK7 115.00 | 652427 | BISMARK29 12.470 | 652467 | 115
WAUE |  | Bison 230/115 kV Transformer #1 | Transformer |  | 1 | BISON 4 230.00 | 652470 | BISON 7 115.00 | 659350 |  |  | 115
WAUE | DECK%CO%DV%ST%XFMR%XF | Bison 230/69 kV Transformer #1 | Transformer |  | 1 | BISON 4 230.00 | 652470 | BISON 8 69.000 | 652258 |  |  | 69
WAUE |  | Blair 230/69 kV Transformer #1 | Transformer |  | 1 | BLAIR 4 230.00 | 652503 | BLAIR 69 69.000 | 652224 |  |  | 69
WAUE | TOPOLOGY%WAUE%WAUE%BLAISDEL%V2A1%KV2A1 | Blaisdell T1 230/115 Transformer | Transformer | WAUE.BLAISDEL.KV2A1.WAUE.BLAISDEL.230.115 | 1 | BLAISDELL 4230.00 | 659143 | BLAISDELL 7115.00 | 659144 | BLAISDELL 913.800 | 659164 | 115
WAUE | TOPOLOGY%WAUE%WAUE%BOTTNO%KY1A%KY1A | Bottineau KY1A 115/41.6kV XFR | Transformer |  | 1 | BOTTNO 7 115.00 | 652455 | BOTNO1 9 41.600 | 620182 |  |  | 115
WAUE | TOPOLOGY%WAUE%WAUE%BOTTNO%KY2A%KY2A | Bottineau KY2A 115/41.6kV XFMR | Transformer |  | 1 | BOTTNO 7 115.00 | 652455 | BOTNO2 9 41.600 | 620183 |  |  | 115
WAUE | TOPOLOGY%WAUE%WAUE%BOTTNOSE%KY1A%KY1A | Bottineau S.E. 115/69kV Xfmr | Transformer | WAUE.BOTTNOSE.KY1A.115.69 | [7 empty] | 115
WAUE | TOPOLOGY%CO%DV%LINE%LN | Bowman T1 230/41.8 kV Xfmr | Transformer | Not in EMS | 1 | BOWMAN 4 230.00 | 661010 |  |  |  |  | 0
WAUE | TOPOLOGY%CO%DV%LINE%LN | Bowman T2 230/57 kV Xfmr | Transformer | Not in EMS | 1 | BOWMAN 4 230.00 | 661010 |  |  |  |  | 230
WAUE | TOPOLOGY%CO%DV%LINE%LN | Bowman T3 230/69kV Xfmr | Transformer | Not in EMS | 1 | BOWMAN 4 230.00 | 661010 |  |  |  |  | 230
WAUE | TOPOLOGY%CO%DV%LINE%LN | Bowman T4 230/115 kV Transformer | Transformer | Not in EMS | 1 | BOWMAN 4 230.00 | 661010 | BOWMAN 7 115.00 | 659340 |  |  | 230
WAUE | TOPOLOGY%WAUE%WAUE%BREMERCO%TR1%TR1 | Bremer County 161/69 kV Transformer #1 | Transformer | WAUE.BREMERCO.TR1.WAUE.BREMERCO.161.69 | 1 | BREMER CO5 161.00 | 656087 | BREMER CO8 69.000 | 656089 |  |  | 69
WAUE |  | Bristol 115/69 kV Transformer #1 | Transformer |  | 1 | BRISTOL7 115.00 | 652533 | BRISTOL8 69.000 | 652289 |  |  | 69
WAUE | TOPOLOGY%WAUE%WAUE%BRDLAND%U2A1%KU2A1 | Broadland 345/230 Transformer #1 | Transformer |  | 1 | BRDLAND3 345.00 | 659120 | BRDLAND4 230.00 | 659205 | BROADLAND 913.800 | 659204 | 230
WAUE | TOPOLOGY%WAUE%WAUE%BROOKNG%KY1A%KY1A | Brookings 115/69 kV Transformer #1 | Transformer |  | 1 | BROOKNG7 115.00 | 652504 | BROOKNG8 69.000 | 652225 |  |  | 69
WAUE | TOPOLOGY%WAUE%WAUE%BURT%TR1%TR1 | Burt 161/69 kV Transformer #1 | Transformer | WAUE.BURT.TR1.WAUE.BURT.161.69 | 1 | BURT5 161.00 | 656423 | BURT8 69.000 | 656425 |  |  | 69
WAUE | DECK%CO%DV%ST%XFMR%XF | Carpenter 230/69 kV Transformer #1 | Transformer |  | 1 | CARPENTER 4 230.00 | 652614 | CARPENTER 8 69.000 | 659196 |  |  | 69
WAUE | TOPOLOGY%WAUE%WAUE%CARNGTN%KY1A%KY1A | Carrington KY1A 115/41.8 kV Xfmr | Transformer | WAUE.CARNGTN.KY1A.WAUE.CARNGTN.115.42 | 1 | CARNGTN7 115.00 | 652428 | CARNGTN9 41.800 | 652321 |  |  | 0
WAUE | TOPOLOGY%WAUE%WAUE%CHAR_CK%V2A1%KV2A1 | Charlie Creek KV2A 345/115 Transformer | Transformer | WAUE.CHAR_CK.KV2A1.WAUE.CHAR_CK.345.115 | 1 | CHAR.CK3 345.00 | 659183 | CHAR.CK7 115.00 | 659182 | CHARCREEK 1913.800 | 659211 | 345
WAUE | TOPOLOGY%WAUE%WAUE%CHAR_CK%KV3A%KV3A | Charlie Creek KV3A 345/230 Transformer | Transformer | WAUE.CHAR_CK.KV3A.WAUE.CHAR_CK.345.230 | 1 | CHAR.CK3 345.00 | 659183 | CHAR.CK4 230.00 | 659302 | CHARCREEK 2913.800 | 659318 | 345
WAUE | TOPOLOGY%WAUE%WAUE%CHAR_CK%KV4A%KV4A | Charlie Creek KV4A 345/230 Transformer | Transformer | WAUE.CHAR_CK.KV4A.WAUE.CHAR_CK.345.230 | 2 | CHAR.CK3 345.00 | 659183 | CHAR.CK4 230.00 | 659302 | CHARCREEK 3913.800 | 659319 | 230
WAUE | TOPOLOGY%CO%DV%LINE%LN | Cherry Creek T1 115/25 kV Transfomer | Transformer | Not in EMS | [7 empty] | 115
WAUE |  | Cleveland 230/69 kV Transformer #1 | Transformer |  | 1 | CLEVELD4 230.00 | 652588 | CLEVELD8 69.000 | 652245 |  |  | 69
WAUE | TOPOLOGY%WAUE%WAUE%CRESTONW%Y3A1%KY3A1 | Creston 161/69 Transformer #1 | Transformer |  | 1 | CRESTON5 161.00 | 652560 | CRESTON8 69.000 | 652569 | CRESTON 9 13.800 | 652612 | 69
WAUE | TOPOLOGY%WAUE%WAUE%CRESTONW%Y6A1%KY6A1 | Creston 161/69 Transformer #2 | Transformer |  | 2 | CRESTON5 161.00 | 652560 | CRESTON8 69.000 | 652569 | CRESTON29 13.800 | 652615 | 69
WAUE | TOPOLOGY%WAUE%WAUE%DAWSONC%U5A1%KU5A1 | Dawson County KU5A 230/115 Transformer | Transformer | WAUE.DAWSONC.KU5A1.WAUE.DAWSONC.230.115 | 1 | DAWSONC4 230.00 | 652403 | DAWSONC7 115.00 | 652404 | DAWSONC9 13.200 | 652211 | 230
WAUE | TOPOLOGY%WAUE%WAUE%DENISON%V1A1%KV1A1 | Denison 230/161 Transformer #1 | Transformer | WAUE.DENISON.KV1A1.WAUE.DENISON.230.161 | 1 | DENISON4 230.00 | 652567 | DENISON5 161.00 | 652561 | DENISON 9 13.800 | 652657 | 161
WAUE | TOPOLOGY%WAUE%WAUE%DENISON%KV2A%KV2A | Denison 230/69 kV Transformer #1 | Transformer | WAUE.DENISON.KV2A1.WAUE.DENISON.230.69 | 1 | DENISON4 230.00 | 652567 | DENISON8 69.000 | 652583 |  |  | 69
WAUE | TOPOLOGY%WAUE%WAUE%DENISON%V3A1%KV3A1 | Denison 230/69 kV Transformer #2 | Transformer | WAUE.DENISON.KV3A1.WAUE.DENISON.230.69 | 2 | DENISON4 230.00 | 652567 | DENISON8 69.000 | 652583 |  |  | 69
WAUE | TOPOLOGY%CO%DV%LINE%LN%xx | Devaul KY1A 115/69 kV Transformer | Transformer | not in EMS | 1 | DEVAUL 7 115.00 | 652416 | DEVAUL 8 69.000 | 652257 |  |  | 115
WAUE | TOPOLOGY%WAUE%WAUE%DEVILSL%KY1A%KY1A | Devils Lake 115/41.6 kV | Transformer | WAUE.DEVILSL.KY1A.WAUE.DEVILSL.115.42 |  | DEVILSL7 115.00 | 652431 | DEVILSL9 41.800 | 652319 |  |  | 0
WAUE | TOPOLOGY%MDU%MDU%DKSN_ND%TR11%TR11 | Dickinson KW1A 230/115 kV Transformer | Transformer | MDU.DKSN_DN.TR11.MDU.DKSN_ND.230.115 | 1 | DICKNSN4 230.00 | 652417 | DICKINSN-BE7115.00 | 659125 | DICKNSON 913.800 | 659197 | 115
WAUE |  | Drager 161/69 kV Transformer #1 | Transformer |  | 1 | DRAGER5 161.00 | 656283 | DRAGER8 69.000 | 656285 |  |  | 69
WAUE | TOPOLOGY%WAUE%WAUE%DRYCREEK%XF1%XF1P | Dry Creek 230/115 Transformer | Transformer |  | 1 | DRY CREEK 4230.00 | 659376 | DRY CREEK 7115.00 | 659377 | DRY CREEK 913.800 | 659378 | 230
WAUE | TOPOLOGY%WAUE%WAUE%DUNNING%TR11%TR11 | Dunning 115/41.6kV XFR TR11 | Transformer | [8 empty] | 115
WAUE | TOPOLOGY%WAUE%WAUE%EAGLE%KV1A%KV1A | Eagle 230/69 kV Transformer #1 | Transformer |  | 3 | EAGLE 4 230.00 | 659900 | EAGLE 8 69.000 | 659901 |  |  | 69
WAUE | TOPOLOGY%WAUE%WAUE%EAGLE%KV2A%KV2A | Eagle 230/69 kV Transformer #2 | Transformer |  | 1 | EAGLE 4 230.00 | 659900 | EAGLE 8 69.000 | 659901 |  |  | 69
WAUE | TOPOLOGY%WAUE%WAUE%EAGLE%KV3A%KV3A | Eagle 230/69 kV Transformer #3 | Transformer |  | 2 | EAGLE 4 230.00 | 659900 | EAGLE 8 69.000 | 659901 |  |  | 69
WAUE |  | Eagle Butte 115/69 kV Transformer #1 | Transformer |  | 1 | EAGLEBT7 115.00 | 652476 | EAGLEBE8 69.000 | 652259 |  |  | 69
WAUE |  | Eagle Butte 115/69 kV Transformer #2 | Transformer |  | 1 | EAGLEBT7 115.00 | 652476 | EAGLEBW8 69.000 | 652260 |  |  | 69
WAUE | TOPOLOGY%WAUE%WAUE%EDGELEY%KY2A%KY2A | Edgeley KY2A 115/41.8 kV | Transformer | WAUE.EDGELEY.KY2A.WAUE.EDGELEY.115.42 |  | EDGELEY7 115.00 | 652432 | EDGELEY9 41.800 | 652322 |  |  | 0
WAUE | TOPOLOGY%WAUE%WAUE%EDGELEY%KY1A%KY1A | Edgeley KY6A 115/69 Transformer | Transformer | WAUE.EDGELEY.KY1A.WAUE.EDGELEY.115.69 | 1 | EDGELEY7 115.00 | 652432 | EDGELEY8 69.000 | 652433 | EDGELEY 19 13.200 | 652328 | 69
WAUE | TOPOLOGY%CO%DV%LINE%LN | Elliott KY3A 115/43.8 kV Transformer | Transformer | Not in EMS | [7 empty] | 115
WAUE | TOPOLOGY%CO%DV%LINE%LN | Fallon KY1A 115/69 Transformer | Transformer | not in EMS | 1 | FALLON 7 115.00 | 652407 | FALLON 8 69.000 | 652213 | FALLON 9 12.470 | 652214 | 115
WAUE | TOPOLOGY%WAUE%WAUE%FARGO%V1A1%KV1A1 | Fargo KV1A 230/115 Transformer | Transformer | WAUE.FARGO.KV1A.WAUE.FARGO.230.115 | 1 | FARGO 4 230.00 | 652435 | FARGO 7 115.00 | 652436 | FARGOSVC 13.200 | 652434 | 115
WAUE | TOPOLOGY%WAUE%WAUE%FARGO%V2A1%KV2A1 | Fargo KV2A 230/115 Transformer | Transformer | WAUE.FARGO.KV2A1.WAUE.FARGO.230.115 | 2 | FARGO 4 230.00 | 652435 | FARGO 7 115.00 | 652436 | FARGOSVC 13.200 | 652434 | 115
WAUE | TOPOLOGY%WAUE%WAUE%FARGO%KY3A%KY3A | Fargo KY3A 115/69 kV Transformer | Transformer | WAUE.FARGO.KY3A.WAUE.FARGO.115.69 | 1 | FARGO 7 115.00 | 652436 | FARGO 8 69.000 | 652203 |  |  | 69
WAUE | TOPOLOGY%WAUE%WAUE%FARGO%KY3B%KY3B | Fargo KY3B 115/69 kV Transformer | Transformer | WAUE.FARGO.KY3B.WAUE.FARGO.115.69 | 2 | FARGO 7 115.00 | 652436 | FARGO 8 69.000 | 652203 |  |  | 69
WAUE | TOPOLOGY%WAUE%WAUE%FLANDRU%KY1A%KY1A | Flandreau 115/69 Transformer #1 | Transformer | WAUE.FLANDRU.KY1A.WAUE.FLANDRU.115.69 | 1 | FLANDRU7 115.00 | 652505 | FLANDRU8 69.000 | 652229 | FLANDR19 12.470 | 652227 | 69
WAUE | TOPOLOGY%WAUE%WAUE%FORMNWA%KY1A%KY1A | Forman KY1A 115/69 Transformer | Transformer | WAUE.FORMNWA.KY1A.WAUE.FORMNWA.115.69 | 1 | FORMAN 7 115.00 | 652438 | FORMAN 8 69.000 | 652439 | FORMAN9 12.470 | 652393 | 115
WAUE | TOPOLOGY%WAUE%WAUE%FTPECK%V7A1%KV7A1 | Fort Peck 161/115kV Transformer kV7A | Transformer | WAUE.FTPECK.KV7A1.WAUE.FTPECK.161.115 | 1 | FTPECK161 161.00 | 652700 | FTPECK 7 115.00 | 652406 |  |  | 115
WAUE | TOPOLOGY%WAUE%WAUE%FTPECK%AT2%AT2 | Fort Peck AT2 230/115 kV Transformer | Transformer | WAUE.FTPECK.AT2.WAUE.FTPECK.230.115 | 1 | FTPECK 4 230.00 | 652405 | FTPECK 7 115.00 | 652406 |  |  | 115
WAUE | TOPOLOGY%WAUE%WAUE%FTRANDL%TRE1%TRE1 | Fort Randall TRE1 230/115 kV Transformer | Transformer | WAUE.FTRANDL.TRE1.WAUE.FTRANDL.230.115 | 1 | FTRANDL4 230.00 | 652509 | FTRANDL7 115.00 | 652510 |  |  | 115
WAUE | TOPOLOGY%WAUE%WAUE%FTRANDL%TRF%TRF | Fort Randall TRF 230/115 kV Transformer | Transformer | WAUE.FTRANDL.TRF.WAUE.FTRANDL.230.115 | 2 | FTRANDL4 230.00 | 652509 | FTRANDL7 115.00 | 652510 |  |  | 115
WAUE | TOPOLOGY%WAUE%WAUE%FTTHOMP%U1B1%KU1B1 | Fort Thompson KU1B 345/230 Transformer | Transformer | WAUE.FTTHOMP.KU1B1.WAUE.FTTHOMP.345.230 | 2 | FTTHOMP3 345.00 | 652506 | FTTHOMP4 230.00 | 652507 | FTTHMP29 13.800 | 652274 | 230
WAUE | TOPOLOGY%WAUE%WAUE%FTTHOMP%U1A1%KU1A1 | Fort Thompson KU1A 345/230 Transformer | Transformer | WAUE.FTTHOMP.KU1A1.WAUE.FTTHOMP.345.230 | 1 | FTTHOMP3 345.00 | 652506 | FTTHOMP4 230.00 | 652507 | FTTHMP19 13.800 | 652273 | 230
WAUE | TOPOLOGY%WAUE%WAUE%FTTHOMP%V1A1%KV1A1 | Fort Thompson KV1A 230/69 kV Transformer #1 | Transformer | WAUE.FTTHOMP.KV1A1.WAUE.FTTHOMP.230.69 | 1 | FTTHOMP4 230.00 | 652507 | FTTHOMP8 69.000 | 652276 |  |  | 69
WAUE | TOPOLOGY%WAUE%WAUE%FTTHOMP%V1B1%KV1B1 | Fort Thompson KV1B 230/69 kV Transformer #2 | Transformer | WAUE.FTTHOMP.KV1B1.WAUE.FTTHOMP.230.69 | 2 | FTTHOMP4 230.00 | 652507 | FTTHOMP8 69.000 | 652276 |  |  | 69
WAUE | TOPOLOGY%WAUE%WAUE%FTPECK%V7A1%KV7A3 | Ft. Peck 161/13.8kV XFMR KV7A3 | Transformer | [8 empty] | 0
WAUE | TOPOLOGY%WAUE%WAUE%FTPECK%V7A1%KV7A2 | Ft. Peck XFMR 115/13.8kV KV7A2 | Transformer | [8 empty] | 0
WAUE | XFMR%CURRENTLY%NOT%MODELED%IN%EMS | FTPECK STARBUS 2 | Transformer |  | 1 | FTPECK13_8 69.000 | 652711 | STARBUS546 1.0000 | 999546 |  |  | 0
WAUE | TOPOLOGY%WAUE%WAUE%GARRISN%TR11%TR11 | Garrison 230/115 kV Transformer #1 (Old Yard 133 MVA) | Transformer | WAUE.GARRISN.TR11.WAUE.GARRISN.230.115 | 1 | GARRISN4 230.00 | 652441 | GARRISN7 115.00 | 652442 |  |  | 115
WAUE | TOPOLOGY%WAUE%WAUE%GARRISN%V3A1%KV3A1 | Garrison 230/115kV transformer KV33A | Transformer | WAUE.GARRISN.KV3A1.WAUE.GARRISN.230.115 | [7 empty] | 115
WAUE |  | Garrison TRG1 for Unit 1 230/13.8 kV | Transformer | WAUE.GARRISN.TRG1.WAUE.GARRISN.230.14 |  | GARRISN4 230.00 | 652441 | GARISN1G 13.800 | 652457 |  |  | 0
WAUE |  | Garrison TRG2 for Unit 2 230/13.8 kV | Transformer | WAUE.GARRISN.TRG2.WAUE.GARRISN.230.14 |  | GARRISN4 230.00 | 652441 | GARISN2G 13.800 | 652458 |  |  | 0
WAUE |  | Glenham 230/115 Transformer #1 | Transformer |  | 1 | GLENHAM4 230.00 | 661038 | GLENHAM7 115.00 | 661035 | GLENHAM9 41.600 | 661600 | 115
WAUE |  | Glenham 230/115 Transformer #2 | Transformer |  | 2 | GLENHAM4 230.00 | 661038 | GLENHAM7 115.00 | 661035 | GLENHAM9 41.600 | 661600 | 115
WAUE | TOPOLOGY%WAUE%WAUE%GRNDFKS%V1A1%KV1A1 | Grand Forks KV1A 230/115 Transformer | Transformer | WAUE.GRNDFKS.KV1A1.WAUE.GRNDFKS.230.115 | 1 | GRNDFKS4 230.00 | 652437 | GRNDFKS7 115.00 | 652443 | GRNDFKS9 12.470 | 652201 | 115
WAUE | TOPOLOGY%WAUE%WAUE%GRNDFKS%KY2B%KY2B | Grand Forks KY2B 115/69 kV Transformer | Transformer | WAUE.GRNDFKS.KY2B.WAUE.GRNDFKS.115.69 | 1 | GRNDFKS7 115.00 | 652443 | GRNDFKS8 69.000 | 652202 |  |  | 115
WAUE | TOPOLOGY%WAUE%WAUE%GRANITF%KY2A%KY2A | Granite Falls 115/69 kV Transformer #1 | Transformer |  | 1 | GRANITF7 115.00 | 652551 | GRANITF8 69.000 | 652298 | GRANITE FALL13.200 | 652288 | 69
WAUE | TOPOLOGY%WAUE%WAUE%GRANITF%V8A1%KV8A1 | Granite Falls 230/115 Transformer #1 | Transformer |  | 1 | GRANITF4 230.00 | 652550 | GRANITF7 115.00 | 652551 | GRANITF29 13.800 | 652292 | 115
WAUE | TOPOLOGY%WAUE%WAUE%GRANITF%V3A1%KV3A1 | Granite Falls 230/115 Transformer #2 | Transformer |  | 2 | GRANITF4 230.00 | 652550 | GRANITF7 115.00 | 652551 | GRANITF9 13.740 | 652297 | 115
WAUE | NO_TOPOLOGY%CO%DV%ST%KV%LD | Groton 115/69 kV Transformer #1 | Transformer |  | 1 | GROTON 7 115.00 | 652512 | GROTON18 69.000 | 652250 |  |  | 69
WAUE | DECK%CO%DV%ST%XFMR%XF | Groton 115/69 kV Transformer #2 | Transformer |  | 2 | GROTON 7 115.00 | 652512 | GROTON18 69.000 | 652250 |  |  | 69
WAUE | TOPOLOGY%WAUE%WAUE%GROTON%U2A1%KU2A1 | Groton 345/115 Transformer #1 | Transformer | WAUE.GROTON.KU2A1.WAUE.GROTON.345.115 | 1 | GROTON 3 345.00 | 659160 | GROTON 7 115.00 | 652512 | GROTON 9 13.800 | 659161 | 0
WAUE | TOPOLOGY%WAUE%WAUE%HAMPTON2%TR1%TR1 | Hampton 161/69 kV Transformer #1 | Transformer | WAUE.HAMPTON2.TR1.WAUE.HAMPTON2.161.69 | 1 | HAMPTON5 161.00 | 656191 | HAMPTON8 69.000 | 656193 |  |  | 69
WAUE |  | Hancock 161/69 kV Transformer #1 | Transformer |  | 1 | HANCOCK5 161.00 | 631103 | HANCOCK8 69.000 | 630821 |  |  | 69
WAUE |  | Hancock 161/69 kV Transformer #2 | Transformer |  | 2 | HANCOCK5 161.00 | 631103 | HANCOCK8 69.000 | 630821 |  |  | 69
WAUE | TOPOLOGY%WAUE%WAUE%HANLON%KV1A%KV1A | Hanlon 230/69 kV Transformer #1 | Transformer |  | 1 | HANLON 4 230.00 | 652513 | HANLON18 69.000 | 652278 |  |  | 69
WAUE | TOPOLOGY%WAUE%WAUE%HANLON%KV4A%KV4A | Hanlon 230/69 kV Transformer #2 | Transformer |  | 1 | HANLON 4 230.00 | 652513 | HANLON28 69.000 | 652279 |  |  | 69
WAUE | TOPOLOGY%MDU%MDU%HETINGR%TR11%TR11 | Hettinger 230/115 Transformer #1 | Transformer | MDU.HETINGR.TR11.MDU.HETINGR.230.115 | 1 | HETINGR4 230.00 | 661047 | HETINGR7 115.00 | 661048 | HETINGR9 13.800 | 661902 | 230
WAUE | TOPOLOGY%WAUE%WAUE%HOPE_CB%TR1%TR1 | Hope 161/69 kV Transformer #1 | Transformer |  | 1 | HOPE5 161.00 | 656353 | HUMBOLDT8 69.000 | 656355 |  |  | 69
WAUE | TOPOLOGY%WAUE%WAUE%HURON%V1A1%KV1A1 | Huron 115/69 kV Transformer #1 | Transformer |  | 1 | HURON 7 115.00 | 652515 | HURON 8 69.000 | 652284 |  |  | 69
WAUE | TOPOLOGY%WAUE%WAUE%HURON%V1A1%KV1A1 | Huron 230/115 Transformer #1 | Transformer |  | 1 | HURON 4 230.00 | 652514 | HURON 7 115.00 | 652515 | HURON419 13.328 | 652281 | 115
WAUE | TOPOLOGY%WAUE%WAUE%HURON%V1B1%KV1B1 | Huron 230/115 Transformer #2 | Transformer |  | 2 | HURON 4 230.00 | 652514 | HURON 7 115.00 | 652515 | HURON429 13.328 | 652282 | 115
WAUE | TOPOLOGY%WAUE%WAUE%WESTPRK%TR1%TR1 | Huron West Park 115/69 kV Transformer #1 | Transformer | WAUE.WESTPRK.TR1.WAUE.WESTPRK.115.69 | 1 | HURONWP7 115.00 | 660003 | HURON WP 869.000 | 660012 |  |  | 69
WAUE | TOPOLOGY%WAUE%WAUE%WESTPRK%TR2%TR2 | Huron West Park 115/69 kV Transformer #2 | Transformer | WAUE.WESTPRK.TR2.WAUE.WESTPRK.115.69 | 2 | HURONWP7 115.00 | 660003 | HURON WP 869.000 | 660012 |  |  | 69
WAUE |  | Ivanhoe 115/69 kV Transformer #1 | Transformer |  | 1 | IVANHOE7 115.00 | 652294 | IVANHOE8 69.000 | 652295 |  |  | 69
WAUE | TOPOLOGY%WAUE%WAUE%JAMESTN%U3A1%KU3A1 | Jamestown KU3A 230/115 Transformer | Transformer | WAUE.JAMESTN.KU3A1.WAUE.JAMESTN.230.115 | 2 | JAMESTN4 230.00 | 652444 | JAMESTN7 115.00 | 652445 | JAMEST19 13.200 | 652208 | 115
WAUE | TOPOLOGY%WAUE%WAUE%JAMESTN%U6A1%KU6A1 | Jamestown KU6A 230/115 Transformer | Transformer | WAUE.JAMESTN.KU6A1.WAUE.JAMESTN.230.115 | 1 | JAMESTN4 230.00 | 652444 | JAMESTN7 115.00 | 652445 | JAMEST29 13.200 | 652207 | 115
WAUE | TOPOLOGY%WAUE%WAUE%JAMESTN%KY1A%KY1A | Jamestown KY1A 115/41.8 kV | Transformer | WAUE.JAMESTN.KY1A.WAUE.JAMESTN.115.42 |  | JAMESTN7 115.00 | 652445 | JAMESTN9 41.800 | 652320 |  |  | 0
WAUE | TOPOLOGY%WAUE%WAUE%JAMESTN%KY2A%KY2A | Jamestown KY2A 115/41.8 kV | Transformer | WAUE.JAMESTN.KY2A.WAUE.JAMESTN.115.42 |  | JAMESTN7 115.00 | 652445 | JAMESTN9 41.800 | 652320 |  |  | 0
WAUE | TOPOLOGY%WAUE%WAUE%JUDSON%KU2A%KU2A | Judson KU2A 345/230 kV XFMR | Transformer |  | 1 | JUDSON 3345.00 | 659333 | JUDSON 4230.00 | 659334 | JUDSON 913.800 | 659335 | 230
WAUE | TOPOLOGY%WAUE%WAUE%JUDSON%KU6A%KU6A | Judson KU6A 345/230 kV XFMR | Transformer | WAUE.JUDSON.KU6A.WAUE.JUDSON.345.230 | [7 empty] | 230
WAUE | TOPOLOGY%WAUE%WAUE%KUMMRRDG%KU4A%4_H | Kummer Ridge 345/115 kV #4 | Transformer | WAUE.KUMMRRDG.4_H.WAUE.KUMMRRDG.345.115 | [7 empty] | 115
WAUE | TOPOLOGY%WAUE%WAUE%KUMMRRDG%KU6A%6_H | Kummer Ridge 345/115 kV #6 | Transformer | WAUE.KUMMRRDG.6_H.WAUE.KUMMRRDG.345.115 | [7 empty] | 115
WAUE | TOPOLOGY%WAUE%WAUE%LAKPLAT%KV1A%KV1A | Lake Platte 230/69 kV Transformer #1 | Transformer |  | 1 | LAKPLAT4 230.00 | 652516 | LAKPLAT8 69.000 | 652277 |  |  | 69
WAUE | TOPOLOGY%WAUE%WAUE%LAKOTA%KY1A%KY1A | Lakota 115/69 kV Transformer #1 | Transformer |  | 1 | LAKOTA 7 115.00 | 652448 | LAKOTA 8 69.000 | 652205 |  |  | 69
WAUE | TOPOLOGY%WAUE%WAUE%LEEDS2%KY1A%KY1A | Leeds KY1A 115/69 kV Transformer | Transformer | WAUE.LEEDS2.KY1A.WAUE.LEEDS2.115.69 | 1 | LEEDS 7 115.00 | 652447 | LEEDS 8 69.000 | 652317 |  |  | 69
WAUE | TOPOLOGY%WAUE%WAUE%LELANDO%VA11%KVA11 | Leland Olds2 KU1A 345/230 Transformer | Transformer |  | 1 | LELANDO3 345.00 | 659105 | LELANDO4 230.00 | 659106 | LELNDOLD 1913.800 | 659201 | 345
WAUE | TOPOLOGY%WAUE%WAUE%LELANDO%KVA2%KVA2 | Leland Olds2 KVA2 345/230 Transformer | Transformer | WAUE.LELANDO.KVA2.WAUE.LELAND.345.230 | 2 | LELANDO3 345.00 | 659105 | LELANDO4 230.00 | 659106 | LELNDOLD 2913.800 | 659202 | 345
WAUE | TOPOLOGY%WAUE%WAUE%LETCHERW%KV3A%KV3A | Letcher 230/115 Transformer #1 | Transformer |  | 1 | LETCHER4 230.00 | 652606 | LETCHER7 115.00 | 652609 | LETCHER9 13.200 | 652608 | 115
WAUE | TOPOLOGY%WAUE%WAUE%LTLMISS%TR1%TR1 | Little Missouri T1 230/115 kV Transformer | Transformer | WAUE.LTLMISS.TR1.WAUE.LTLMISS.230.115 | 1 | LTLMISS4 230.00 | 659265 | LTLMISS7 115.00 | 659263 |  |  | 230
WAUE | TOPOLOGY%WAUE%WAUE%LOGANWA%W1A1%KW1A1 | Logan KW1A 230/115 Transformer | Transformer | WAUE.LOGANWA.KW1A1.WAUE.LOGANWA.230.115 | 1 | LOGAN 4 230.00 | 659108 | LOGAN 7 115.00 | 659155 | LOGAN 913.800 | 659208 | 115
WAUE | XFMR%CURRENTLY%NOT%MODELED%IN%EMS | Manning 115/69 kV Transformer #1 | Transformer |  | 1 | MANNING7 115.00 | 652517 | MANNING8 69.000 | 652230 |  |  | 69
WAUE | TOPOLOGY%WAUE%WAUE%MAURINE%V1A1%KV1A1 | Maurine 230/115 Transformer #1 | Transformer |  | 1 | MAURINE4 230.00 | 652497 | MAURINE7 115.00 | 652480 | MAURINE9 13.800 | 652247 | 115
WAUE | TOPOLOGY%WAUE%WAUE%MAX%KY1A%KY1A | Max 115/41.6kV XFR KY1A | Transformer |  | 1 | MAX 7 115.00 | 652449 | MAX 9 41.600 | 652222 |  |  | 115
WAUE | TOPOLOGY%WAUE%WAUE%GROTON%115%KY1A_BEPM | Midland 115/69 kV Transformer #1 | Transformer |  | 1 | MIDLAND7 115.00 | 652481 | MIDLAND8 69.000 | 652263 |  |  | 69
WAUE | TOPOLOGY%WAUE%WAUE%MI_CTYE%KY6A%KY6A | Miles City 2 115/57 kV | Transformer | WAUE.MI_CTYE.KY6A.WAUE.MI_CTYE.115.57 |  | MI CTYE7 115.00 | 652412 | MI CTYE8 60.000 | 652219 |  |  | 115
WAUE | TOPOLOGY%WAUE%WAUE%MI_CTYE%V1A1%KV1A1 | Miles City 2 KV1A 230/115 Transformer | Transformer | WAUE.MI_CTYE.KV1A1.WAUE.MI_CTYE.230/115 | 1 | MI CTYE4 230.00 | 652411 | MI CTYE7 115.00 | 652412 | MI CTYE9 13.800 | 652217 | 115
WAUE | TOPOLOGY%WAUE%WAUE%MOORHED%TR1%TR1 | Moorehead KV1A 230/115 kV Transformer | Transformer | WAUE.MOORHED.TR1.WAUE.MOORHED.230.115 | 1 | MOORHED4 230.00 | 652553 | MOORHED7 115.00 | 652587 |  |  | 230
WAUE | TOPOLOGY%WAUE%WAUE%MOORHED%TR2%TR2 | Moorehead KV2A 230/115 kV Transformer | Transformer | WAUE.MOORHED.TR2.WAUE.MOORHED.230.115 | 2 | MOORHED4 230.00 | 652553 | MOORHED7 115.00 | 652587 |  |  | 230
WAUE | TOPOLOGY%WAUE%WAUE%MORRIS%V1A1%KV1A1 | Morris KV1A 230/115 kV Transformer | Transformer | WAUE.MORRIS.KV1A1.WAUE.MORRIS.230.115 | 1 | MORRIS 4 230.00 | 652554 | MORRIS 7 115.00 | 652555 |  |  | 115
WAUE |  | Mount Vernon 115/69 kV Transformer #1 | Transformer |  | 1 | MTVERN 7 115.00 | 652518 | MTVERNS8 69.000 | 652251 |  |  | 69
WAUE | TOPOLOGY%WAUE%WAUE%MTVERN%KY2A%KY2A | Mount Vernon 115/69 kV Transformer #2 | Transformer |  | 1 | MTVERN 7 115.00 | 652518 | MTVERNS8 69.000 | 652251 |  |  | 69
WAUE | TOPOLOGY%WAUE%WAUE%NESET%V2A1%KV2A1 | Neset KV2A 230/115 Transformer | Transformer | WAUE.NESET.KV2A1.WAUE.NESET.230.115 | 1 | NESET 4 230.00 | 659138 | NESET 7 115.00 | 659139 | NESET 9 13.800 | 659146 | 115
WAUE | TOPOLOGY%WAUE%WAUE%NUNDRWD%V1A1%KV1A1 | New Underwood 230/115 Transformer #1 | Transformer |  | 2 | NUNDRWD4 230.00 | 652484 | NUNDRWD7 115.00 | 652485 | NUNDRWD9 13.800 | 652267 | 115
WAUE | TOPOLOGY%WAUE%WAUE%NUNDRWD%V2A1%KV2A1 | New Underwood 230/115 Transformer #2 | Transformer |  | 1 | NUNDRWD4 230.00 | 652484 | NUNDRWD7 115.00 | 652485 | NUNDRWD10 13.800 | 652266 | 115
WAUE |  | Newell 115/69 kV Transformer #1 | Transformer |  | 1 | NEWELL 7 115.00 | 652483 | NEWELL 8 69.000 | 652265 |  |  | 69
WAUE | TOPOLOGY%WAUE%WAUE%OAHE%TR11%TR11 | Oahe 230/115 Transformer #1 | Transformer | WAUE.OAHE.TR11.WAUE.OAHE.230.115 | 1 | OAHE 4 230.00 | 652519 | OAHE 7 115.00 | 652520 | OAHE 9 13.800 | 652589 | 115
WAUE | TOPOLOGY%WAUE%WAUE%OAHE%TR22%TR21 | Oahe 230/115 Transformer #2 | Transformer | WAUE.OAHE.TR22.WAUE.TR22.230.115 | 2 | OAHE 4 230.00 | 652519 | OAHE 7 115.00 | 652520 | OAHE 29 13.800 | 652589 | 115
WAUE | TOPOLOGY%CO%DV%LINE%LN | Ordway KY1A 115/69 kV Transformer | Transformer | not in EMS | 1 | ORDWAY 7 115.00 | 652534 | ORDWAY 8 69.000 | 652290 |  |  | 115
WAUE | TOPOLOGY%CO%DV%LINE%LN | Ordway KY5A 115/69 kV Transformer | Transformer | Not in EMS | 2 | ORDWAY 7 115.00 | 652534 | ORDWAY 8 69.000 | 652290 |  |  | 115
WAUE | TOPOLOGY%WAUE%WAUE%OSGOOD%TR1%TR1 | Osgood 161/69 kV Transformer #1 | Transformer |  | 1 | OSGOOD5 161.00 | 656527 | OSGOOD G 69.000 | 656529 |  |  | 69
WAUE | TOPOLOGY%WAUE%WAUE%PATENT_G%KU17%KU17 | Patentgate KU17 345/115 kV Transformer | Transformer | WAUE | 1 | PATENTGATE 3345.00 | 659390 | PATENTGATE 7115.00 | 659391 | PATENTGATE1913.800 | 659392 | 345
WAUE | TOPOLOGY%WAUE%WAUE%PATENT_G%KU19%KU19 | Patentgate KU19 345/115 kV Transformer | Transformer | WAUE | 2 | PATENTGATE 3345.00 | 659390 | PATENTGATE 7115.00 | 659391 | PATENTGATE2913.800 | 659393 | 345
WAUE | TOPOLOGY%WAUE%WAUE%PHILIP%Y1A1%KY1A1 | Philip 115/69 kV Transformer #1 | Transformer | WAUE.PHILIP.KY1A1.WAUE.PHILIP.115.69 | 1 | PHILIP 7 115.00 | 652487 | PHILIP 8 69.000 | 652268 |  |  | 69
WAUE | TOPOLOGY%WAUE%WAUE%PHILIP%V1A1%KV1A1 | Philip 230/115 Transformer #1 | Transformer |  | 1 | PHILIP 4 230.00 | 652486 | PHILIP 7 115.00 | 652487 | PHILIP9 13.200 | 652498 | 115
WAUE |  | Pickert 230/69 Transformer #1 | Transformer |  | 1 | PICKERT4 230.00 | 657759 | PICKERT8 69.000 | 657923 | PICKERT9 41.600 | 620167 | 69
WAUE |  | Pierre 115/69 kV Transformer #1 | Transformer |  | 1 | PIERRE 7 115.00 | 652489 | PIERRE 8 69.000 | 652223 |  |  | 69
WAUE | XFMR%CURRENTLY%NOT%MODELED%IN%EMS | Rapid City 115/69 kV Transformer #1 | Transformer |  | 1 | RAPIDCY7 115.00 | 652490 | RAPIDCY8 69.000 | 652269 |  |  | 69
WAUE | TOPOLOGY%WAUE%WAUE%RASMUSN%KV1A%KV1A | Rasmussen 230/69 kV Transformer #1 | Transformer | WAUE.RASMUSN.KV1A.WAUE.RASMUSN.230.69 | 1 | RASMUSN4 230.00 | 652536 | RASMUSN8 69.000 | 652287 |  |  | 69
WAUE | XFMR%NOT%IN%EMS | Redfield 115/69 kV Transformer #1 | Transformer |  | 1 | REDFELD7 115.00 | 652535 | REDFELD8 69.000 | 652291 |  |  | 69
WAUE | TOPOLOGY%WAUE%WAUE%RHAME%KV2A%KV2A | Rhame KV2A 230/115 kV Transformer | Transformer | WAUE.RHAME.KV2A.WAUE.RHAME.230.115 | 2 | RHAME 4 230.00 | 659266 | RHAME 7 115.00 | 659267 |  |  | 115
WAUE | TOPOLOGY%WAUE%WAUE%R_COULEE%A%A | Richardson Coulee 161/69kV Xfmr | Transformer | WAUE.R_COULEE.A.WAUE.R_COULEE.161.69 | 1 | R_COULEE 161.00 | 652701 | R_COULEE69 69.000 | 652704 |  |  | 161
WAUE | TOPOLOGY%CO%DV%LINE%LN | Richland KY1A 115/69 kV Transformer | Transformer | Not in EMS | [7 empty] | 115
WAUE | TOPOLOGY%WAUE%WAUE%ROLLA2%KY1A%KY1A | Rolla KY1A 115/69 kV Transformer | Transformer | WAUE.ROLLA2.KY1A.WAUE.ROLLA2.115.69 | 1 | ROLLA 7 115.00 | 652283 | ROLLA 8 69.000 | 652212 |  |  | 115
WAUE | TOPOLOGY%WAUE%WAUE%ROLETTWA%TR11%TR11 | Rollette 115/69kV Xfmr | Transformer | WAUE.ROLETTWA.TR11.WAUE.ROLETTWA.115.69 | 1 | ROLETTEY 115.00 | 659693 | ROLETTE7 115.00 | 659694 |  |  | 69
WAUE | TOPOLOGY%WAUE%WAUE%ROUNDUP%KU3A%KU3A_H | RoundUp 345/115kV XFMR KU3 | Transformer | WAUE.ROUNDUP.KU3A.WAUE.ROUNDUP.345.115 | 1 | ROUNDUP 3345.00 | 659384 | ROUNDUP 3345.00 |  | ROUNDUP 3345.00 |  | 115
WAUE |  | Rushmore 115/69 kV Transformer #1 | Transformer |  | 1 | RUSHMRE7 115.00 | 652496 | RUSHMRE8 69.000 | 652270 |  |  | 69
WAUE | TOPOLOGY%WAUE%WAUE%SHEFFLD1%TR1%TR1 | Sheffield 161/69 kV Transformer #1 | Transformer |  | 1 | SHEFFLD5 161.00 | 656201 | WSHEFFLD8 69.000 | 656205 |  |  | 69
WAUE | TOPOLOGY%WAUE%WAUE%SIDNEYM%V2A1%KV2A1 | Sidney DC Tie 345/230 Transformer #1 | Transformer | WAUE.SIDNEYM.KV2A1.WAUE.SIDNEYM.345.230 | 1 | SIDNEY 3 345.00 | 659133 | SIDXFMR4 230.00 | 659210 | SIDNEY M9 13.800 | 659168 | 230
WAUE | TOPOLOGY%WAUE%WAUE%SIOUXCY%KY3A%KY3A | Sioux City 161/69 kV Transformer #1 | Transformer | WAUE.SIOUXCY.KY3A.WAUE.SIOUXCY.161.69 | 1 | SIOUXCY5 161.00 | 652566 | SIOUXCY8 69.000 | 652574 |  |  | 69
WAUE | TOPOLOGY%WAUE%WAUE%SIOUXCY%V1A1%KV1A1 | Sioux City 230/161 Transformer #1 | Transformer | WAUE.SIOUXCY.KV1A1.WAUE.SIOUXCY.230.1 | 1 | SIOUXCY4 230.00 | 652565 | SIOUXCY5 161.00 | 652566 | SIOUXC39 13.800 | 652308 | 161
WAUE | TOPOLOGY%WAUE%WAUE%SIOUXCY%V5A1%KV5A1 | Sioux City 230/161 Transformer #2 | Transformer | WAUE.SIOUXCY.KV5A1.WAUE.SIOUXCY.230.1 | 2 | SIOUXCY4 230.00 | 652565 | SIOUXCY5 161.00 | 652566 | SIOUXC49 13.800 | 652310 | 161
WAUE | TOPOLOGY%WAUE%WAUE%SIOUXCY2%KU1A%KU1A1 | Sioux City 345/230 Transformer #1 | Transformer | WAUE.SIOUXCY.KU1A1.WAUE.SIOUXCY.345.1 | 1 | SIOUXCY3 345.00 | 652564 | SIOUXCY4 230.00 | 652565 | SIOUXC19 13.800 | 652304 | 230
WAUE | TOPOLOGY%WAUE%WAUE%SIOUXCY2%KU1B%KU1B1 | Sioux City 345/230 Transformer #2 | Transformer | WAUE.SIOUXCY.KU1B1.WAUE.SIOUXCY.345.1 | 2 | SIOUXCY3 345.00 | 652564 | SIOUXCY4 230.00 | 652565 | SIOUXC29 13.800 | 652305 | 230
WAUE | DECK%CO%DV%ST%XFMR%XF | Sioux Falls 115/69 kV Transformer #1 | Transformer |  | 1 | SIOUXFL7 115.00 | 652524 | SIOUXFL8 69.000 | 652235 |  |  | 69
WAUE | TOPOLOGY%WAUE%WAUE%SIOUXFL%V3A1%KV3A1 | Sioux Falls 230/115 Transformer #1 | Transformer |  | 1 | SIOUXFL4 230.00 | 652523 | SIOUXFL7 115.00 | 652524 | SIOUXF19 13.200 | 652232 | 115
WAUE | TOPOLOGY%WAUE%WAUE%SIOUXFL%V5A1%KV5A1 | Sioux Falls 230/115 Transformer #2 | Transformer |  | 2 | SIOUXFL4 230.00 | 652523 | SIOUXFL7 115.00 | 652524 | SIOUXF29 13.200 | 652233 | 115
WAUE | TOPOLOGY%WAUE%WAUE%S_HEART%KV1A%KV1A | South Heart KV1A 230/115 kV XFR | Transformer | WAUE.S_HEART.KV1A.WAUE.S_HEART.230.115 | 2 | S HEART 4230.00 | 659309 | S HEART 7115.00 | 659306 |  |  | 230
WAUE | TOPOLOGY%WAUE%WAUE%S_HEART%T2%T2 | South Heart T2 230/115 kV Transformer | Transformer | WAUE.S_HEART.T2.WAUE.S_HEART.230.115 | 1 | S HEART 4230.00 | 659309 | S HEART 7115.00 | 659306 |  |  | 230
WAUE | TOPOLOGY%WAUE%WAUE%SPENCER%KY1A%KY1A | Spencer 161/69 kV Transformer #1 | Transformer |  | 1 | SPENCER5 161.00 | 652563 | SPENCER8_WAP69.000 | 652581 |  |  | 69
WAUE | TOPOLOGY%WAUE%WAUE%SPENCER%KY1B%KY1B | Spencer 161/69 kV Transformer #2 | Transformer |  | 2 | SPENCER5 161.00 | 652563 | SPENCER8_WAP69.000 | 652581 |  |  | 69
WAUE | TOPOLOGY%WAUE%WAUE%STEGALL%V3A1%KV3A1 | Stegall DC Tie 345/230 Transformer #1 | Transformer | WAUE.STEGALL.KV3A1.WAUE.STEGALL.345.230 | 1 | STEGALL3 345.00 | 659135 | STGXFMR4 230.00 | 659206 | STEGALLM9 13.800 | 659167 | 230
WAUE | TOPOLOGY%WAUE%WAUE%STORLA%V1A1%KV1A1 | Storla 230/115 Transformer #1 | Transformer | WAUE.STORLA.KV1A1.WAUE.STORLA.230.115 | 1 | STORLA 4 230.00 | 659122 | STORLA 7 115.00 | 659123 | STORLA 9 13.200 | 659119 | 115
WAUE |  | SullyBt 230/69 kV Transformer #1 | Transformer |  | 1 | SULLYBT4 230.00 | 652521 | SULLYBT8 69.000 | 652285 |  |  | 69
WAUE | TOPOLOGY%WAUE%WAUE%SUMMITW%KY1B%KY1B | Summit 115/69 kV Transformer #1 | Transformer |  | 1 | SUMMIT-7 115.00 | 652522 | SUMMIT-8 69.000 | 652209 |  |  | 69
WAUE | DECK%CO%DV%ST%XFMR%XF | Summit 115/69 kV Transformer #2 | Transformer |  |  | SUMMIT-7 115.00 | 652522 | SUMMIT-8 69.000 | 652326 |  |  | 69
WAUE | TOPOLOGY%WAUE%WAUE%TANDE%KU3A%KU3A_1 | Tande 345/230 kV XFMR | Transformer | WAUE.TANDE.KU3A.WAUE.TANDE.345.230 |  | TANDE 345.00 | 652580 | TANDE3 230.00 | 652596 | TANDE2 13.800 | 652595 | 230
WAUE | TOPOLOGY%WAUE%WAUE%THORNE%KY1A%KY1A | Thorne KY1A 115/69kV Transformer | Transformer | WAUE.THORNE.KY1A.115.69 | [7 empty] | 115
WAUE | TOPOLOGY%MDU%MDU%TIOGA XFMR%TR1%TR1 | Tioga 230/115 Transformer #1 | Transformer |  | 1 | TIOGA4 4 230.00 | 661084 | TIOGA4 7 115.00 | 661085 | TIOGA4 9 13.800 | 661900 | 115
WAUE |  | Tyndall 115/69 kV Transformer #1 | Transformer |  | 1 | TYNDALL7 115.00 | 652525 | TYNDALL8 69.000 | 652286 |  |  | 69
WAUE | TOPOLOGY%WAUE%WAUE%UTICAJC%KV3A%KV3A | Utica Junction 230/115 Transformer #1 | Transformer | WAUE.UTICAJC.KV3A.WAUE.UTICAJC.230.115 | 1 | UTICAJC4 230.00 | 652526 | UTICAJC7 115.00 | 652626 | UTICAJC9 13.200 | 652627 | 115
WAUE | TOPOLOGY%WAUE%WAUE%VFODNESS%KV2A%KV2A | V Fodness 230/115 Transformer #1 | Transformer | WAUE.VFODNESS.KV2A.WAUE.VFODNESS.230.115 | 1 | VFODNES4 230.00 | 652398 | VFODNES7 115.00 | 652397 | VFODNS19 12.500 | 652396 | 115
WAUE |  | V Fodness 230/69 kV Transformer #1 | Transformer |  | 1 | VFODNES4 230.00 | 652398 | VFODNES8 69.000 | 652399 |  |  | 69
WAUE | TOPOLOGY%WAUE%WAUE%VALLEYC%KY1A%KY1A | Valley City KY1A 115/69 Transformer | Transformer | WAUE.VALLEYC.KY1A.WAUE.VALLEYC.115.69 | 1 | VALLEYC7 115.00 | 652454 | VALLEYC8 69.000 | 652204 | VALLEYC9 13.200 | 652613 | 69
WAUE | TOPOLOGY%WAUE%WAUE%VOLTAIR%KY8A%KY8A | Voltair 115/41.6kV XFR KY8A | Transformer | [8 empty] | 115
WAUE | TOPOLOGY%CO%DV%LINE%LN | Ward 230/115 kV Transformer #1 | Transformer | Not in EMS | 1 | WARD 4 230.00 | 652296 | BIS WARD 7115.00 | 659297 |  |  | 230
WAUE | XFMR%CURRENTLY%NOT%MODELED%IN%EMS | Watertown 115/69 kV Transformer #1 | Transformer |  | 1 | WATERTN7 115.00 | 652531 | WATERT18 69.000 | 652242 |  |  | 69
WAUE | TOPOLOGY%WAUE%WAUE%WATERTN%V8A1%KV8A1 | Watertown 230/115 Transformer #2 (KV8A) | Transformer | WAUE.WATERTN.KV8A1.WAUE.WATERTN.230.115 | 2 | WATERTN4 230.00 | 652530 | WATERTN7 115.00 | 652531 | WATERT39 13.200 | 652240 | 115
WAUE | TOPOLOGY%WAUE%WAUE%WATERTN%U1A1%KU1A1 | Watertown 345/230 Transformer #1 | Transformer | WAUE.WATERTN.KU1A1.WAUE.WATERTN.345.230 | 1 | WATERTN3 345.00 | 652529 | WATERTN4 230.00 | 652530 | WATERT19 13.800 | 652237 | 230
WAUE | TOPOLOGY%WAUE%WAUE%WATERTN%V2A1%KV2A1 | Watertown KV2A 230/115 Transformer | Transformer | WAUE.WATERTN.KV2A1.WAUE.WATERTN.230.115 | 1 | WATERTN4 230.00 | 652530 | WATERTN7 115.00 | 652531 | WATERT29 13.200 | 652239 | 115
WAUE | TOPOLOGY%WAUE%WAUE%WATFORD%V1A1%KV1A1 | Watford KV1A 230/115 Transformer | Transformer | WAUE.WATFORD.KV1A1.WAUE.WATFORD.230.115 | 1 | WATFORD4 230.00 | 652216 | WATFORD7 115.00 | 652408 | WATFORD9 13.200 | 652471 | 115
WAUE | TOPOLOGY%WAUE%WAUE%WATFORD%V2A1%KV2A1 | Watford KV2A 230/115 Transformer | Transformer | WAUE.WATFORD.KV2A1.WAUE.WATFORD.230.115 | 1 | WATFORD4 230.00 | 652216 | WATFORD7 115.00 | 652408 | WATFORD29 13.200 | 652472 | 115
WAUE |  | Webster 161/69 kV Transformer #1 | Transformer |  | 1 | WEBSTER5 161.00 | 636001 | WEBSTER 69 69.000 | 656369 |  |  | 69
WAUE | TOPOLOGY%WAUE%WAUE%WEBSTRCB%TR2%TR2 | Webster 161/69 kV Transformer #2 | Transformer | WAUE.WEBSTRCB.TR2.WAUE.WEBSTRCB.161.69 |  | WEBSTER5 161.00 | 636001 | WEBSTER8_WAP69.000 | 656369 |  |  | 69
WAUE | WAUE%WAUE%WEBSTRCB%161%5001%TR2 | WEBSTER TR2 | Transformer | WAUE.WEBSTRCB.TR2.WAUE.WEBSTRCB.161.69 |  | WEBSTER5 161.00 | 636001 | WEBSTER8_WAP69.000 | 656369 |  |  | 0
WAUE |  | Wellsburg 161/69 kV Transformer #1 | Transformer |  | 1 | WELSBRG5 161.00 | 631008 | WELSBRG G 69.000 | 656301 |  |  | 69
WAUE | TOPOLOGY%WAUE%WAUE%WHEELOK%V2A1%KV2A1 | Wheelock T1 230/115kV Transfomer | Transformer | WAUE.WHEELOK.KV2A1.WAUE.WHEELOK.230.115 | 1 | WHEELOCK 4230.00 | 659362 | WHEELOCK 7115.00 | 659363 | WHEELOCK 913.800 | 659364 | 115
WAUE | TOPOLOGY%WAUE%WAUE%WHITE%U1A1%KU1A1 | White 345/115 Transformer #1 | Transformer | WAUE.WHITE.KU1A1.WAUE.WHITE.345.115 | 1 | WHITE 3 345.00 | 652537 | WHITE 7 115.00 | 652538 | WHITE 9 13.800 | 652293 | 115
WAUE | TOPOLOGY%WAUE%WAUE%WILISTN2%V1A1%KV1A1 | Williston KV1A 230/115 Transformer | Transformer | WAUE.WILISTN2.KV1A1.WAUE.WILISTN2.230.115 | 1 | WILISTN4 230.00 | 652400 | WILLISTON27 115.00 | 652391 | WILISTN29 13.200 | 652622 | 115
WAUE | TOPOLOGY%WAUE%WAUE%WILISTN2%V2A1%KV2A1 | Williston KV2A 230/115 Transformer | Transformer | WAUE.WILISTN2.KV2A1.WAUE.WILISTN2.230.115 | 1 | WILISTN4 230.00 | 652400 | WILISTN7 115.00 | 652421 | WILISTN9 13.200 | 652621 | 115
WFEC | TOPOLOGY%WFEC%WFEC%ANADARKO%9206%AD | Anadarko 138/69 kV XFMR | Transformer | WFEC.ANADARKO.AD.WFEC.ANADARKO.69.138 | 1 | ANADARK4 138.00 | 520814 | ANADARK2 69.000 | 520810 | ADRKTERT 13.800 | 521181 | 69
WFEC | TOPOLOGY%WFEC%WFEC%ANADARKO%T2%T2 | Anadarko 138/69 kV XFMR CKT 2 | Transformer | WFEC.ANADARKO.T2.WFEC.ANADARKO.138.69 | 2 | ANADARK4 138.00 | 520814 | ANADARK2 69.000 | 520810 |  |  | 69
WFEC | TOPOLOGY%WFEC%WFEC%BASELI1%9224%A | Baseline 138/69 kV XFMR | Transformer | WFEC.BASELI1.A.WFEC.BASELI1.69.138 | 1 | BASELIN4 138.00 | 520822 | BASELIN2 69.000 | 520821 | BSLNTERT 13.800 | 521163 | 69
WFEC | TOPOLOGY%WFEC%WFEC%CANADN1%9261%A | Canadian WFEC 138/69 kV XFMR | Transformer | WFEC.CANADN1.A.WFEC.CANADN1.69.138 | 1 | CANADNS4 138.00 | 520842 | CANADNS2 69.000 | 520841 | CANTERT 12.470 | 521164 | 69
WFEC | TOPOLOGY%WFEC%WFEC%COMANCH2%9292%A | Comanche 138/69 kV XFMR | Transformer | WFEC.COMANCH2.A.WFEC.COMANCH2.138.69 | 1 | COMANCH4 138.00 | 520864 | COMANCH2 69.000 | 520863 | CMCHTERT 13.800 | 521165 | 69
WFEC | TOPOLOGY%WFEC%WFEC%DOVERS1%9313%A | Dover 138/69 kV XFMR | Transformer | WFEC.DOVERS1.A.WFEC.DOVERS1.69.138 | 1 | DOVERSW4 138.00 | 520882 | DOVERSW2 69.000 | 520881 | DVRTERT 13.800 | 521166 | 69
WFEC | TOPOLOGY%WFEC%WFEC%ELRENO1%9325%A | El Reno Jct 138/69 kV | Transformer | WFEC.ELRENO1.A.WFEC.ELRENO1.138.69 |  | EL RENO4 138.00 | 520893 | EL RENO2 69.000 | 520892 | ELRNTERT 13.800 | 521167 | 69
WFEC |  | El Reno WFEC 138/69 kV XFMR | Transformer | El.Reno.WFEC.138/69.kV.XFMR | 1 | EL RENO4 138.00 | 520893 | EL RENO2 69.000 | 520892 | ELRNTERT 13.800 | 521167 | 69
WFEC | TOPOLOGY%WFEC%WFEC%FLETCH3%9344%A | Fletcher WFEC 138/69 kV XFMR | Transformer | Fletcher.WFEC.138/69.kV.XFMR | 1 | FLETCH-4 138.00 | 520912 | FLETCHR2 69.000 | 520911 | FLCHTERT 13.800 | 521168 | 69
WFEC | TOPOLOGY%WFEC%WFEC%FRNKLN1%9354%A | Franklin WFEC 138/69 kV XFMR | Transformer | WFEC.FRNKLN1.A.WFEC.FRNKLN1.138.69 | 1 | FRNKLNS4 138.00 | 520917 | FRNKLNS2 69.000 | 520916 | FRNKTERT 13.800 | 521169 | 69
WFEC | TOPOLOGY%WFEC%WFEC%FTSUPL1%XFA%A | Ft Supply 138/69 kV XFMR #1 | Transformer | WFEC.FTSUPL1.A.WFEC.FTSUPL1.138.69 | 1 | FTSUPLY4 138.00 | 520920 | FTSUPLY2 69.000 | 520919 | FTSUPTERT 13.800 | 521170 | 69
WFEC | TOPOLOGY%WFEC%WFEC%FTSUPL1%XFB%B | Ft Supply 138/69 kV XFMR #2 | Transformer | WFEC.FTSUPL1.B.WFEC.FTSUPL1.138.69 | 2 | FTSUPLY4 138.00 | 520920 | FTSUPLY2 69.000 | 520919 | FTSUPTERTB 13.800 | 521182 | 69
WFEC | TOPOLOGY%WFEC%WFEC%GRNDFLD4%T1%T1 | Grandfield 138/69kV XFR T1 | Transformer |  | 1 | GRNDFLD4 138.00 | 521106 | GRANFLD2 69.000 | 520926 | GRNDTERT 13.800 | 521184 | 138
WFEC | TOPOLOGY%WFEC%WFEC%HUGOPP4%XF2%XF2 | Hugo Power Plant 345/138 kV | Transformer | WFEC.HUGOPP4.XF2.WFEC.HUGOPP4.345.138 | 1 | HUGO 7 345.00 | 521157 | HUGO PP4 138.00 | 520948 | HUGO TERTA 13.800 | 521189 | 138
WFEC | TOPOLOGY%WFEC%WFEC%MARIET1%9413%A | Marietta WFEC 138/69 kV XFMR | Transformer | WFEC.MARIET1.A.WFEC.MARIET1.69.138 | 1 | MARIETA4 138.00 | 520988 | MARIETA2 69.000 | 520987 | MARSWTERT 13.800 | 521171 | 69
WFEC | TOPOLOGY%WFEC%WFEC%MOORLN1%9421%AA | Mooreland 138/69 kV XFMR | Transformer | WFEC.MOORLN1.AA.WFEC.MOORLN1.69.138 | 1 | MOORLND4 138.00 | 520999 | MOORLND2 69.000 | 520995 | MLNDTERT 13.800 | 521180 | 69
WFEC | TOPOLOGY%WFEC%WFEC%MORWODS4%9428%A | Morewood 138/69 kV XFMR | Transformer | WFEC.MORWODS4.A.WFEC.MORWODS4.69.138 | 1 | MORWODS4 138.00 | 521001 | MORWODS2 69.000 | 521000 | MRWDTERT 13.800 | 521172 | 69
WFEC | TOPOLOGY%WFEC%WFEC%OKEENE1%9436%A | Okeene WFEC 138/69 kV XFMR | Transformer | WFEC.OKEENE1.A.WFEC.OKEENE1.69.138 | 1 | OKEENE 4 138.00 | 521016 | OKEENE 2 69.000 | 521015 | OKENTERT 13.800 | 521173 | 69
WFEC | TOPOLOGY%WFEC%WFEC%OUSW%AUTO%A1 | OU WFEC 138/69 kV | Transformer | WFEC.OUSW.A1.WFEC.OUSW.138.69 |  | OU SW 4 138.00 | 521104 | OU SW 2 69.000 | 521018 | OUSWTERT 13.800 | 521183 | 69
WFEC | TOPOLOGY%WFEC%WFEC%PAOLI2%9440%A | Paoli WFEC 138/69 kV XFMR | Transformer | WFEC.PAOLI2.A.WFEC.PAOLI2.69.138 | 1 | PAOLI 4 138.00 | 521023 | PAOLI 2 69.000 | 521022 | PAOLTERT 13.800 | 521174 | 69
WFEC | TOPOLOGY%WFEC%WFEC%RUSSELL%6911%A | Russell WFEC 138/69 kV XFMR | Transformer | WFEC.RUSSELL.A.WFEC.RUSSELL.138.69 | 1 | RUSSELL4 138.00 | 521043 | RUSSELL2 69.000 | 521042 | RSLTERT 13.800 | 521175 | 69
WFEC | TOPOLOGY%WFEC%WFEC%SNYDER2%9454%A | Snyder WFEC 138/69 kV XFMR | Transformer | WFEC.SNYDER2.A.WFEC.SNYDER2.69.138 | 1 | SNYDER 4 138.00 | 521052 | SNYDER 2 69.000 | 521051 | SNYDTERT 13.800 | 521176 | 69
WFEC | TOPOLOGY%WFEC%WFEC%SUNSHI1%9456%A | Sunshine Canyon 138/69 kV XFMR | Transformer | WFEC.SUNSHI1.A.WFEC.SUNSHI1.69.138 | 1 | SUNSHIN4 138.00 | 521059 | SUNSHIN2 69.000 | 521058 | SUNTERT 13.800 | 521177 | 69
WFEC | TOPOLOGY%WFEC%WFEC%TALOGA1%9458%A | Taloga 138/69 kV XFMR | Transformer | WFEC.TALOGA1.A.WFEC.TALOGA1.69.138 | 1 | TALOGA 4 138.00 | 521065 | TALOGA 2 69.000 | 521064 | TLGTERT 13.800 | 521178 | 69
WFEC | TOPOLOGY%WFEC%WFEC%WAKITA%XF1%XF1 | Wakita 138/69 kV Transformer | Transformer | WFEC.WAKITA.XF1.WFEC.WAKITA.138.69 |  |  |  | WAKITA 2 69.000 | 521085 |  |  | 69
WFEC | TOPOLOGY%WFEC%WFEC%WASHIT1%9464%A | Washita 138/69 kV XFMR | Transformer | WFEC.WASHIT1.A.WFEC.WASHIT1.69.138 | 1 | WASHITA4 138.00 | 521089 | WASHITA2 69.000 | 521088 | WASHTERT 13.800 | 521179 | 69
WR | TOPOLOGY%WR%WR%17TH%1059%17TH_4 | 17th 138/69 kV XFMR | Transformer | WR.17TH.17TH_4.WR.17TH.69.138 | 1 | 17TH 4 138.00 | 533064 | 17TH 2 69.000 | 533840 | 17TH 4 1 11.295 | 533112 | 69
WR | TOPOLOGY%WR%WR%2MAD%4185%2MAD_683 | 2nd & Madison 115/69 kV XFMR | Transformer | WR.2MAD.2MAD_683.WR.2MAD.115.69 | 1 | 2MADISN3 115.00 | 533174 | 2MADISN2 69.000 | 533461 | 2MADISN1 5.9760 | 533447 | 69
WR | TOPOLOGY%WR%WR%3VAN%1%1 | 3rd & Van Buren 115/69 kV XFMR | Transformer | WR.3VAN.1.WR.3VAN.115.69 | 1 | 3 VANBU3 115.00 | 533435 | 3 VANBU2 69.000 | 533527 | 3VANBUR1 34.500 | 533446 | 69
WR | TOPOLOGY%WR%WR%64TH%1067%64TH_5 | 64th 138/69 kV XFMR | Transformer | WR.64TH.64TH_5.WR.64TH.69.138 | 1 | 64TH 4 138.00 | 533066 | 64TH 2 69.000 | 533842 |  |  | 69
WR | TOPOLOGY%WR%WR%87TH_ST%345%A | 87th Street 345/115 kV Transformer | Transformer | WR.87TH_ST.A.WR.87TH_WT.345.115 | 1 | 87TH 7 345.00 | 532775 | 87TH 3 115.00 | 533283 | 87TH 1X1 13.800 | 532818 | 115
WR | TOPOLOGY%WR%WR%ALTO%1002%ALTO_3 | Altoona 138/69 kV XFMR East | Transformer | WR.ALTO.ALTO_1.WR.ALTO.69.138 | 1 | ALTOONA4 138.00 | 533001 | ALTOO E2 69.000 | 533673 | ALTOO3 1 13.200 | 533087 | 69
WR | TOPOLOGY%WR%WR%ALTO%1001%ALTO_1 | Altoona 138/69 kV XFMR West | Transformer | WR.ALTO.ALTO_3.WR.ALTO.69.138 | 1 | ALTOONA4 138.00 | 533001 | ALTOO W2 69.000 | 533674 | ALTOO1 1 13.200 | 533086 | 69
WR | TOPOLOGY%WR%WR%ARNO_WR%4147%ARNO_461 | Arnold WR 115/69 kV XFMR | Transformer | WR.ARNO_WR.ARNO_461.WR.ARNO_WR.115.69 | 1 | ARNOLD 3 115.00 | 533211 | ARNOLD 2 69.000 | 533471 | ARNOLD 1 7.2000 | 533449 | 69
WR | TOPOLOGY%WR%WR%AUBU%TX_1%TX_1 | Auburn WR 230/115 kV XFMR | Transformer | WR.AUBU.TX_1.WR.AUBU.115.230 | 1 | AUBURN 6 230.00 | 532851 | AUBURN 3 115.00 | 533151 | AUBURN 1 14.400 | 532880 | 115
WR | TOPOLOGY%WR%WR%BENT%1007%BENT_1H | Benton 345/138 kV XFMR #1 | Transformer | WR.BENT.BENT_1H.WR.BENT.345.14 | 1 | BENTON 7 345.00 | 532791 | BENTON 4 138.00 | 532986 | BENTN1 1 13.800 | 532821 | 138
WR | TOPOLOGY%WR%WR%BENT%1004%BENT_2H | Benton 345/138 kV XFMR #2 | Transformer | WR.BENT.BENT_2H.WR.BENT.345.14 | 2 | BENTON 7 345.00 | 532791 | BENTON 4 138.00 | 532986 | BENTN2 1 13.800 | 532822 | 138
WR | TOPOLOGY%WR%WR%BUTL%1009%BUTL_1 | Butler WR 138/69 kV XFMR | Transformer | WR.BUTL.BUTL_1.WR.BUTL.138.69 | 1 | BUTLER 4 138.00 | 532987 | BUTLER 2 69.000 | 533583 |  |  | 69
WR | TOPOLOGY%WR%WR%BUTL%1010%BUTL_2 | Butler WR 138/69 kV XFMR 2W | Transformer | WR.BUTL.BUTL_2.WR.BUTL.138.69 | 1 | BUTLER 4 138.00 | 532987 | BUTLER 2 69.000 | 533583 |  |  | 69
WR | TOPOLOGY%WR%WR%CANA%CANA%CANA_4 | Canal 138/69 kV XFMR | Transformer | WR.CANA.CANA_4.WR.CANA.138.69 | 1 | CANAL 4 138.00 | 533033 | CANAL 2 69.000 | 533784 | CANAL 1 9.4610 | 533101 | 69
WR | TOPOLOGY%WR%WR%CHIS%A%A | Chisholm 138/69 kV XFMR | Transformer | WR.CHIS.A.WR.CHIS.138.69 | 1 | CHISHLM4 138.00 | 533035 | CHISHLM2 69.000 | 533786 | CHISOLM1 13.200 | 533103 | 69
WR | TOPOLOGY%WR%WR%CIRC%1077%CIRC_67 | Circle 230/115 kV XFMR | Transformer | WR.CIRC.CIRC_67.WR.CIRC.230.115 | 1 | CIRCLE 6 230.00 | 532871 | CIRCLE 3 115.00 | 533413 | CIRCLE 1 13.800 | 532892 | 115
WR | TRANSFORMER%IS%NOT%MODELED%IN%EMS | Colby 115/69 kV XFMR | Transformer | TRANSFORMER.IS.NOT.CURRENTLY.MODELED.IN.EMS | 1 | COLBY 3 115.00 | 530555 | COLBY 2 69.000 | 530644 | CLBYT1 1 13.800 | 530645 | 69
WR | TOPOLOGY%WR%WR%COLI%TX1%COLI1 | County Line WR 115/69 kV XFMR | Transformer | WR.COLI.COLI1.WR.COLI.115.69 | 1 | COLINE 3 115.00 | 533153 | COLINE 2 69.000 | 533456 | COLINE 1 34.500 | 533443 | 69
WR | TOPOLOGY%WR%WR%COWS%1012%COWS_1 | Cowskin WR 138/69 kV XFMR | Transformer | Cowskin.WR.138/69.kV.XFMR | 1 | COWSKIN4 138.00 | 533038 | COWSKIN2 69.000 | 533788 | COWSKIN1 13.200 | 533104 | 69
WR | TOPOLOGY%WR%WR%CRSW%1013%CRSW_1 | Creswell 138/69 kV XFMR #1 | Transformer | WR.CRSW.CRSW_1.WR.CRSW.138.69 | 1 | CRESWLN4 138.00 | 532981 | CRESWLN2 69.000 | 533543 | CRESW1 1 13.200 | 533080 | 69
WR | TOPOLOGY%WR%WR%CRSW%1014%CRSW_2 | Creswell 138/69 kV XFMR #2 | Transformer | WR.CRSW.CRSW_2.WR.CRSW.138.69 | 2 | CRESWLN4 138.00 | 532981 | CRESWLN2 69.000 | 533543 | CRESW2 1 13.200 | 533081 | 69
WR | TOPOLOGY%WR%WR%DAVI%TX2%DAVI21 | Davis WR 115/69 kV XFMR | Transformer | WR.DAVI.DAVI21.WR.DAVI.115.69 | 1 | DAVIS 3 115.00 | 533415 | DAVIS 2 69.000 | 533506 | DAVIS 1 34.500 | 533444 | 69
WR | TOPOLOGY%WR%WR%DEAR%1015%DEAR_1 | Dearing 138/69 kV XFMR | Transformer | WR.DEAR.DEAR_1.WR.DEAR.69.138 | 1 | DEARING4 138.00 | 533002 | DEARING2 69.000 | 533688 | DEARING1 13.200 | 533089 | 69
WR | TOPOLOGY%WR%WR%EMAN%3035%EMAN_92 | East Manhattan 230/115 kV XFMR | Transformer | WR.EMAN.EMAN_92.WR.EMAN.230.115 | 1 | EMANHAT6 230.00 | 532861 | EMANHAT3 115.00 | 533326 | EMANHAT1 18.000 | 532888 | 115
WR | TOPOLOGY%WR%WR%EMCP%1078%EMCP_36 | East McPherson 230/115 kV XFMR | Transformer | WR.EMCP.EMCP_36.WR.EMCP.230.115 | 1 | EMCPHER6 230.00 | 532872 | EMCPHER3 115.00 | 533417 | EMCPHER1 13.800 | 532894 | 115
WR | TOPOLOGY%WR%WR%EDWV%4382%EDWV_16 | Edwardsville 161/115 kV XFMR | Transformer | WR.EDWV.EDWV_16.WR.EDWV.161.115 | 1 | EDWRDVL5 161.00 | 532912 | EDWARVL3 115.00 | 533238 | EDWRDVL1 12.470 | 532940 | 115
WR | TOPOLOGY%WR%WR%ELPA%1016%ELPA_1 | El Paso 138/69 kV XFMR | Transformer | WR.ELPA.ELPA_1.WR.ELPA.138.69 | 1 | ELPASO 4 138.00 | 533039 | ELPASO 2 69.000 | 533793 | ELPASO 1 13.200 | 533105 | 69
WR | TOPOLOGY%WR%WR%FRANKLN5%TX1%TX1 | Franklin 161/69 kV XFMR | Transformer | WR.FRANKLN5.TX1.WR.FRANKLN5.161.69 | 1 | FRANKLIN5 161.00 | 532938 | FRANKLIN2 69.000 | 533876 | FRANKLIN1 12.470 | 533122 | 161
WR | TOPOLOGY%WR%WR%GEAR%TX1%TX1_H | GEARY COUNTY 345/115 KV XFR | Transformer | WR.GEAR.TX_1H.WR.GEAR.345.115 | 1 | GEARY 7 345.00 | 532767 | GEARY 3 115.00 | 533336 | GEARY1X1 14.400 | 532834 | 345
WR | TOPOLOGY%WR%WR%HALS%1027%HALS_4 | Halstead 138/69 kV XFMR North | Transformer | WR.HALS.HALS_4.WR.HALS.138.69 | 1 | HALSTDN4 138.00 | 533011 | HALSTED2 69.000 | 533736 | HALST4 1 13.200 | 533093 | 69
WR | TOPOLOGY%WR%WR%HALS%1026%HALS_1 | Halstead 138/69 kV XFMR South | Transformer | WR.HALS.HALS_1.WR.HALS.138.69 | 1 | HALSTDS4 138.00 | 533012 | HALSTED2 69.000 | 533736 | HALST1 1 13.200 | 533092 | 69
WR | TOPOLOGY%WR%MIDW%HEIZER%9999%A | Heizer 115/69 kV XFMR #2 | Transformer | WR.HEIZER.A.WR.HEIZER.69.115 | 2 | HEIZER 3 115.00 | 530601 | HEIZER 2 69.000 | 530563 | HZRT2 1 12.500 | 530627 | 69
WR | TOPOLOGY%WR%MIDW%HEIZER%1000%B | Heizer 115/69 kV XFMR #3 | Transformer | WR.HEIZER.B.WR.HEIZER.69.115 | 3 | HEIZER 3 115.00 | 530601 | HEIZER 2 69.000 | 530563 | HZRT3 1 12.500 | 530628 | 69
WR | TOPOLOGY%WR%MIDW%HEIZER%AA%AA | Heizer 230/115 kV XFMR | Transformer | WR.HEIZER.AA.WR.HEIZER.230.115 | 1 | HEIZER 6 230.00 | 530680 | HEIZER 3 115.00 | 530601 | HZRT1 1 12.500 | 530626 | 115
WR | TOPOLOGY%WR%WR%HOOV%1029%HOOV_3 | Hoover 138/69 kV XFMR North | Transformer | WR.HOOV.HOOV_3.WR.HOOV.138.69 | 1 | HOOVERN4 138.00 | 533049 | HOOVERN2 69.000 | 533805 | HOOVR3 1 13.200 | 533109 | 69
WR | TOPOLOGY%WR%WR%HOOV%1028%HOOV_1 | Hoover 138/69 kV XFMR South | Transformer | WR.HOOV.HOOV_1.WR.HOOV.138.69 | 1 | HOOVERS4 138.00 | 533050 | HOOVERS2 69.000 | 533806 | HOOVR1 1 13.200 | 533108 | 69
WR | TOPOLOGY%WR%WR%HOYT%3002%HOYT44H | Hoyt 345/115 kV XFMR | Transformer | WR.HOYT.HOYT44H.WR.HOYT.345.115 | 1 | HOYT 7 345.00 | 532765 | HOYT 3 115.00 | 533163 | HOYT 1 14.400 | 532804 | 115
WR | TOPOLOGY%WR%WR%HEC%3069%HEC_122 | Hutchinson Energy Center 115/69 kV XFMR | Transformer | WR.HEC.HEC_122.WR.HEC.115.69 | 1 | HEC 3 115.00 | 533419 | HEC 2 69.000 | 533513 | HEC 1 34.500 | 533445 | 69
WR | TOPOLOGY%WR%WR%JEFF%1072%JEFF13H | Jeffrey Energy Center 345/230 kV XFMR #13 | Transformer | WR.JEFF.JEFF13H.WR.JEFF.15.345 | 1 | JEC N 7 345.00 | 532766 | JEC 6 230.00 | 532852 | JEC 13 1 14.400 | 532805 | 345
WR | TOPOLOGY%WR%WR%JEFF%1068%JEFF26H | Jeffrey Energy Center 345/230 kV XFMR #26 | Transformer | WR.JEFF.JEFF26H.WR.JEFF.345.230 | 2 | JEC N 7 345.00 | 532766 | JEC 6 230.00 | 532852 | JEC 26 1 14.400 | 532806 | 345
WR | TOPOLOGY%WR%WR%KELL%4056%KELL_10 | Kelly WR 161/115 kV XFMR | Transformer | WR.KELL.KELL_10.WR.KELL.161.115 | 1 | KELLY 5 161.00 | 532913 | KELLY 3 115.00 | 533217 | KELLY 1 13.800 | 532942 | 115
WR | TOPOLOGY%WR%WR%KERE%4166%KERE_468 | Kereford 115/69 kV XFMR | Transformer | WR.KERE.KERE_468.WR.KERE.115.69 | 1 | KERFORD3 115.00 | 533216 | KERFORD2 69.000 | 533475 | KERFORD1 14.400 | 533450 | 69
WR | TOPOLOGY%WR%WR%KNOLL1%9989%A | Knoll 230/115 kV XFMR | Transformer | WR.KNOLL1.A.WR.KNOLL1.115.230 | 1 | KNOLL 6 230.00 | 530558 | KNOLL 3 115.00 | 530561 | KNLL1 1 11.490 | 530629 | 115
WR | TOPOLOGY%WR%WR%LANG%1077%LANG54H | Lang 345/115 kV XFMR | Transformer | WR.LANG.LANG54H.WR.LANG.15.345 | 1 | LANG 7 345.00 | 532769 | LANG 3 115.00 | 533304 | LANG 1 14.400 | 532808 | 115
WR | TOPOLOGY%WR%WR%LAWH%3034%LAWH_29 | Lawrence Hill 230/115 kV XFMR | Transformer | WR.LAWH.LAWH_29.WR.LAWH.230.115 | 1 | LAWHILL6 230.00 | 532853 | LWRNCHL3 115.00 | 533250 | LAWHILL1 13.800 | 532882 | 115
WR | TOPOLOGY%WR%WR%LIBE%1030%LIBE_1 | Liberty 138/69 kV XFMR | Transformer | WR.LIBE.LIBE_1.WR.LIBE.138.69 | 1 | LIBERTY4 138.00 | 533003 | LIBERT-2 69.000 | 533697 | LIBERTY1 13.200 | 533090 | 69
WR | TOPOLOGY%WR%WR%LITC%1031%LITC_1 | Litchfield 161/69 kV XFMR #1 | Transformer | WR.LITC.LITC_1.WR.LITC.161.69 | 1 | LITCH 5 161.00 | 532932 | LITCH 2 69.000 | 533765 | LITCH1 1 13.200 | 532952 | 69
WR | TOPOLOGY%WR%WR%LITC%1032%LITC_2 | Litchfield 161/69 kV XFMR #2 | Transformer | WR.LITC.LITC_2.WR.LITC.161.69 | 2 | LITCH 5 161.00 | 532932 | LITCH 2 69.000 | 533765 | LITCH2 1 13.200 | 532953 | 69
WR | TOPOLOGY%WR%WR%MARM%1033%MARM_1 | Marmaton 161/69 kV XFMR | Transformer | WR.MARM.MARM_1.WR.MARM.69.161 | 1 | MARMTNE5 161.00 | 532934 | MARMATN2 69.000 | 533639 | MARMATN1 13.200 | 532955 | 69
WR | TOPOLOGY%WR%WR%MCDO%TR2%XFMR1_230 | McDowell Creek 230/115 kV XFMR | Transformer | WR.MCDO.XFMR1_230.WR.MCDO.230.115 | 1 | MCDOWEL6 230.00 | 532862 | MCDOWEL3 115.00 | 533335 | MCDOWL 1 13.800 | 532898 | 230
WR | TOPOLOGY%WR%WR%MIDI%1034%MIDI_1 | Midian 138/69 kV XFMR | Transformer | WR.MIDI.MIDI_1.WR.MIDI.69.138 | 1 | MIDIAN 4 138.00 | 532990 | MIDIAN 2 69.000 | 533597 | MIDIAN 1 13.200 | 533082 | 69
WR | TOPOLOGY%WR%WR%MIDJ%3037%MIDJ_126 | Midland Junction 230/115 kV XFMR | Transformer | WR.MIDJ.MIDJ_126.WR.MIDJ.115.230 | 1 | MIDLAND6 230.00 | 532855 | MIDLAND3 115.00 | 533252 | MIDLAND1 18.000 | 532884 | 115
WR | TOPOLOGY%WR%WR%MONT%1036%MONT_1 | Montgomery 138/69 kV XFMR | Transformer | WR.MONT.MONT_1.WR.MONT.69.138 | 1 | MONTGOM4 138.00 | 533004 | MONTGOM2 69.000 | 533698 | MONTGOM1 13.200 | 533091 | 69
WR | TOPOLOGY%WR%WR%MORR%3005%MORR_105 | Morris County 230/115 kV XFMR | Transformer | WR.MORR.MORR_105.WR.MORR.230.115 | 1 | MORRIS 6 230.00 | 532863 | MORRIS 3 115.00 | 533305 | MORRIS2X1 13.800 | 532890 | 115
WR | TOPOLOGY%WR%WR%MORR%3003%MORR59H | Morris County 345/230 kV XFMR | Transformer | WR.MORR.MORR59H.WR.MORR.345.230 | 1 | MORRIS 7 345.00 | 532770 | MORRIS 6 230.00 | 532863 | MORRIS1X1 14.400 | 532809 | 230
WR | TOPOLOGY%WR%WR%MOUN%1038%MOUN_10 | Moundridge 138/115 kV XFMR | Transformer | WR.MOUN.MOUN_10.WR.MOUN.138.115 | 3 | MOUND 4 138.00 | 533013 | MOUNDRG3 115.00 | 533429 | MOUND10X1 13.800 | 533096 | 115
WR | TOPOLOGY%WR%WR%MOUN%TX2%TX2 | Moundridge 138/115 kV XFMR #2 | Transformer | WR.MOUN.TX2.WR.MOUN.138.115 | 2 | MOUND 4 138.00 | 533013 | MOUNDRG3 115.00 | 533429 | MOUN 2X1 7.2000 | 533097 | 115
WR | TOPOLOGY%WR%WR%MOUN%1037%MOUN_1 | Moundridge 138/69 kV XFMR | Transformer | WR.MOUN.MOUN_1.WR.MOUN.138.69 | 1 | MOUND 4 138.00 | 533013 | MOUND 2 69.000 | 533742 | MOUND1X1 13.200 | 533095 | 69
WR | TOPOLOGY%WR%WR%MURR%1021%MURR_3HM | Murray Gill 138/69kV XFMR 3HM | Transformer | WR.MURR.MURR_3HM.WR.MURR.138.69 | 1 | GILL E 4 138.00 | 533044 | GILL W 2 69.000 | 533796 | GEC U3 14.400 | 532733 | 69
WR | TOPOLOGY%WR%WR%MURR%1025%MURR_5 | Murray Gill Energy Center 138/69 kV XFMR Murr_5 | Transformer | WR.MURR.MURR_5.WR.MURR.138.69 | 1 | GILL S 4 138.00 | 533046 | GILL E 2 69.000 | 533795 | GILL S 1 13.200 | 533106 | 69
WR | TOPOLOGY%WR%WR%MURR%T11%T11 | Murray Gill Energy Center 138/69 kV XFMR T11 | Transformer | WR.MURR.T11.WR.MURR.138.69 | 1 | GILL E 4 138.00 | 533044 | GILL W 2 69.000 | 533796 | GEC U3 14.400 | 532733 | 138
WR | TOPOLOGY%WR%WR%NMAN%XF1%XF1 | N. Manhattan 230/115kV XFMR | Transformer | WR.NMAN.XF1.WR.NMAN.230.138 | 1 | NMANHT6 230.00 | 532865 | NMANHT3 115.00 | 533347 | NWMANHX1 18.000 | 532901 | 115
WR |  | Nekoma 115/69 kV XFMR #1 | Transformer | Nekoma.115/69.kV.XFMR.#1 | 1 | NEKOMA 3 115.00 | 530608 | NEKOMA 2 69.000 | 530564 |  |  | 69
WR | TOPOLOGY%WR%WR%NEKOMA1%1000%A | Nekoma 115/69 kV XFMR #2 | Transformer | WR.NEKOMA1.A.WR.NEKOMA1.115.69 | 2 | NEKOMA 3 115.00 | 530608 | NEKOMA 2 69.000 | 530564 | NKMA2 1 12.500 | 530630 | 69
WR |  | Neosho 138/13.8 kV XFMR | Transformer | WR.N345.N345_1.WR.N345.138.14 | 1 | NEOSHO 7 345.00 | 532793 | NEOSHO 4 138.00 | 533021 | N345 1 1 13.800 | 532824 | 0
WR | TOPOLOGY%WR%WR%NSES%1047%NSES_3 | Neosho 138/69 kV XFMR #1 | Transformer | WR.NSES.NSES_3.WR.NSES.69.1 | 1 | NEOSHO 4 138.00 | 533021 | NEOSHO 2 69.000 | 533768 | NEC U3 12.000 | 532711 | 69
WR | TOPOLOGY%WR%WR%NSES%1048%NSES_2 | Neosho 138/69 kV XFMR #2 | Transformer | WR.NSES.NSES_2.WR.NSES.138.69 | 1 | NEOSHO 4 138.00 | 533021 | NEOSHO 2 69.000 | 533768 | NEOSH2 2 12.000 | 532710 | 69
WR | TOPOLOGY%WR%WR%NSES%1047%NSES_3A | Neosho 138/69 kV XFMR #3 | Transformer | WR.NSES.NSES_3A.WR.NSES.138.1 | 1 | NEOSHON4 138.00 | 533022 | NEOSHO 2 69.000 | 533768 | NEC U3 12.000 | 532711 | 69
WR | TOPOLOGY%WR%WR%NSES%1049%NSES_4 | Neosho 161/138 kV XFMR #4 | Transformer | WR.NSES.NSES_4.WR.NSES.161.138 | 1 | NEOSHO 5 161.00 | 532937 | NEOSHO 4 138.00 | 533021 | NEOSH4 1 13.200 | 532958 | 138
WR | TOPOLOGY%WR%WR%NSES%1050%NSES_5 | Neosho 161/138 kV XFMR #5 | Transformer | WR.NSES.NSES_5.WR.NSES.161.138 | 1 | NEOSHO 5 161.00 | 532937 | NEOSHOS4 138.00 | 533020 | NEOSH5 1 13.200 | 532959 | 138
WR | TOPOLOGY%WR%WR%N345%1040%N345_1H | Neosho 345/138 kV XFMR | Transformer | WR.N345.N345_1H.WR.N345.345.14 | 2 | NEOSHO 7 345.00 | 532793 | NEOSHO 4 138.00 | 533021 | N345 1 1 13.800 | 532824 | 345
WR | TOPOLOGY%WR%WR%N345%1043%N345_2H | Neosho 345/161 kV XFMR | Transformer | WR.N345.N345_2H.WR.N345.345.14 | 1 | NEOSHO 7 345.00 | 532793 | NEOSHO 5 161.00 | 532937 | N345 2 1 13.800 | 532825 | 345
WR | TOPOLOGY%WR%WR%CITI%4093%CITI_720 | New Cities Service 115/69 kV XFMR | Transformer | WR.CITI.CITI_720.WR.CITI.115.69 | 1 | CITIES 3 115.00 | 533414 | NCTYSVC2 69.000 | 533505 | CITIES 1 3.9060 | 533453 | 69
WR | TOPOLOGY%WR%WR%NORT%1051%NORT_3 | Northeast WR 138/69 kV XFMR #3 | Transformer | WR.NORT.NORT_3.WR.NORT.69.138 | 1 | NOEASTE4 138.00 | 533060 | NOEASTE2 69.000 | 533822 | NEAST3X1 11.295 | 533110 | 69
WR | TOPOLOGY%WR%WR%NORT%1052%NORT_5 | Northeast WR 138/69 kV XFMR #5 | Transformer | WR.NORT.NORT_5.WR.NORT.69.138 | 2 | NOEASTE4 138.00 | 533060 | NOEASTE2 69.000 | 533822 | NEAST5X1 13.200 | 533111 | 69
WR | TOPOLOGY%WR%WR%POSTROCK%XF1%XF1 | Post Rock 345/230 kV | Transformer | WR.POSTROCK.XF1.WR.POSTROCK.345.230 | 1 | POSTROCK7 345.00 | 530583 | POSTROCK6 230.00 | 530584 | POSTROCK1 13.800 | 530673 | 230
WR | TOPOLOGY%WR%WR%RENO%1%1P | Reno County 345/115 kV XFMR #1 | Transformer | WR.RENO.1P.WR.RENO.345.115 | 1 | RENO 7 345.00 | 532771 | RENO 3 115.00 | 533416 | RENO 1X1 14.400 | 532807 | 115
WR | TOPOLOGY%WR%WR%RENO%2%2P | Reno County 345/115 kV XFMR #2 | Transformer | WR.RENO.2.WR.RENO.345.115 | 2 | RENO 7 345.00 | 532771 | RENO 3 115.00 | 533416 | RENO 2X1 14.400 | 532810 | 115
WR | TOPOLOGY%WR%WR%NEW_RICE%XF1%XF1 | Rice 230/115 kV Tranformer | Transformer | WR.NEW_RICE.XF1.WR.NEW_RICE.230.115 | 1 | RICE 6 230.00 | 530686 | RICE 3 115.00 | 530623 | RICET1 12.470 | 530687 | 115
WR | TOPOLOGY%WR%WR%ROSE%TX1%ROSE1 | Rose Hill 345/138 kV XFMR #1 | Transformer | WR.ROSE.ROSE1.WR.ROSE.345.138 | 1 | ROSEHIL7 345.00 | 532794 | ROSEHIL4 138.00 | 533062 | ROSEH1 1 13.800 | 532826 | 138
WR | TOPOLOGY%WR%WR%ROSE%TX5%ROSE51 | Rose Hill 345/138 kV XFMR #2 | Transformer | WR.ROSE.ROSE51.WR.ROSE.345.138 |  | ROSEHIL7 345.00 | 532794 | ROSEHIL4 138.00 | 533062 | ROSEH1 1 13.800 | 532826 | 138
WR | TOPOLOGY%WR%WR%ROSE%TX3%ROSE31 | Rose Hill 345/138 kV XFMR #3 | Transformer | WR.ROSE.ROSE31.WR.ROSE.345.138 | 3 | ROSEHIL7 345.00 | 532794 | ROSEHIL4 138.00 | 533062 | ROSEH3 1 13.800 | 532831 | 138
WR | TOPOLOGY%WR%WR%ROSE%1059%ROSE_5 | Rose Hill 345/138 kV XFMR #5 | Transformer | WR.ROSE.ROSE_5.WR.ROSE.345.138 | 2 | ROSEHIL7 345.00 | 532794 | ROSEHIL4 138.00 | 533062 | ROSEH5 1 13.800 | 532827 | 138
WR | TOPOLOGY%WR%WR%SEWARD1%XF1%XF1 | Seward 115/69 kV | Transformer | WR.SEWARD1.XF1.WR.SEWARD1.115.69 |  | SEWRDMW3 115.00 | 530679 | SEWARD 2 69.000 | 530565 | SWRD1 1 12.500 | 530631 | 69
WR | TOPOLOGY%SECI%SECI%SEWARD2%1016%A | Seward Midw 115/69 kV XFMR | Transformer | SECI.SEWARD2.A.SECI.SEWARD2.115.69 | 1 | SEWRDMW3 115.00 | 530679 | SEWARD 2 69.000 | 530565 | SWRD1 1 12.500 | 530631 | 69
WR | TOPOLOGY%WR%WR%SHAYS%XF1%A | South Hays 230/115 kV XFMR | Transformer | WR.SHAYS.A.WR.SHAYS.230.115 | 1 | S HAYS6 230.00 | 530582 | S HAYS 3 115.00 | 530553 | SHYS1 1 12.470 | 530632 | 115
WR | TOPOLOGY%WR%WR%SPRI%4357%SPRI_13 | Spring Hill 161/115kV XFMR | Transformer | WR.SPRI.SPRI_13.WR.SPRI.161.115 |  | SPRGHL 5 161.00 | 543042 | SPRINGH3 115.00 | 533267 | SPRINGH1 12.470 | 532948 | 115
WR | TOPOLOGY%WR%WR%STEA%4300%STEA_1 | Stearman 138/69 kV XFMR #1 | Transformer | STEA.STEA_1 | [7 empty] | 69
WR | TOPOLOGY%WR%WR%STEA%4300%STEA_2 | Stearman 138/69 kV XFMR #2 | Transformer | STEA.STEA_2 | 3 | STEARMN4 138.00 | 533068 | STEARMN6 69.000 | 530550 |  |  | 69
WR | TOPOLOGY%WR%WR%STEA%4300%STEA_3 | Stearman 138/69 kV XFMR #3 | Transformer | STEA.STEA_3 | [7 empty] | 69
WR | TOPOLOGY%WR%WR%STRA%3004%STRA_104H | Stranger Creek 345/115 kV XFMR #1 | Transformer | WR.STRA.STRA_104H.WR.STRA.345.15 | 1 | STRANGR7 345.00 | 532772 | STRANGR3 115.00 | 533268 | STRAN1 1 14.400 | 532811 | 0
WR | TOPOLOGY%WR%WR%STRA%XFR3%XFR3 | Stranger Creek 345/115 kV XFMR #3 | Transformer | WR.STRA.XFR3.WR.STRA.345.115 | 2 | STRANGR7 345.00 | 532772 | STRANGR3 115.00 | 533268 | STRAN3 1 14.400 | 532816 | 115
WR | TOPOLOGY%WR%WR%STRA%3002%STRA_105 | Stranger Creek 345/161 kV XFMR #2 | Transformer | WR.STRA.STRA_105.WR.STRA.345.161 | 1 | STRANGR7 345.00 | 532772 | STRANGR5 161.00 | 541231 | STRAN2 1 14.400 | 532812 | 161
WR | TOPOLOGY%WR%WR%SUMM%1079%SUMM_58 | Summit 230/115 kV XFMR #2 | Transformer | WR.SUMM.SUMM_58.WR.SUMM.115.230 | 1 | SUMMIT 6 230.00 | 532873 | SUMMIT 3 115.00 | 533381 | SUMIT2 1 13.800 | 532896 | 115
WR | TOPOLOGY%WR%WR%SUMM%1080%SUMM_56 | Summit 230/115 kV XFMR #3 | Transformer | WR.SUMM.SUMM_56.WR.SUMM.230.115 | 2 | SUMMIT 6 230.00 | 532873 | SUMMIT 3 115.00 | 533381 | SUMIT3 1 13.800 | 532897 | 115
WR | TOPOLOGY%WR%WR%SUMM%3015%SUMM_84H | Summit 345/230 kV XFMR | Transformer | WR.SUMM.SUMM_84H.WR.SUMM.345.15 | 1 | SUMMIT 7 345.00 | 532773 | SUMMIT 6 230.00 | 532873 | SUMMIT 1 14.400 | 532813 | 230
WR | TOPOLOGY%WR%WR%SUMM%TX1%SUMM11 | Summit WR 345/230 kV XFMR | Transformer | WR.SUMM.SUMM11.WR.SUMM.345.230 | 1 | SUMMIT 7 345.00 | 532773 | SUMMIT 6 230.00 | 532873 | SUMMIT 1 14.400 | 532813 | 230
WR | TOPOLOGY%WR%WR%SWIS%TX1%SWIS11 | Swissvale 345/230 kV XFMR #1 | Transformer | WR.SWIS.SWIS11.WR.SWIS.345.230 | 1 | SWISVAL7 345.00 | 532774 | SWISVAL6 230.00 | 532856 | SWISV1X1 14.400 | 532815 | 230
WR | TOPOLOGY%WR%WR%SWIS%2%2 | Swissvale 345/230 kV XFMR #2 | Transformer | WR.SWIS.2.WR.SWIS.345.230 | 2 | SWISVAL7 345.00 | 532774 | SWISVAL6 230.00 | 532856 | SWISV2X2 14.400 | 532819 | 230
WR | TOPOLOGY%WR%WR%TEC%3007%TCEC_1 | Tecumseh Energy Center 115/69 kV XFMR | Transformer | WR.TEC.TCEC_1.WR.TEC.115.69 | 1 | TEC E 3 115.00 | 533180 | TEC 2 69.000 | 533462 | TEC 1 13.800 | 533448 | 69
WR | TOPOLOGY%WR%WR%TECH%4374%TECH_1 | Tecumseh Hill 161/115 kV XFMR | Transformer | WR.TECH.TECH_1.WR.TECH.161.115 | 1 | TECHILL5 161.00 | 532920 | TECHILE3 115.00 | 533182 | TECHIL4X 12.470 | 533885 | 115
WR | TOPOLOGY%WR%WR%TECH%3033%TECH_194 | Tecumseh Hill 230/115 kV XFMR | Transformer | WR.TECH.TECH_194.WR.TECH.230.115 | 1 | TECHILL6 230.00 | 532857 | TECHILE3 115.00 | 533182 | TECHILL1 13.800 | 532886 | 115
WR | TOPOLOGY%WR%WR%TIMBJCT4%XF1%XF1 | Timber Jct 138/69kV Transformer | Transformer | WR.TIMBJCT4.XF1.WR.TIMBJCT4.138.69 | 1 | TIMBJCT4 138.00 | 532992 | TIMBJCT2 69.000 | 533558 | TIMBJCT1 13.200 | 533120 | 69
WR | TOPOLOGY%WR%WR%TIOG%1060%TIOG_1 | Tioga 138/69 kV XFMR | Transformer | WR.TIOG.TIOG_1.WR.TIOG.69.138 | 1 | TIOGA 4 138.00 | 532996 | TIOGA 2 69.000 | 533646 | TIOGA 1 13.200 | 533084 | 69
WR | TOPOLOGY%WR%WR%UNRIDGE%TX_1%TX_1 | Union Ridge 230/115 kV XFMR | Transformer | WR.UNRIDGE.TX_1.WR.UNRIDGE.230.115 | 1 | UNIONRG6 230.00 | 532874 | UNIONRG3 115.00 | 533359 | UNIONRG1 13.200 | 532817 | 115
WR | TOPOLOGY%WR%WR%VIOLA7%TX1%A | Viola 345 / 138 kV XFMR | Transformer | WR.VIOLA7.TX1.WR.VIOLA7.345.138 | 1 | VIOLA 7 345.00 | 532798 | VIOLA 4 138.00 | 533075 | VIOLA1X1 13.800 | 532832 | 138
WR | TOPOLOGY%WR%WR%WALN%WALN%WALN_905 | Walnut 115/69 kV XFMR | Transformer | WR.WALN.WALN_905.WR.WALN.115.69 | 1 | WALNUT 3 115.00 | 533220 | WALNUT 2 69.000 | 533484 | WALNUT 1 34.500 | 533451 | 69
WR | TOPOLOGY%WR%WR%WEAV%1061%WEAV_2 | Weaver 138/69 kV XFMR | Transformer | WR.WEAV.WEAV_2.WR.WEAV.69.138 | 1 | WEAVER 4 138.00 | 532991 | WEAVER 2 69.000 | 533604 | WEAVER 1 13.200 | 533083 | 69
WR | TOPOLOGY%WR%WR%WICH%1064%WICH_11 | Wichita 345/138 kV XFMR #11 | Transformer | WR.WICH.WICH_11.WR.WICH.345.138 | 1 | WICHITA7 345.00 | 532796 | EVANS N4 138.00 | 533040 | WICH11 1 13.800 | 532829 | 138
WR | TOPOLOGY%WR%WR%WICH%4359%WICH_12 | Wichita 345/138 kV XFMR #12 | Transformer | WR.WICH.WICH_12.WR.WICH.345.138 | 2 | WICHITA7 345.00 | 532796 | EVANS N4 138.00 | 533040 | WICH12 1 13.800 | 532830 | 138
WR | TOPOLOGY%WR%WR%WOLF%TX_6%WOLF12 | Wolf Creek 345/69 kV XFMR | Transformer | WR.WOLF.WOLF12.WR.WOLF.345.69 | 1 | WOLFCRK7 345.00 | 532797 | WOLFCRK2 69.000 | 533653 | WOLFCRK1 17.000 | 532962 | 69
| XFMR%CURRENTLY%NOT%MODELED%IN%EMS | FTPECK TO STARBUS | Transformer |  | 1 | FTPECK161 161.00 | 652700 | STARBUS546 1.0000 | 999546 |  |  | 0