## Permanent_Flowgates
IDC | Flowgate | Owner | Type | Number of Elements | M2M Monitoring RTO | ElementType | From Area | From_Name | To Area | To_Name | Voltage | IROLLimit | Spring Normal | Spring Emergency | Summer Normal | Summer Emergency | Fall Normal | Fall Emergency | Winter Normal | Winter Emergency | FGType | Element | TRM | IDC_From_Name | IDC_From_Number | IDC_ToName1 | IDC_To_Number1 | IDC_To_Name2 | IDC_To_Number2 | IDC_CKT_ID | EMS NETMOM Key
51 | KANMATBAKBRO | PJM | RCF | 3 |  | Monitored | AEP | KANAWHAR | AEP | MATTFUNK | 345 |  | 3793 | 3793 | 3793 | 3793 | 3793 | 3793 | 4237 | 4237 | OTDF | LN KANAWHAR - MATTFUNK 345 kV | 0 | 05KANAWH | 242525 | 05M FUNK | 242527 |  |  | 1 | AEP.AEP.KANAWMATTF34_1.1
51 | KANMATBAKBRO | PJM | RCF | 3 |  | Monitored | AEP | WYOMING | AEP | JACKSONS | 765 |  | 3793 | 3793 | 3793 | 3793 | 3793 | 3793 | 4237 | 4237 | OTDF | LN WYOMING - JACKSONS 765 kV | 0 | 05WYOMIN | 242517 | 05J.FERR | 242514 |  |  | 1 | AEP.AEP.JAC-WYO1.1
51 | KANMATBAKBRO | PJM | RCF | 3 |  | Contingent | AEP | BAKER | AEP | BROADFOR | 765 |  | 3793 | 3793 | 3793 | 3793 | 3793 | 3793 | 4237 | 4237 | OTDF | LN BAKER - BROADFOR 765 kV | 0 | 05BAKER | 242510 | 05BROADF | 242511 |  |  | 1 | AEP.AEP.BAKERBROAD76_1.1
52 | BAKBROBROJAC | PJM | RCF | 5 |  | Monitored | AEP | BAKER | AEP | BROADFOR | 765 |  | 3793 | 3793 | 3793 | 3793 | 3793 | 3793 | 4237 | 4237 | OTDF | LN BAKER - BROADFOR 765 kV | 0 | 05BAKER | 242510 | 05BROADF | 242511 |  |  | 1 | AEP.AEP.BAKERBROAD76_1.1
52 | BAKBROBROJAC | PJM | RCF | 5 |  | Monitored | AEP | KANAWHAR | AEP | MATTFUNK | 345 |  | 3793 | 3793 | 3793 | 3793 | 3793 | 3793 | 4237 | 4237 | OTDF | LN KANAWHAR - MATTFUNK 345 kV | 0 | 05KANAWH | 242525 | 05M FUNK | 242527 |  |  | 1 | AEP.AEP.KANAWMATTF34_1.1
52 | BAKBROBROJAC | PJM | RCF | 5 |  | Monitored | AEP | WYOMING | AEP | JACKSONS | 765 |  | 3793 | 3793 | 3793 | 3793 | 3793 | 3793 | 4237 | 4237 | OTDF | LN WYOMING - JACKSONS 765 kV | 0 | 05WYOMIN | 242517 | 05J.FERR | 242514 |  |  | 1 | AEP.AEP.JAC-WYO1.1
52 | BAKBROBROJAC | PJM | RCF | 5 |  | Contingent | AEP | JACKSONS | AEP | BROADFOR | 765 |  | 3793 | 3793 | 3793 | 3793 | 3793 | 3793 | 4237 | 4237 | OTDF | LN JACKSONS - BROADFOR 765 kV | 0 | 05J.FERR | 242514 | 05BROADF | 242511 |  |  | 1 | AEP.AEP.BROADJACKS76_1.1
52 | BAKBROBROJAC | PJM | RCF | 5 |  | Contingent | AEP | SMYTH | AEP | BROADFOR | 138 |  | 3793 | 3793 | 3793 | 3793 | 3793 | 3793 | 4237 | 4237 | OTDF | LN SMYTH - BROADFOR 138 kV | 0 | 05SMYTH | 242803 | 05BROADF | 242566 |  |  | 1 | AEP.AEP.BROADSMYTH13_1.1
54 | AEPDOMCUDWYO | PJM | RCF | 4 |  | Monitored | AEP | BAKER | AEP | BROADFOR | 765 |  | 9999 | 9999 | 9999 | 9999 | 9999 | 9999 | 9999 | 9999 | OTDF | LN BAKER - BROADFOR 765 kV | 0 | 05BAKER | 242510 | 05BROADF | 242511 |  |  | 1 | AEP.AEP.BAKERBROAD76_1.1
54 | AEPDOMCUDWYO | PJM | RCF | 4 |  | Monitored | AEP | KANAWHAR | AEP | MATTFUNK | 345 |  | 9999 | 9999 | 9999 | 9999 | 9999 | 9999 | 9999 | 9999 | OTDF | LN KANAWHAR - MATTFUNK 345 kV | 0 | 05KANAWH | 242525 | 05M FUNK | 242527 |  |  | 1 | AEP.AEP.KANAWMATTF34_1.1
54 | AEPDOMCUDWYO | PJM | RCF | 4 |  | Monitored | AEP | WYOMING | AEP | JACKSONS | 765 |  | 9999 | 9999 | 9999 | 9999 | 9999 | 9999 | 9999 | 9999 | OTDF | LN WYOMING - JACKSONS 765 kV | 0 | 05WYOMIN | 242517 | 05J.FERR | 242514 |  |  | 1 | AEP.AEP.JAC-WYO1.1
54 | AEPDOMCUDWYO | PJM | RCF | 4 |  | Contingent | AEP | WYOMING | AEP | CULLODEN | 765 |  | 9999 | 9999 | 9999 | 9999 | 9999 | 9999 | 9999 | 9999 | OTDF | LN WYOMING - CULLODEN 765 kV | 0 | 05WYOMIN | 242517 | 05CULLOD | 242513 |  |  | 1 | AEP.AEP.CULLOWYOMI76_1.1
57 | AEPDOMCLVJAK | PJM | RCF | 4 | SWPP | Monitored | AEP | BAKER | AEP | BROADFOR | 765 |  | 9999 | 9999 | 9999 | 9999 | 9999 | 9999 | 9999 | 9999 | OTDF | LN BAKER - BROADFOR 765 kV | 0 | 05BAKER | 242510 | 05BROADF | 242511 |  |  | 1 | AEP.AEP.BAKERBROAD76_1.1
57 | AEPDOMCLVJAK | PJM | RCF | 4 | SWPP | Monitored | AEP | KANAWHAR | AEP | MATTFUNK | 345 |  | 9999 | 9999 | 9999 | 9999 | 9999 | 9999 | 9999 | 9999 | OTDF | LN KANAWHAR - MATTFUNK 345 kV | 0 | 05KANAWH | 242525 | 05M FUNK | 242527 |  |  | 1 | AEP.AEP.KANAWMATTF34_1.1
57 | AEPDOMCLVJAK | PJM | RCF | 4 | SWPP | Monitored | AEP | WYOMING | AEP | JACKSONS | 765 |  | 9999 | 9999 | 9999 | 9999 | 9999 | 9999 | 9999 | 9999 | OTDF | LN WYOMING - JACKSONS 765 kV | 0 | 05WYOMIN | 242517 | 05J.FERR | 242514 |  |  | 1 | AEP.AEP.JAC-WYO1.1
57 | AEPDOMCLVJAK | PJM | RCF | 4 | SWPP | Contingent | AEP | CLOVERDA | AEP | JACKSONS | 765 |  | 9999 | 9999 | 9999 | 9999 | 9999 | 9999 | 9999 | 9999 | OTDF | LN CLOVERDA - JACKSONS 765 kV | 0 | 05CLOVRD | 242512 | 05J.FERR | 242514 |  |  | 1 | AEP.AEP.CLOVEJACKS76_1.1
58 | BAKBROCLO | PJM | RCF | 6 | MISO | Monitored | AEP | BAKER | AEP | BROADFOR | 765 |  | 3793 | 3793 | 3793 | 3793 | 3793 | 3793 | 4237 | 4237 | OTDF | LN BAKER - BROADFOR 765 kV | 0 | 05BAKER | 242510 | 05BROADF | 242511 |  |  | 1 | AEP.AEP.BAKERBROAD76_1.1
58 | BAKBROCLO | PJM | RCF | 6 | MISO | Monitored | AEP | KANAWHAR | AEP | MATTFUNK | 345 |  | 3793 | 3793 | 3793 | 3793 | 3793 | 3793 | 4237 | 4237 | OTDF | LN KANAWHAR - MATTFUNK 345 kV | 0 | 05KANAWH | 242525 | 05M FUNK | 242527 |  |  | 1 | AEP.AEP.KANAWMATTF34_1.1
58 | BAKBROCLO | PJM | RCF | 6 | MISO | Monitored | AEP | WYOMING | AEP | JACKSONS | 765 |  | 3793 | 3793 | 3793 | 3793 | 3793 | 3793 | 4237 | 4237 | OTDF | LN WYOMING - JACKSONS 765 kV | 0 | 05WYOMIN | 242517 | 05J.FERR | 242514 |  |  | 1 | AEP.AEP.JAC-WYO1.1
58 | BAKBROCLO | PJM | RCF | 6 | MISO | Contingent | AEP | JACKSONS | AEP | CLOVERDA | 765 |  | 3793 | 3793 | 3793 | 3793 | 3793 | 3793 | 4237 | 4237 | OTDF | LN JACKSONS - CLOVERDA 765 kV | 0 | 05J.FERR | 242514 | 05CLOVRD | 242512 |  |  | 1 | AEP.AEP.CLOVEJACKS76_1.1
58 | BAKBROCLO | PJM | RCF | 6 | MISO | Contingent | AEP | JOSHUAFA | AEP | CLOVERDA | 765 |  | 3793 | 3793 | 3793 | 3793 | 3793 | 3793 | 4237 | 4237 | OTDF | LN JOSHUAFA - CLOVERDA 765 kV | 0 | 05JOSHUA | 242515 | 05CLOVRD | 242512 |  |  | 1 | AEP.AEP.CLOVEJOSHU76_1.1
58 | BAKBROCLO | PJM | RCF | 6 | MISO | Contingent | AEP | CLOVERDA | AEP | CLOVERDA | 765/345 |  | 3793 | 3793 | 3793 | 3793 | 3793 | 3793 | 4237 | 4237 | OTDF | XF CLOVERDA 765/345 kV | 0 | 05CLOVRD | 242512 | 05CLOVRD | 242524 |  |  | 1 | AEP.AEP.CLOVERDA._10._10
59 | BAKERBROADF | PJM | RCF | 3 |  | Monitored | AEP | BAKER | AEP | BROADFOR | 765 |  | 3793 | 3793 | 3016 | 3016 | 3793 | 3793 | 3793 | 3793 | OTDF | LN BAKER - BROADFOR 765 kV | 0 | 05BAKER | 242510 | 05BROADF | 242511 |  |  | 1 | AEP.AEP.BAKERBROAD76_1.1
59 | BAKERBROADF | PJM | RCF | 3 |  | Monitored | AEP | KANAWHAR | AEP | MATTFUNK | 345 |  | 3793 | 3793 | 3016 | 3016 | 3793 | 3793 | 3793 | 3793 | OTDF | LN KANAWHAR - MATTFUNK 345 kV | 0 | 05KANAWH | 242525 | 05M FUNK | 242527 |  |  | 1 | AEP.AEP.KANAWMATTF34_1.1
59 | BAKERBROADF | PJM | RCF | 3 |  | Monitored | AEP | WYOMING | AEP | JACKSONS | 765 |  | 3793 | 3793 | 3016 | 3016 | 3793 | 3793 | 3793 | 3793 | OTDF | LN WYOMING - JACKSONS 765 kV | 0 | 05WYOMIN | 242517 | 05J.FERR | 242514 |  |  | 1 | AEP.AEP.JAC-WYO1.1
251 | BAKBROCULWYO | PJM | RCF | 2 |  | Monitored | AEP | BAKER | AEP | BROADFOR | 765 |  | 4850 | 4850 | 4142 | 4142 | 4142 | 4142 | 4850 | 4850 | OTDF | LN BAKER - BROADFOR 765 kV | 243 | 05BAKER | 242510 | 05BROADF | 242511 |  |  | 1 | AEP.AEP.BAKERBROAD76_1.1
251 | BAKBROCULWYO | PJM | RCF | 2 |  | Contingent | AEP | CULLODEN | AEP | WYOMING | 765 |  | 4850 | 4850 | 4142 | 4142 | 4142 | 4142 | 4850 | 4850 | OTDF | LN CULLODEN - WYOMING 765 kV | 243 | 05CULLOD | 242513 | 05WYOMIN | 242517 |  |  | 1 | AEP.AEP.CULLOWYOMI76_1.1
505 | CORNELQUAH47 | PJM | RCF | 2 |  | Monitored | CE | QUADCITY | MEC | CORDOMEC | 345 |  | 1768 | 1799 | 1499 | 1530 | 1768 | 1799 | 1768 | 1799 | OTDF | LN QUADCITY - CORDOMEC 345 kV | 31 | QUAD 6-7 | 270866 | MECCORD3 | 636605 |  |  | 1 | MEC.MEC.CORDOQUADC34_1.1
505 | CORNELQUAH47 | PJM | RCF | 2 |  | Contingent | CE | QUADCITY | CE | H471ESS | 345 |  | 1768 | 1799 | 1499 | 1530 | 1768 | 1799 | 1768 | 1799 | OTDF | LN QUADCITY - H471ESS 345 kV | 31 | QUAD 6-7 | 270866 | ESS H471 ; | 270890 |  |  | 1 | CE.CE.404_345.1
514 | CORNELNELH47 | PJM | RCF | 2 | MISO | Monitored | CE | CORDOVA1 | CE | NELSON01 | 345 |  | 1479 | 1479 | 1479 | 1479 | 1479 | 1479 | 1710 | 1710 | OTDF | LN CORDOVA1 - NELSON01 345 kV | 0 | CORDOVA ; B | 270700 | NELSON ; B | 270828 |  |  | 1 | CE.CE.15503.1
514 | CORNELNELH47 | PJM | RCF | 2 | MISO | Contingent | CE | H471ESS | CE | NELSON01 | 345 |  | 1479 | 1479 | 1479 | 1479 | 1479 | 1479 | 1710 | 1710 | OTDF | LN H471ESS - NELSON01 345 kV | 0 | ESS H471 ; | 270890 | NELSON ; B | 270828 |  |  | 1 | CE.CE.15504.1
522 | EFRCREDUMWIL | PJM | RCF | 3 |  | Monitored | CE | EFRNKFRT | CE | CRETE_EC | 345 |  | 1399 | 1399 | 1399 | 1399 | 1399 | 1399 | 1557 | 1557 | OTDF | LN EFRNKFRT - CRETE_EC 345 kV | 0 | E FRANKFO; R | 270729 | CRETE EC ;BP | 274750 |  |  | 1 | CE.CE.6607.1
522 | EFRCREDUMWIL | PJM | RCF | 3 |  | Contingent | AEP | DUMONT | CE | WILTON00 | 765 |  | 1399 | 1399 | 1399 | 1399 | 1399 | 1399 | 1557 | 1557 | OTDF | LN DUMONT - WILTON00 765 kV | 0 | 05DUMONT | 243206 | WILTON ; B | 270644 |  |  | 1 | AEP.AEP.DUMONWILTO76_1.1
522 | EFRCREDUMWIL | PJM | RCF | 3 |  | Contingent | NIPS | MUNSTER | CE | BURNHAM | 345 |  | 1399 | 1399 | 1399 | 1399 | 1399 | 1399 | 1557 | 1557 | OTDF | LN MUNSTER - BURNHAM 345 kV | 0 | 17MUNSTER | 255109 | BURNHAM ; B | 270674 |  |  | 1 | NIPS.NIPS.BURNHMUNST34_1.1
554 | WILXFRCOLWIL | PJM | RCF | 2 | SWPP | Monitored | CE | WILTON00 | CE | WILTON00 | 765/345 |  | 1379 | 1379 | 1379 | 1379 | 1379 | 1379 | 1491 | 1491 | OTDF | XF WILTON00 765/345 kV | 0 | WILTON ; B | 270644 | WILTON ; B | 275232 |  |  | 2 | CE.CE.WILTON00.3CTP.TR93CT_P
554 | WILXFRCOLWIL | PJM | RCF | 2 | SWPP | Contingent | CE | WILTON00 | CE | COLLINS1 | 765 |  | 1379 | 1379 | 1379 | 1379 | 1379 | 1379 | 1491 | 1491 | OTDF | LN WILTON00 - COLLINS1 765 kV | 0 | WILTON ; B | 270644 | COLLINS ; R | 270607 |  |  | 1 | CE.CE.11216.1
575 | QUACORCORQUA | MISO | RCF | 2 |  | Monitored | CE | QUADCITY | MEC | CORDOMEC | 345 |  | 1180 | 1180 | 1180 | 1180 | 1406 | 1406 | 1406 | 1406 | OTDF | LN QUADCITY - CORDOMEC 345 kV | 0 | QUAD 6-7 | 270866 | MECCORD3 | 636605 |  |  | 1 | MEC.MEC.CORDOQUADC34_1.1
575 | QUACORCORQUA | MISO | RCF | 2 |  | Contingent | CE | QUADCITY | CE | CORDOVA1 | 345 |  | 1180 | 1180 | 1180 | 1180 | 1406 | 1406 | 1406 | 1406 | OTDF | LN QUADCITY - CORDOVA1 345 kV | 0 | QUAD 6-7 | 270866 | CORDOVA ; B | 270700 |  |  | 1 | CE.CE.45L0403.45
591 | ZIOLIBLIBPRO | PJM | RCF | 6 |  | Monitored | CE | ZION_EC | CE | LIBERTYV | 345 |  | 1334 | 1334 | 1334 | 1334 | 1334 | 1334 | 1560 | 1560 | OTDF | LN ZION_EC - LIBERTYV 345 kV | 78 | ZION EC ;RP | 274817 | LIBERTYVI; B | 270806 |  |  | 1 | CE.CE.15423.1
591 | ZIOLIBLIBPRO | PJM | RCF | 6 |  | Contingent | CE | LIBERTYV | CE | PROSPEC0 | 345 |  | 1334 | 1334 | 1334 | 1334 | 1334 | 1334 | 1560 | 1560 | OTDF | LN LIBERTYV - PROSPEC0 345 kV | 78 | LIBERTYVI; B | 270806 | P HTS 117; R | 270857 |  |  | 1 | CE.CE.15424.1
591 | ZIOLIBLIBPRO | PJM | RCF | 6 |  | Contingent | CE | LIBERTYV | CE | TOLLWAY | 345 |  | 1334 | 1334 | 1334 | 1334 | 1334 | 1334 | 1560 | 1560 | OTDF | LN LIBERTYV - TOLLWAY 345 kV | 78 | LIBERTYVI; B | 270806 | TOLLWAY ; B | 270900 |  |  | 1 | CE.CE.18502.1
591 | ZIOLIBLIBPRO | PJM | RCF | 6 |  | Contingent | CE | ZION0001 | CE | LIBERTYV | 345 |  | 1334 | 1334 | 1334 | 1334 | 1334 | 1334 | 1560 | 1560 | OTDF | LN ZION0001 - LIBERTYV 345 kV | 78 | ZION STA ;0B | 270942 | LIBERTYVI; B | 270806 |  |  | 1 | CE.CE.2224.1
591 | ZIOLIBLIBPRO | PJM | RCF | 6 |  | Contingent | CE | LIBERTYV | CE | LIBERTYV | 345/1 |  | 1334 | 1334 | 1334 | 1334 | 1334 | 1334 | 1560 | 1560 | OTDF | XF LIBERTYV 345/1 kV | 78 | LIBERTYVI; B | 270806 | LIBERTYVI; R | 271917 | LIBERTYVI;3C | 275295 | 2 | CE.CE.LIBERTYV.3CTP.TR83CT_P
1015 | FAIOSBSTJHAW | TVA | RCF | 2 |  | Monitored | AECI | FAIRPORT | AECI | OSBORN | 161 |  | 227 | 227 | 227 | 227 | 227 | 227 | 252 | 252 | OTDF | LN FAIRPORT - OSBORN 161 kV | 0 | 5FAIRPT | 300076 | 2OSBORN | 300107 |  |  | 1 | AECI.AECI.FARPT-LAT_UE.A
1015 | FAIOSBSTJHAW | TVA | RCF | 2 |  | Contingent | MPS | ST_JOE | KCPL | NASHUA | 345 |  | 227 | 227 | 227 | 227 | 227 | 227 | 252 | 252 | OTDF | LN ST_JOE - NASHUA 345 kV | 0 | ST JOE 3 | 541199 | NASHUA 7 | 542980 |  |  | 1 | KCPL.KCPL.NASHUA_ST_JOE.A
1017 | NWMDLLSHELGC | TVA | RCF | 2 |  | Monitored | AECI | W_NEWMAD | EES | DELL | 500 |  | 2088 | 2088 | 2088 | 2088 | 2088 | 2088 | 2088 | 2088 | OTDF | LN W_NEWMAD - DELL 500 kV | 0 | 8WNEWMADRID | 301406 | 5DELL% | 338187 |  |  | 1 | EES.EES.MADRID_DELL__8.A
1017 | NWMDLLSHELGC | TVA | RCF | 2 |  | Contingent | EES | HS_EHV | EES | MAGNET | 500 |  | 2088 | 2088 | 2088 | 2088 | 2088 | 2088 | 2088 | 2088 | OTDF | LN HS_EHV - MAGNET 500 kV | 0 | 8HS EHV% | 337753 | 8MAGNETCOVE% | 337763 |  |  | 1 | EES.EES.HS_EHV_MAGNET8.A
1018 | NWMDLLISEDLL | TVA | RCF | 2 |  | Monitored | AECI | W_NEWMAD | EES | DELL | 500 |  | 2088 | 2088 | 2088 | 2088 | 2088 | 2088 | 2088 | 2088 | OTDF | LN W_NEWMAD - DELL 500 kV | 0 | 8WNEWMADRID | 301406 | 5DELL% | 338187 |  |  | 1 | EES.EES.MADRID_DELL__8.A
1018 | NWMDLLISEDLL | TVA | RCF | 2 |  | Contingent | EES | PWRLIN | EES | DELL | 500 |  | 2088 | 2088 | 2088 | 2088 | 2088 | 2088 | 2088 | 2088 | OTDF | LN PWRLIN - DELL 500 kV | 0 | PWRLIN | 338156 | 5DELL% | 338187 |  |  | 1 | EES.EES.DELL_PWRLIN8.A
1019 | NWMDLLNWMTTV | TVA | RCF | 2 |  | Monitored | AECI | W_NEWMAD | EES | DELL | 500 |  | 2088 | 2088 | 2088 | 2088 | 2088 | 2088 | 2088 | 2088 | OTDF | LN W_NEWMAD - DELL 500 kV | 0 | 8WNEWMADRID | 301406 | 5DELL% | 338187 |  |  | 1 | EES.EES.MADRID_DELL__8.A
1019 | NWMDLLNWMTTV | TVA | RCF | 2 |  | Contingent | AECI | NEW_MAD | TVA | TIPTONVL | 161 |  | 2088 | 2088 | 2088 | 2088 | 2088 | 2088 | 2088 | 2088 | OTDF | LN NEW_MAD - TIPTONVL 161 kV | 0 | 5NEWMAD | 300103 | 5TIPTONVL TN | 361261 |  |  | 1 | AECI.AECI.NMAD-TIPTON.A
1023 | VOLPHIJEFROC | TVA | RCF | 2 |  | Monitored | TVA | VOLUNT1 | TVA | PHIPP1 | 500 |  | 319 | 1800 | 319 | 1800 | 319 | 1800 | 329 | 1800 | OTDF | LN VOLUNT1 - PHIPP1 500 kV | 150.6 | 8VOLUNTEER | 360097 | 8PHIPPS B NP | 360102 |  |  | 1 | TVA.TVA.1586.A
1023 | VOLPHIJEFROC | TVA | RCF | 2 |  | Contingent | AEP | ROCKPORT | AEP | JEFFERSO | 765 |  | 319 | 1800 | 319 | 1800 | 319 | 1800 | 329 | 1800 | OTDF | LN ROCKPORT - JEFFERSO 765 kV | 150.6 | 05ROCKPT | 243209 | 05JEFRSO | 243208 |  |  | 1 | AEP.AEP.JEFFEROCKP76_1.1
1024 | VOLPHICONMOS | TVA | RCF | 2 |  | Monitored | TVA | VOLUNT1 | TVA | PHIPP1 | 500 |  | 194 | 1800 | 194 | 1800 | 194 | 1800 | 223 | 1800 | OTDF | LN VOLUNT1 - PHIPP1 500 kV | 154.7 | 8VOLUNTEER | 360097 | 8PHIPPS B NP | 360102 |  |  | 1 | TVA.TVA.1586.A
1024 | VOLPHICONMOS | TVA | RCF | 2 |  | Contingent | SOUC | CONASAUG | SOUC | MOSTLRSP | 500 |  | 194 | 1800 | 194 | 1800 | 194 | 1800 | 223 | 1800 | OTDF | LN CONASAUG - MOSTLRSP 500 kV | 154.7 |  | 382499 |  |  |  |  | 1 | SOUC.SOUC.MOSTLCONAS50_1.1
1026 | MSNWCKBFNMRY | TVA | RCF | 2 |  | Monitored | TVA | MADISO1 | TVA | WIDCR1 | 500 |  | 2499 | 2499 | 2281 | 2281 | 2499 | 2499 | 2598 | 2598 | OTDF | LN MADISO1 - WIDCR1 500 kV | 0 | 8MADISON AL | 360060 | 6WID CRK FP | 360065 |  |  | 1 | TVA.TVA.1687.A
1026 | MSNWCKBFNMRY | TVA | RCF | 2 |  | Contingent | TVA | BFNP1 | TVA | MAURY1 | 500 |  | 2499 | 2499 | 2281 | 2281 | 2499 | 2499 | 2598 | 2598 | OTDF | LN BFNP1 - MAURY1 500 kV | 0 | 8BR FERRY NP | 360052 | 8MAURY TN | 360050 |  |  | 1 | TVA.TVA.1985.X2
1029 | OSCSTOLACNEO | TVA | RCF | 2 |  | Monitored | AECI | 5COLLINS | SPA | STCK_SPA | 161 |  | 192 | 192 | 172 | 172 | 192 | 192 | 223 | 223 | OTDF | LN 5COLLINS - STCK_SPA 161 kV | 0 | 5COLLINS | 300816 | STOCKTN5 | 505498 |  |  | 1 | AECI.AECI.STCK-COLLINS.A
1029 | OSCSTOLACNEO | TVA | RCF | 2 |  | Contingent | KCPL | LACYGNE | WR | N345 | 345 |  | 192 | 192 | 172 | 172 | 192 | 192 | 223 | 223 | OTDF | LN LACYGNE - N345 345 kV | 0 | LACYGNE7 | 542981 | NEOSHO 7 | 532793 |  |  | 1 | KCPL.KCPL.LACYGN_NEOSHO1.1
1036 | SHAMARSANSHE | TVA | RCF | 2 |  | Monitored | TVA | SHAW | TVA | MARSHA1 | 500 |  | 1732 | 1732 | 1732 | 1732 | 1732 | 1732 | 1732 | 1732 | OTDF | LN SHAW - MARSHA1 500 kV | 63.3 | 7SHAWNEE FP | 360001 | 5MARSHALL KY | 360015 |  |  | 1 | TVA.TVA.1884.A
1036 | SHAMARSANSHE | TVA | RCF | 2 |  | Contingent | EES | DRIVER | TVA | SHELBYTV | 500 |  | 1732 | 1732 | 1732 | 1732 | 1732 | 1732 | 1732 | 1732 | OTDF | LN DRIVER - SHELBYTV 500 kV | 63.3 | 338198 8DRIVER% | 338198 | 8SHELBY TN | 360021 |  |  | 1 | EES.EES.SHEL12_DRIVER8.1
1041 | ESXLUTLUTKEL | TVA | RCF | 2 |  | Monitored | AMRN | LUTS | AECI | ESEX | 345 |  | 1195 | 1195 | 1195 | 1195 | 1195 | 1195 | 1195 | 1195 | OTDF | LN LUTS - ESEX 345 kV | 0 | 7LUTESVIL | 344974 | 1ESSEXG | 300038 |  |  | 1 | AMRN.AMRN.NMAD-LUTS-1.A
1041 | ESXLUTLUTKEL | TVA | RCF | 2 |  | Contingent | AMRN | LUTS | AMRN | KEL | 345 |  | 1195 | 1195 | 1195 | 1195 | 1195 | 1195 | 1195 | 1195 | OTDF | LN LUTS - KEL 345 kV | 0 | 7LUTESVIL | 344974 | 5KELSO | 344849 |  |  | 1 | AMRN.AMRN.KEL_LUTS_1.A
1042 | ESXLUTMSHCMB | TVA | RCF | 2 |  | Monitored | AECI | ESEX | AMRN | LUTS | 345 |  | 1195 | 1195 | 1195 | 1195 | 1195 | 1195 | 1195 | 1195 | OTDF | LN ESEX - LUTS 345 kV | 0 | 1ESSEXG | 300038 | 7LUTESVIL | 344974 |  |  | 1 | AMRN.AMRN.NMAD-LUTS-1.A
1042 | ESXLUTMSHCMB | TVA | RCF | 2 |  | Contingent | TVA | CUMBER1 | TVA | MARSHA1 | 500 |  | 1195 | 1195 | 1195 | 1195 | 1195 | 1195 | 1195 | 1195 | OTDF | LN CUMBER1 - MARSHA1 500 kV | 0 | 8CUMBERLAND | 360040 | 5MARSHALL KY | 360015 |  |  | 1 | TVA.TVA.1890.A
1043 | ESXIDAESXNMA | TVA | RCF | 3 |  | Monitored | AECI | ESEX | AECI | IDALIA | 161 |  | 476 | 476 | 446 | 446 | 476 | 476 | 496 | 496 | OTDF | LN ESEX - IDALIA 161 kV | 0 | 1ESSEXG | 300075 | IDALIA 5 | 505434 |  |  | 1 | AECI.AECI.IDALIA-ESSEX.A
1043 | ESXIDAESXNMA | TVA | RCF | 3 |  | Contingent | AECI | ESEX | AMRN | LUTS | 345 |  | 476 | 476 | 446 | 446 | 476 | 476 | 496 | 496 | OTDF | LN ESEX - LUTS 345 kV | 0 | 1ESSEXG | 300038 | 7LUTESVIL | 344974 |  |  | 1 | AMRN.AMRN.NMAD-LUTS-1.A
1043 | ESXIDAESXNMA | TVA | RCF | 3 |  | Contingent | AECI | ESEX | AECI | W_NEWMAD | 345 |  | 476 | 476 | 446 | 446 | 476 | 476 | 496 | 496 | OTDF | LN ESEX - W_NEWMAD 345 kV | 0 | 1ESSEXG | 300038 | 8WNEWMADRID | 301407 |  |  | 1 | AECI.AECI.WNMAD_ESEX.A
1044 | FPTCOPSTJCOP | TVA | RCF | 2 | SWPP | Monitored | AECI | FAIRPORT | NPPD | COOPER | 345 |  | 1195 | 1195 | 1195 | 1195 | 1195 | 1195 | 1195 | 1195 | OTDF | LN FAIRPORT - COOPER 345 kV | 0 | 5FAIRPT | 300039 | COOPER 3 | 640139 |  |  | 1 | NPPD.NPPD.FAIRPT-COOPR.A
1044 | FPTCOPSTJCOP | TVA | RCF | 2 | SWPP | Contingent | MPS | ST_JOE | NPPD | COOPER | 345 |  | 1195 | 1195 | 1195 | 1195 | 1195 | 1195 | 1195 | 1195 | OTDF | LN ST_JOE - COOPER 345 kV | 0 | ST JOE 3 | 541199 | COOPER 3 | 640139 |  |  | 1 | NPPD.NPPD.11310.A
1045 | FRPSTJSTJCOP | TVA | RCF | 2 |  | Monitored | AECI | FAIRPORT | MPS | ST_JOE | 345 |  | 1195 | 1195 | 1195 | 1195 | 1195 | 1195 | 1195 | 1195 | OTDF | LN FAIRPORT - ST_JOE 345 kV | 0 | 5FAIRPT | 300039 | ST JOE 3 | 541199 |  |  | 1 | MPS.MPS.FAIRPT-STJOE.A
1045 | FRPSTJSTJCOP | TVA | RCF | 2 |  | Contingent | NPPD | COOPER | MPS | ST_JOE | 345 |  | 1195 | 1195 | 1195 | 1195 | 1195 | 1195 | 1195 | 1195 | OTDF | LN COOPER - ST_JOE 345 kV | 0 | COOPER 3 | 640139 | ST JOE 3 | 541199 |  |  | 1 | NPPD.NPPD.11310.A
1048 | NEWTIPSANSHE | TVA | RCF | 2 | MISO | Monitored | AECI | NEW_MAD | TVA | TIPTONVL | 161 |  | 622 | 622 | 600 | 600 | 622 | 622 | 686 | 686 | OTDF | LN NEW_MAD - TIPTONVL 161 kV | 4.1 | 5NEWMAD | 300103 | 5TIPTONVL TN | 361261 |  |  | 1 | AECI.AECI.NMAD-TIPTON.A
1048 | NEWTIPSANSHE | TVA | RCF | 2 | MISO | Contingent | EES | DRIVER | TVA | SHELBYTV | 500 |  | 622 | 622 | 600 | 600 | 622 | 622 | 686 | 686 | OTDF | LN DRIVER - SHELBYTV 500 kV | 4.1 | 338198 8DRIVER% | 338198 | 8SHELBY TN | 360021 |  |  | 1 | EES.EES.SHEL12_DRIVER8.1
1057 | THOSALHIGMOB | TVA | RCF | 4 | SWPP | Monitored | AECI | TH_HILL | KCPL | SALISBRY | 161 |  | 334 | 334 | 311 | 334 | 334 | 334 | 334 | 334 | OTDF | LN TH_HILL - SALISBRY 161 kV | 0 | 5THMHIL | 300120 | SALSBRY5 | 543062 |  |  | 1 | AECI.AECI.SALISB_THOM_H1.1
1057 | THOSALHIGMOB | TVA | RCF | 4 | SWPP | Contingent | AECI | MOB_TAP | AECI | HIGBAECI | 161 |  | 334 | 334 | 311 | 334 | 334 | 334 | 334 | 334 | OTDF | LN MOB_TAP - HIGBAECI 161 kV | 0 | 5MOBTAP | 300126 | 5HIGBEE | 300066 |  |  | 1 | AECI.AECI.HIGBEE_MOB_1.A
1057 | THOSALHIGMOB | TVA | RCF | 4 | SWPP | Contingent | AECI | MOB_TAP | AMRN | MOB | 161 |  | 334 | 334 | 311 | 334 | 334 | 334 | 334 | 334 | OTDF | LN MOB_TAP - MOB 161 kV | 0 | 5MOBTAP | 300126 | 5MOBERLY | 345221 |  |  | 1 | AMRN.AMRN.MOB_MOB_TP16_1.1
1057 | THOSALHIGMOB | TVA | RCF | 4 | SWPP | Contingent | AECI | TH_HILL | AECI | MOB_TAP | 161 |  | 334 | 334 | 311 | 334 | 334 | 334 | 334 | 334 | OTDF | LN TH_HILL - MOB_TAP 161 kV | 0 | 5THMHIL | 300120 | 5MOBTAP | 300126 |  |  | 1 | AECI.AECI.T_HIL_MOBRLY.A
1061 | FTPGNTSTJMID | TVA | RCF | 2 | MISO | Monitored | AECI | FAIRPORT | AECI | GENTRY | 161 |  | 242 | 242 | 227 | 227 | 242 | 242 | 252 | 252 | OTDF | LN FAIRPORT - GENTRY 161 kV | 0 | 5FAIRPT | 300076 | 5GENTRY | 300073 |  |  | 1 | AECI.AECI.FAIRPT-NODAWY.A
1061 | FTPGNTSTJMID | TVA | RCF | 2 | MISO | Contingent | MPS | ST_JOE | MPS | AVECTYTP | 161 |  | 242 | 242 | 227 | 227 | 242 | 242 | 252 | 252 | OTDF | LN ST_JOE - AVECTYTP 161 kV | 0 | ST JOE 3 | 541253 | Avenue City Tap | 541394 |  |  | 1 | MPS.MPS.11306.A
1063 | BLKJASBRKFLT | TVA | RCF | 2 |  | Monitored | AECI | BLACKBRY | AECI | JASPER7 | 345 |  | 1011 | 1011 | 1011 | 1011 | 1011 | 1011 | 1011 | 1011 | OTDF | LN BLACKBRY - JASPER7 345 kV | 0 | 3007397BLACKBERRY | 300739 | JASPER7 | 300949 |  |  | 1 | AECI.AECI.BLCKBRY_JASPER.A
1063 | BLKJASBRKFLT | TVA | RCF | 2 |  | Contingent | CSWS | FLINTCRK | AECI | BROOK_LN | 345 |  | 1011 | 1011 | 1011 | 1011 | 1011 | 1011 | 1011 | 1011 | OTDF | LN FLINTCRK - BROOK_LN 345 kV | 0 | FLINTCR7 | 506935 | BROOKLINE 5 | 549984 |  |  | 1 | AECI.AECI.FLNTCK-BROOK1.A
1064 | ESSNEWSTFGOB | TVA | RCF | 2 | MISO | Monitored | AECI | ESEX | AECI | W_NEWMAD | 345 |  | 1195 | 1195 | 1195 | 1195 | 1195 | 1195 | 1195 | 1195 | OTDF | LN ESEX - W_NEWMAD 345 kV | 0 | 1ESSEXG | 300038 | 8WNEWMADRID | 301407 |  |  | 1 | AECI.AECI.WNMAD_ESEX.A
1064 | ESSNEWSTFGOB | TVA | RCF | 2 | MISO | Contingent | AECI | GOBKNOB | AECI | ST_FRAN | 345 |  | 1195 | 1195 | 1195 | 1195 | 1195 | 1195 | 1195 | 1195 | OTDF | LN GOBKNOB - ST_FRAN 345 kV | 0 | 7GOBKNOB | 300054 | 5STFRAN | 300048 |  |  | 1 | AECI.AECI.STFRAN_GKNOB.A
1065 | FRAHUBANOFTS | TVA | RCF | 2 |  | Monitored | AECI | FRKS | AECI | HUBEN | 345 |  | 864 | 864 | 791 | 791 | 864 | 864 | 1086 | 1086 | OTDF | LN FRKS - HUBEN 345 kV | 0 | 7FRANKS | 300041 | 5HUBEN | 300042 |  |  | 1 | AECI.AECI.HUBEN-FRANKS.A
1065 | FRAHUBANOFTS | TVA | RCF | 2 |  | Contingent | EES | ARK_NU | OKGE | FTSMTH | 500 |  | 864 | 864 | 791 | 791 | 864 | 864 | 1086 | 1086 | OTDF | LN ARK_NU - FTSMTH 500 kV | 0 | 1ANO U1 | 337909 | FTSMTHW5 | 515305 |  |  | 1 | OKGE.OKGE.FTSMTH-ARK_NU8.A
1066 | FRAHUBOVESIB | TVA | RCF | 2 |  | Monitored | AECI | FRKS | AECI | HUBEN | 345 |  | 864 | 864 | 791 | 791 | 864 | 864 | 1086 | 1086 | OTDF | LN FRKS - HUBEN 345 kV | 0 | 7FRANKS | 300041 | 5HUBEN | 300042 |  |  | 1 | AECI.AECI.HUBEN-FRANKS.A
1066 | FRAHUBOVESIB | TVA | RCF | 2 |  | Contingent | AMRN | OVER | KCPL | SIBL_KCP | 345 |  | 864 | 864 | 791 | 791 | 864 | 864 | 1086 | 1086 | OTDF | LN OVER - SIBL_KCP 345 kV | 0 | 7OVERTON | 345408 | KCPL SIBLEY PSEUDO STATION | 345408 |  |  | 1 | AMRN.AMRN.OVER-SIB-3.A
1067 | FRAHUBMONOVE | TVA | RCF | 2 |  | Monitored | AECI | FRKS | AECI | HUBEN | 345 |  | 864 | 864 | 791 | 791 | 864 | 864 | 1086 | 1086 | OTDF | LN FRKS - HUBEN 345 kV | 0 | 7FRANKS | 300041 | 5HUBEN | 300042 |  |  | 1 | AECI.AECI.HUBEN-FRANKS.A
1067 | FRAHUBMONOVE | TVA | RCF | 2 |  | Contingent | AMRN | MTGY | AECI | MCC2 | 345 |  | 864 | 864 | 791 | 791 | 864 | 864 | 1086 | 1086 | OTDF | LN MTGY - MCC2 345 kV | 0 | 7MONTGMRY | 345230 | 7MCCRED | 300044 |  |  | 1 | AECI.AECI.MCC2-MTGY.A
1074 | ST_FAISTJCOO | TVA | RCF | 2 |  | Monitored | MPS | ST_JOE | AECI | FAIRPORT | 345 |  | 1195 | 1195 | 1195 | 1195 | 1195 | 1195 | 1195 | 1195 | OTDF | LN ST_JOE - FAIRPORT 345 kV | 4 | ST JOE 3 | 541199 | 5FAIRPT | 300039 |  |  | 1 | MPS.MPS.FAIRPT-STJOE.A
1074 | ST_FAISTJCOO | TVA | RCF | 2 |  | Contingent | MPS | ST_JOE | NPPD | COOPER | 345 |  | 1195 | 1195 | 1195 | 1195 | 1195 | 1195 | 1195 | 1195 | OTDF | LN ST_JOE - COOPER 345 kV | 4 | ST JOE 3 | 541199 | COOPER 3 | 640139 |  |  | 1 | NPPD.NPPD.11310.A
1098 | FAIRXFSTJHAW | TVA | RCF | 2 | MISO | Monitored | AECI | FAIRPORT | AECI | FAIRPORT | 345/161 |  | 606 | 606 | 606 | 606 | 606 | 606 | 606 | 606 | OTDF | XF FAIRPORT 345/161 kV | 0 | 5FAIRPT | 300039 | 5FAIRPT | 300076 |  |  | 3 | AECI.AECI.FAIRPORT.3498.T3
1098 | FAIRXFSTJHAW | TVA | RCF | 2 | MISO | Contingent | MPS | ST_JOE | KCPL | NASHUA | 345 |  | 606 | 606 | 606 | 606 | 606 | 606 | 606 | 606 | OTDF | LN ST_JOE - NASHUA 345 kV | 0 | ST JOE 3 | 541199 | NASHUA 7 | 542980 |  |  | 1 | KCPL.KCPL.NASHUA_ST_JOE.A
1300 | WELLS_WEBER | MISO | RCF | 1 |  | Monitored | EES | WELLS_E | EES | WEB | 500 |  | 2122 | 2122 | 2122 | 2122 | 2122 | 2122 | 2122 | 2122 | OTDF | LN WELLS_E - WEB 500 kV | 0 | 8WELLS% | 335368 | 8WEBRE% | 335500 |  |  | 1 | EES.EES.WELLS__WEBRE_8.A
1317 | DARDARARKFTS | MISO | RCF | 2 | MISO | Monitored | SPA | DARD_D | EES | DARDNL | 161 |  | 223 | 223 | 223 | 223 | 223 | 223 | 223 | 223 | OTDF | LN DARD_D - DARDNL 161 kV | 11.66 | DARDANE5 | 505508 | 5DARDANELLE | 337903 |  |  | 1 | SPA.SPA.DARD_D_DARDNL5.A
1317 | DARDARARKFTS | MISO | RCF | 2 | MISO | Contingent | EES | ARK_NU | OKGE | FTSMTH | 500 |  | 223 | 223 | 223 | 223 | 223 | 223 | 223 | 223 | OTDF | LN ARK_NU - FTSMTH 500 kV | 11.66 | 1ANO U1 | 337909 | FTSMTHW5 | 515305 |  |  | 1 | OKGE.OKGE.FTSMTH-ARK_NU8.A
1319 | COULEWANOFTS | MISO | RCF | 2 | MISO | Monitored | EES | COUCH | EES | LEWISV | 115 |  | 159 | 159 | 159 | 159 | 159 | 159 | 159 | 159 | OTDF | LN COUCH - LEWISV 115 kV | 48.68 | 3COUCH% | 337502 | 3LEWISVILLE# | 338874 |  |  | 1 | EES.EES.COUCH__LEWISV3.A
1319 | COULEWANOFTS | MISO | RCF | 2 | MISO | Contingent | EES | ARK_NU | OKGE | FTSMTH | 500 |  | 159 | 159 | 159 | 159 | 159 | 159 | 159 | 159 | OTDF | LN ARK_NU - FTSMTH 500 kV | 48.68 | 1ANO U1 | 337909 | FTSMTHW5 | 515305 |  |  | 1 | OKGE.OKGE.FTSMTH-ARK_NU8.A
1320 | ARKARKARKFTS | MISO | RCF | 3 | SWPP | Monitored | EES | ARK_NU | EES | ARK_NU | 500/1 |  | 672 | 672 | 672 | 672 | 672 | 672 | 672 | 672 | OTDF | XF ARK_NU 500/1 kV | 19.64 | 1ANO U1 | 337909 | ARK_NU | 337912 | 1ANO AUX | 337913 | 1 | EES.EES.ARK_NU.AT1.AT1_500
1320 | ARKARKARKFTS | MISO | RCF | 3 | SWPP | Contingent | EES | ARK_NU | OKGE | FTSMTH | 500 |  | 672 | 672 | 672 | 672 | 672 | 672 | 672 | 672 | OTDF | LN ARK_NU - FTSMTH 500 kV | 19.64 | 1ANO U1 | 337909 | FTSMTHW5 | 515305 |  |  | 1 | OKGE.OKGE.FTSMTH-ARK_NU8.A
1328 | BULMIDANOPLE | MISO | RCF | 2 |  | Monitored | SPA | BULL_SHL | EES | MIDWA2 | 161 |  | 162 | 162 | 162 | 162 | 162 | 162 | 162 | 162 | OTDF | LN BULL_SHL - MIDWA2 161 kV | 30.84 | BULL SH5 | 505460 | 5MIDWY JRDN# | 338813 |  |  | 1 | SPA.SPA.BUL_SH-MIDWA25.A
1328 | BULMIDANOPLE | MISO | RCF | 2 |  | Contingent | EES | ARK_NU | EES | PLS_HL | 500 |  | 162 | 162 | 162 | 162 | 162 | 162 | 162 | 162 | OTDF | LN ARK_NU - PLS_HL 500 kV | 30.84 | 1ANO U1 | 337909 | 8P.HILL% | 337922 |  |  | 1 | EES.EES.ARK_NU_PLS_HL8.A
1341 | SHEELDHOTETT | MISO | RCF | 2 | MISO | Monitored | EES | SH_EHV | EES | EL_EHV | 500 |  | 2546 | 2546 | 2546 | 2546 | 2546 | 2546 | 2546 | 2546 | OTDF | LN SH_EHV - EL_EHV 500 kV | 316.82 | 8SHERIDAN% | 337643 | 8EL DORADO% | 337561 |  |  | 1 | EES.EES.EL_EHV_SH_EHV8.A
1341 | SHEELDHOTETT | MISO | RCF | 2 | MISO | Contingent | EES | HS_EHV | EES | ETTA | 500 |  | 2546 | 2546 | 2546 | 2546 | 2546 | 2546 | 2546 | 2546 | OTDF | LN HS_EHV - ETTA 500 kV | 316.82 | 8HS EHV% | 337753 | 8ETTA% | 337754 |  |  | 1 | EES.EES.ETTA___HS_EHV8.A
1351 | NEWMADDELL | TVA | RCF | 1 |  | Monitored | AECI | W_NEWMAD | EES | DELL | 500 |  | 1422 | 1500 | 1422 | 1500 | 1422 | 1500 | 1648 | 1726 | OTDF | LN W_NEWMAD - DELL 500 kV | 18 | 8WNEWMADRID | 301406 | 5DELL% | 338187 |  |  | 1 | EES.EES.MADRID_DELL__8.A
1357 | COULEWDOLSWS | MISO | RCF | 2 | MISO | Monitored | EES | COUCH | EES | LEWISV | 115 |  | 159 | 159 | 159 | 159 | 159 | 159 | 159 | 159 | OTDF | LN COUCH - LEWISV 115 kV | 48.68 | 3COUCH% | 337502 | 3LEWISVILLE# | 338874 |  |  | 1 | EES.EES.COUCH__LEWISV3.A
1357 | COULEWDOLSWS | MISO | RCF | 2 | MISO | Contingent | CLEC | DOLET | CSWS | SWSHREV | 345 |  | 159 | 159 | 159 | 159 | 159 | 159 | 159 | 159 | OTDF | LN DOLET - SWSHREV 345 kV | 48.68 | DOLHILL6 | 500250 | SW SHV 4 | 507760 |  |  | 1 | CLEC.CLEC.DH345_CLECO_1A.A
1361 | ELDMTOL_PTDF | MISO | RCF | 1 | MISO | Monitored | EES | EL_EHV | EES | MOLIVE | 500 |  | 1732 | 1732 | 1732 | 1732 | 1732 | 1732 | 1732 | 1732 | OTDF | LN EL_EHV - MOLIVE 500 kV | 209.94 | 8EL DORADO% | 337561 | 3MT_OLIVE | 337368 |  |  | 1 | EES.EES.EL_EHV_MOLIVE8.A
1365 | WMPBHADELSHE | TVA | RCF | 2 |  | Monitored | EES | WMPEHV | TVA | BHAM_STE | 500 |  | 2143 | 2143 | 2143 | 2143 | 2143 | 2143 | 2143 | 2143 | OTDF | LN WMPEHV - BHAM_STE 500 kV | 0 | 8W.MEMPHIS% | 338162 | 4BHAM STEEL | 360075 |  |  | 1 | EES.EES.WMPEHV_BIRSTL8.A
1365 | WMPBHADELSHE | TVA | RCF | 2 |  | Contingent | EES | DELL | EES | SANSSU | 500 |  | 2143 | 2143 | 2143 | 2143 | 2143 | 2143 | 2143 | 2143 | OTDF | LN DELL - SANSSU 500 kV | 0 | 5DELL% | 338187 | 8SANS SOUCI% | 338188 |  |  | 1 | EES.EES.DELL___SANSSU8.A
1366 | NWMDLLMSHCUM | TVA | RCF | 2 |  | Monitored | AECI | W_NEWMAD | EES | DELL | 500 |  | 2088 | 2088 | 2088 | 2088 | 2088 | 2088 | 2088 | 2088 | OTDF | LN W_NEWMAD - DELL 500 kV | 0 | 8WNEWMADRID | 301406 | 5DELL% | 338187 |  |  | 1 | EES.EES.MADRID_DELL__8.A
1366 | NWMDLLMSHCUM | TVA | RCF | 2 |  | Contingent | TVA | MARSHA1 | TVA | CUMBER1 | 500 |  | 2088 | 2088 | 2088 | 2088 | 2088 | 2088 | 2088 | 2088 | OTDF | LN MARSHA1 - CUMBER1 500 kV | 0 | 5MARSHALL KY | 360015 | 8CUMBERLAND | 360040 |  |  | 1 | TVA.TVA.1890.A
1367 | NWMDLLMSHSHA | TVA | RCF | 2 |  | Monitored | AECI | W_NEWMAD | EES | DELL | 500 |  | 2088 | 2088 | 2088 | 2088 | 2088 | 2088 | 2088 | 2088 | OTDF | LN W_NEWMAD - DELL 500 kV | 0 | 8WNEWMADRID | 301406 | 5DELL% | 338187 |  |  | 1 | EES.EES.MADRID_DELL__8.A
1367 | NWMDLLMSHSHA | TVA | RCF | 2 |  | Contingent | TVA | SHAW | TVA | MARSHA1 | 500 |  | 2088 | 2088 | 2088 | 2088 | 2088 | 2088 | 2088 | 2088 | OTDF | LN SHAW - MARSHA1 500 kV | 0 | 7SHAWNEE FP | 360001 | 5MARSHALL KY | 360015 |  |  | 1 | TVA.TVA.1884.A
1383 | SHEMAGSHEELD | MISO | RCF | 2 | MISO | Monitored | EES | SH_EHV | EES | MAGNET | 500 |  | 2165 | 2165 | 2165 | 2165 | 2165 | 2165 | 2165 | 2165 | OTDF | LN SH_EHV - MAGNET 500 kV | 333 | 8SHERIDAN% | 337643 | 8MAGNETCOVE% | 337763 |  |  | 1 | EES.EES.MAGNET_SH_EHV8.A
1383 | SHEMAGSHEELD | MISO | RCF | 2 | MISO | Contingent | EES | SH_EHV | EES | EL_EHV | 500 |  | 2165 | 2165 | 2165 | 2165 | 2165 | 2165 | 2165 | 2165 | OTDF | LN SH_EHV - EL_EHV 500 kV | 333 | 8SHERIDAN% | 337643 | 8EL DORADO% | 337561 |  |  | 1 | EES.EES.EL_EHV_SH_EHV8.A
1397 | DELSANWMPBHA | MISO | RCF | 4 | MISO | Monitored | EES | DELL | EES | SANSSU | 500 |  | 2546 | 2546 | 2546 | 2546 | 2546 | 2546 | 2546 | 2546 | OTDF | LN DELL - SANSSU 500 kV | 340.72 | 5DELL% | 338187 | 8SANS SOUCI% | 338188 |  |  | 1 | EES.EES.DELL___SANSSU8.A
1397 | DELSANWMPBHA | MISO | RCF | 4 | MISO | Contingent | TVA | BHAM_STE | TVA | FREPT7 | 500 |  | 2546 | 2546 | 2546 | 2546 | 2546 | 2546 | 2546 | 2546 | OTDF | LN BHAM_STE - FREPT7 500 kV | 340.72 | 4BHAM STEEL | 360075 | 8FREEPORT TN | 360023 |  |  | 1 | TVA.TVA.W-MEMP-FREPT78.A
1397 | DELSANWMPBHA | MISO | RCF | 4 | MISO | Contingent | EES | WMPEHV | TVA | BHAM_STE | 500 |  | 2546 | 2546 | 2546 | 2546 | 2546 | 2546 | 2546 | 2546 | OTDF | LN WMPEHV - BHAM_STE 500 kV | 340.72 | 8W.MEMPHIS% | 338162 | 4BHAM STEEL | 360075 |  |  | 1 | EES.EES.WMPEHV_BIRSTL8.A
1397 | DELSANWMPBHA | MISO | RCF | 4 | MISO | Contingent | TVA | BHAM_STE | TVA | BHAM_STE | 500/138 |  | 2546 | 2546 | 2546 | 2546 | 2546 | 2546 | 2546 | 2546 | OTDF | XF BHAM_STE 500/138 kV | 340.72 | 4BHAM STEEL | 360075 | 4BHAM STEEL | 362745 |  |  | 1 | TVA.TVA.BHAM_STE.8584.8BHAMSTE_BK
1613 | VOLPHB__OTDF | TVA | RCF | 1 |  | Monitored | TVA | VOLUNT1 | TVA | PHIPP1 | 500 |  | 1800 | 1800 | 1800 | 1800 | 1800 | 1800 | 1800 | 1800 | OTDF | LN VOLUNT1 - PHIPP1 500 kV | 169.3 | 8VOLUNTEER | 360097 | 8PHIPPS B NP | 360102 |  |  | 1 | TVA.TVA.1586.A
1644 | BLLVOL__PTDF | TVA | RCF | 1 |  | Monitored | TVA | BULLR1 | TVA | VOLUNT1 | 500 |  | 2598 | 2598 | 2598 | 2598 | 2598 | 2598 | 2598 | 2598 | OTDF | LN BULLR1 - VOLUNT1 500 kV | 0 | 8BULL RUN FP | 360093 | 8VOLUNTEER | 360097 |  |  | 1 | TVA.TVA.1588T.T
1666 | COOFAISTJCOO | TVA | RCF | 2 |  | Monitored | NPPD | COOPER | AECI | FAIRPORT | 345 |  | 1195 | 1195 | 1195 | 1195 | 1195 | 1195 | 1195 | 1195 | OTDF | LN COOPER - FAIRPORT 345 kV | 4 | COOPER 3 | 640139 | 5FAIRPT | 300039 |  |  | 1 | NPPD.NPPD.FAIRPT-COOPR.A
1666 | COOFAISTJCOO | TVA | RCF | 2 |  | Contingent | NPPD | COOPER | MPS | ST_JOE | 345 |  | 1195 | 1195 | 1195 | 1195 | 1195 | 1195 | 1195 | 1195 | OTDF | LN COOPER - ST_JOE 345 kV | 4 | COOPER 3 | 640139 | ST JOE 3 | 541199 |  |  | 1 | NPPD.NPPD.11310.A
1672 | NODGENFAIRXF | TVA | RCF | 2 |  | Monitored | AECI | NODAWAY | AECI | GENTRY | 161 |  | 372 | 372 | 372 | 372 | 372 | 372 | 456 | 456 | OTDF | LN NODAWAY - GENTRY 161 kV | 0 | 1NDWYG1 | 300104 | 5GENTRY | 300073 |  |  | 1 | AECI.AECI.GENTRY-NODAWY.A
1672 | NODGENFAIRXF | TVA | RCF | 2 |  | Contingent | AECI | FAIRPORT | AECI | FAIRPORT | 345/161 |  | 372 | 372 | 372 | 372 | 372 | 372 | 456 | 456 | OTDF | XF FAIRPORT 345/161 kV | 0 | 5FAIRPT | 300039 | 5FAIRPT | 300076 |  |  | 3 | AECI.AECI.FAIRPORT.3498.T3
1678 | ST_GOBLUTSTF | TVA | RCF | 2 |  | Monitored | AECI | ST_FRAN | AECI | GOBKNOB | 345 |  | 1065 | 1065 | 1065 | 1065 | 1065 | 1065 | 1065 | 1065 | OTDF | LN ST_FRAN - GOBKNOB 345 kV | 4 | 5STFRAN | 300048 | 7GOBKNOB | 300054 |  |  | 1 | AECI.AECI.STFRAN_GKNOB.A
1678 | ST_GOBLUTSTF | TVA | RCF | 2 |  | Contingent | AMRN | LUTS | AMRN | STFR | 345 |  | 1065 | 1065 | 1065 | 1065 | 1065 | 1065 | 1065 | 1065 | OTDF | LN LUTS - STFR 345 kV | 4 | 7LUTESVIL | 344974 | 4ST FRANC 2 | 345773 |  |  | 1 | AMRN.AMRN.LUTS-STFR-1.A
1679 | FREWEDLUTSTF | TVA | RCF | 2 |  | Monitored | AMRN | HRTG | AMRN | FRDA_TAP | 161 |  | 317 | 317 | 317 | 317 | 317 | 317 | 317 | 317 | OTDF | LN HRTG - FRDA_TAP 161 kV | 4 | 7HERITAGE | 345976 | 5FREDTN | 300079 |  |  | 1 | AMRN.AMRN.FRDA-HRTG-7011.A
1679 | FREWEDLUTSTF | TVA | RCF | 2 |  | Contingent | AMRN | LUTS | AMRN | STFR | 345 |  | 317 | 317 | 317 | 317 | 317 | 317 | 317 | 317 | OTDF | LN LUTS - STFR 345 kV | 4 | 7LUTESVIL | 344974 | 4ST FRANC 2 | 345773 |  |  | 1 | AMRN.AMRN.LUTS-STFR-1.A
1680 | ST_GOBSANSHE | TVA | RCF | 2 | MISO | Monitored | AECI | ST_FRAN | AECI | GOBKNOB | 345 |  | 1065 | 1065 | 1065 | 1065 | 1065 | 1065 | 1065 | 1065 | OTDF | LN ST_FRAN - GOBKNOB 345 kV | 4 | 5STFRAN | 300048 | 7GOBKNOB | 300054 |  |  | 1 | AECI.AECI.STFRAN_GKNOB.A
1680 | ST_GOBSANSHE | TVA | RCF | 2 | MISO | Contingent | EES | DRIVER | TVA | SHELBYTV | 500 |  | 1065 | 1065 | 1065 | 1065 | 1065 | 1065 | 1065 | 1065 | OTDF | LN DRIVER - SHELBYTV 500 kV | 4 | 338198 8DRIVER% | 338198 | 8SHELBY TN | 360021 |  |  | 1 | EES.EES.SHEL12_DRIVER8.1
1682 | ESEESEESELUT | TVA | RCF | 3 |  | Monitored | AECI | ESEX | AECI | ESEX | 345/161 |  | 392 | 392 | 392 | 392 | 392 | 392 | 392 | 392 | OTDF | XF ESEX 345/161 kV | 4 | 1ESSEXG | 300038 | 1ESSEXG | 300075 |  |  | 2 | AECI.AECI.ESEX.T1.T1
1682 | ESEESEESELUT | TVA | RCF | 3 |  | Contingent | AECI | ESEX | AMRN | LUTS | 345 |  | 392 | 392 | 392 | 392 | 392 | 392 | 392 | 392 | OTDF | LN ESEX - LUTS 345 kV | 4 | 1ESSEXG | 300038 | 7LUTESVIL | 344974 |  |  | 1 | AMRN.AMRN.NMAD-LUTS-1.A
1682 | ESEESEESELUT | TVA | RCF | 3 |  | Contingent | AECI | ESEX | AECI | W_NEWMAD | 345 |  | 392 | 392 | 392 | 392 | 392 | 392 | 392 | 392 | OTDF | LN ESEX - W_NEWMAD 345 kV | 4 | 1ESSEXG | 300038 | 8WNEWMADRID | 301407 |  |  | 1 | AECI.AECI.WNMAD_ESEX.A
1684 | FAIXFRIATSTR | TVA | RCF | 2 | MISO | Monitored | AECI | FAIRPORT | AECI | FAIRPORT | 345/161 |  | 606 | 606 | 606 | 606 | 606 | 606 | 606 | 606 | OTDF | XF FAIRPORT 345/161 kV | 0 | 5FAIRPT | 300039 | 5FAIRPT | 300076 |  |  | 3 | AECI.AECI.FAIRPORT.3498.T3
1684 | FAIXFRIATSTR | TVA | RCF | 2 | MISO | Contingent | KCPL | IATAN | WR | STRA | 345 |  | 606 | 606 | 606 | 606 | 606 | 606 | 606 | 606 | OTDF | LN IATAN - STRA 345 kV | 0 | IATAN 7 | 542982 | STRANGR7 | 532772 |  |  |  | KCPL.KCPL.IATAN__STR_CR1.1
1689 | HUBHUBMRGBRO | TVA | RCF | 2 |  | Monitored | AECI | HUBEN | AECI | HUBEN | 345/161 |  | 392 | 392 | 392 | 392 | 392 | 392 | 392 | 392 | OTDF | XF HUBEN 345/161 kV | 4 | 5HUBEN | 300042 | 5HUBEN | 300088 |  |  | 1 | AECI.AECI.HUBEN.3489.T1
1689 | HUBHUBMRGBRO | TVA | RCF | 2 |  | Contingent | AECI | MORGAN | AECI | BROOK_LN | 345 |  | 392 | 392 | 392 | 392 | 392 | 392 | 392 | 392 | OTDF | LN MORGAN - BROOK_LN 345 kV | 4 | 5MORGAN | 0 | BROOKLINE 5 | 549984 |  |  | 1 | AECI.AECI.BROOKLN_MORGAN.A
1690 | LUTESEMARCUM | TVA | RCF | 2 |  | Monitored | AMRN | LUTS | AECI | ESEX | 345 |  | 1359 | 1359 | 1359 | 1359 | 1359 | 1359 | 1359 | 1359 | OTDF | LN LUTS - ESEX 345 kV | 4 | 7LUTESVIL | 344974 | 1ESSEXG | 300038 |  |  | 1 | AMRN.AMRN.NMAD-LUTS-1.A
1690 | LUTESEMARCUM | TVA | RCF | 2 |  | Contingent | TVA | MARSHA1 | TVA | CUMBER1 | 500 |  | 1359 | 1359 | 1359 | 1359 | 1359 | 1359 | 1359 | 1359 | OTDF | LN MARSHA1 - CUMBER1 500 kV | 4 | 5MARSHALL KY | 360015 | 8CUMBERLAND | 360040 |  |  | 1 | TVA.TVA.1890.A
1695 | ST_GOBARKFTS | TVA | RCF | 2 |  | Monitored | AECI | ST_FRAN | AECI | GOBKNOB | 345 |  | 1065 | 1065 | 1065 | 1065 | 1065 | 1065 | 1065 | 1065 | OTDF | LN ST_FRAN - GOBKNOB 345 kV | 4 | 5STFRAN | 300048 | 7GOBKNOB | 300054 |  |  | 1 | AECI.AECI.STFRAN_GKNOB.A
1695 | ST_GOBARKFTS | TVA | RCF | 2 |  | Contingent | EES | ARK_NU | OKGE | FTSMTH | 500 |  | 1065 | 1065 | 1065 | 1065 | 1065 | 1065 | 1065 | 1065 | OTDF | LN ARK_NU - FTSMTH 500 kV | 4 | 1ANO U1 | 337909 | FTSMTHW5 | 515305 |  |  | 1 | OKGE.OKGE.FTSMTH-ARK_NU8.A
1697 | FARPXFMARNOD | TVA | RCF | 2 |  | Monitored | AECI | FAIRPORT | AECI | FAIRPORT | 345/161 |  | 606 | 606 | 606 | 606 | 606 | 606 | 696 | 696 | OTDF | XF FAIRPORT 345/161 kV | 0 | 5FAIRPT | 300039 | 5FAIRPT | 300076 |  |  | 3 | AECI.AECI.FAIRPORT.3498.T3
1697 | FARPXFMARNOD | TVA | RCF | 2 |  | Contingent | AECI | MARYVIL | AECI | NODAWAY | 161 |  | 606 | 606 | 606 | 606 | 606 | 606 | 696 | 696 | OTDF | LN MARYVIL - NODAWAY 161 kV | 0 | 5MARYVL | 300097 | 1NDWYG1 | 300104 |  |  | 1 | AECI.AECI.NODAWY-MARYVL.A
1900 | SUMHRSBULHIL | MISO | RCF | 3 |  | Monitored | EES | SUMMIT_E | EES | HRSN_E | 161 |  | 161 | 161 | 161 | 161 | 161 | 161 | 161 | 161 | OTDF | LN SUMMIT_E - HRSN_E 161 kV | 12.74 | 5SUMMIT | 338121 | 5HARRISON.E! | 338104 |  |  | 1 | EES.EES.HRSN_E_SUMMIT5.A
1900 | SUMHRSBULHIL | MISO | RCF | 3 |  | Contingent | AECI | CLEVCOV | AECI | SLEDHL | 161 |  | 161 | 161 | 161 | 161 | 161 | 161 | 161 | 161 | OTDF | LN CLEVCOV - SLEDHL 161 kV | 12.74 | 5CLEVCOV | 300718 | 5S.LEAD HILL | 338120 |  |  | 1 | AECI.AECI.2250.A
1900 | SUMHRSBULHIL | MISO | RCF | 3 |  | Contingent | AECI | SLEDHL | SPA | BULL_SHL | 161 |  | 161 | 161 | 161 | 161 | 161 | 161 | 161 | 161 | OTDF | LN SLEDHL - BULL_SHL 161 kV | 12.74 | 5S.LEAD HILL | 338120 | BULL SH5 | 505461 |  |  | 1 | SPA.SPA.BULSH7_SLEDHL5.A
1914 | WHBKEOSHEMAB | MISO | RCF | 2 | MISO | Monitored | EES | WH_BLF | EES | KEO | 500 |  | 2165 | 2165 | 2165 | 2165 | 2165 | 2165 | 2165 | 2165 | OTDF | LN WH_BLF - KEO 500 kV | 175.12 | 8WHT BLUFF% | 337651 | 8KEO% | 337957 |  |  | 1 | EES.EES.WH_BLF_KEO___8.A
1914 | WHBKEOSHEMAB | MISO | RCF | 2 | MISO | Contingent | EES | SH_EHV | EES | MABELV | 500 |  | 2165 | 2165 | 2165 | 2165 | 2165 | 2165 | 2165 | 2165 | OTDF | LN SH_EHV - MABELV 500 kV | 175.12 | 8SHERIDAN% | 337643 | 8MABELVALE% | 337808 |  |  | 1 | EES.EES.SH_EHV_MABELV8.A
1964 | HORALLFREXFR | MISO | RCF | 3 |  | Monitored | EES | HORNLK | TVA | ALLEN1 | 161 |  | 208 | 208 | 208 | 208 | 208 | 208 | 323 | 323 | OTDF | LN HORNLK - ALLEN1 161 kV | 9.6 | 5HORN LAKE% | 337181 | 5ALLEN FP | 360174 |  |  | 1 | EES.EES.ALLEN__HORNLK5.A
1964 | HORALLFREXFR | MISO | RCF | 3 |  | Contingent | EES | FREPT5 | EES | FREPT5 | 500/1 |  | 208 | 208 | 208 | 208 | 208 | 208 | 323 | 323 | OTDF | XF FREPT5 500/1 kV | 9.6 | 6FREEPORT% | 334197 | 6FREEPORT% | 334198 | 6FREEPORT% | 337162 | 1 | EES.EES.FREPT5.AT1.AT1
1964 | HORALLFREXFR | MISO | RCF | 3 |  | Contingent | EES | FREPT5 | EES | FREPT5 | 500/1 |  | 208 | 208 | 208 | 208 | 208 | 208 | 323 | 323 | OTDF | XF FREPT5 500/1 kV | 9.6 | 6FREEPORT% | 334197 | 6FREEPORT% | 334198 | FREPT5 | 334234 | 1 | EES.EES.FREPT5.AT1.AT1
1967 | ANOPLHANOMAB | MISO | RCF | 2 | MISO | Monitored | EES | ARK_NU | EES | PLS_HL | 500 |  | 2546 | 2546 | 2546 | 2546 | 2546 | 2546 | 2546 | 2546 | OTDF | LN ARK_NU - PLS_HL 500 kV | 84.54 | 1ANO U1 | 337909 | 8P.HILL% | 337922 |  |  | 1 | EES.EES.ARK_NU_PLS_HL8.A
1967 | ANOPLHANOMAB | MISO | RCF | 2 | MISO | Contingent | EES | ARK_NU | EES | MABELV | 500 |  | 2546 | 2546 | 2546 | 2546 | 2546 | 2546 | 2546 | 2546 | OTDF | LN ARK_NU - MABELV 500 kV | 84.54 | 1ANO U1 | 337909 | 8MABELVALE% | 337808 |  |  | 1 | EES.EES.ARK_NU_MABELV8.A
1969 | RINSAIDOLSWS | MISO | RCF | 2 |  | Monitored | EES | RINGOL | EES | SAILES | 115 |  | 115 | 115 | 115 | 115 | 115 | 115 | 115 | 115 | OTDF | LN RINGOL - SAILES 115 kV | 5.1 | 3RINGGOLD_LA | 337352 | 3SAILES! | 337351 |  |  | 1 | EES.EES.RINGOL_SAILES3.A
1969 | RINSAIDOLSWS | MISO | RCF | 2 |  | Contingent | CLEC | DOLET | CSWS | SWSHREV | 345 |  | 115 | 115 | 115 | 115 | 115 | 115 | 115 | 115 | OTDF | LN DOLET - SWSHREV 345 kV | 5.1 | DOLHILL6 | 500250 | SW SHV 4 | 507760 |  |  | 1 | CLEC.CLEC.DH345_CLECO_1A.A
1973 | RUSERUANOFTS | MISO | RCF | 2 | MISO | Monitored | EES | RUSL_E | EES | RUSL_S | 161 |  | 446 | 446 | 446 | 446 | 446 | 446 | 446 | 446 | OTDF | LN RUSL_E - RUSL_S 161 kV | 20.92 | 5RUSSELVL.E! | 337905 | 5RUSSELVL.S | 337904 |  |  | 1 | EES.EES.RUSL_E_RUSL_S5.A
1973 | RUSERUANOFTS | MISO | RCF | 2 | MISO | Contingent | EES | ARK_NU | OKGE | FTSMTH | 500 |  | 446 | 446 | 446 | 446 | 446 | 446 | 446 | 446 | OTDF | LN ARK_NU - FTSMTH 500 kV | 20.92 | 1ANO U1 | 337909 | FTSMTHW5 | 515305 |  |  | 1 | OKGE.OKGE.FTSMTH-ARK_NU8.A
2286 | BURMUNDUMWIL | PJM | RCF | 2 |  | Monitored | CE | BURNHAM | NIPS | MUNSTER | 345 |  | 1195 | 1195 | 1195 | 1195 | 1195 | 1195 | 1195 | 1195 | OTDF | LN BURNHAM - MUNSTER 345 kV | 0 | BURNHAM ; B | 270674 | 17MUNSTER | 255109 |  |  | 1 | NIPS.NIPS.BURNHMUNST34_1.1
2286 | BURMUNDUMWIL | PJM | RCF | 2 |  | Contingent | CE | WILTON00 | AEP | DUMONT | 765 |  | 1195 | 1195 | 1195 | 1195 | 1195 | 1195 | 1195 | 1195 | OTDF | LN WILTON00 - DUMONT 765 kV | 0 | WILTON ; B | 270644 | 05DUMONT | 243206 |  |  | 1 | AEP.AEP.DUMONWILTO76_1.1
2299 | DUMSTLDUMWIL | PJM | RCF | 2 |  | Monitored | AEP | DUMONT | NIPS | STILLWEL | 345 |  | 1108 | 1108 | 1108 | 1108 | 1108 | 1108 | 1444 | 1444 | OTDF | LN DUMONT - STILLWEL 345 kV | 72 | 05DUMONT | 243219 | 17STILLWELL | 255113 |  |  | 1 | AEP.AEP.DUMONSTILL34_1.1
2299 | DUMSTLDUMWIL | PJM | RCF | 2 |  | Contingent | AEP | DUMONT | CE | WILTON00 | 765 |  | 1108 | 1108 | 1108 | 1108 | 1108 | 1108 | 1444 | 1444 | OTDF | LN DUMONT - WILTON00 765 kV | 72 | 05DUMONT | 243206 | WILTON ; B | 270644 |  |  | 1 | AEP.AEP.DUMONWILTO76_1.1
2428 | CRESTJMUNBUR | PJM | RCF | 2 |  | Monitored | CE | CRETE_EC | NIPS | ST_JOHN | 345 |  | 1399 | 1399 | 1399 | 1399 | 1399 | 1399 | 1557 | 1557 | OTDF | LN CRETE_EC - ST_JOHN 345 kV | 0 | CRETE EC ;BP | 274750 | 17STJOHN | 255112 |  |  | 1 | NIPS.NIPS.34519.A
2428 | CRESTJMUNBUR | PJM | RCF | 2 |  | Contingent | CE | BURNHAM | NIPS | MUNSTER | 345 |  | 1399 | 1399 | 1399 | 1399 | 1399 | 1399 | 1557 | 1557 | OTDF | LN BURNHAM - MUNSTER 345 kV | 0 | BURNHAM ; B | 270674 | 17MUNSTER | 255109 |  |  | 1 | NIPS.NIPS.BURNHMUNST34_1.1
2429 | CRESTJSHEBUR | PJM | RCF | 2 |  | Monitored | CE | CRETE_EC | NIPS | ST_JOHN | 345 |  | 1399 | 1399 | 1399 | 1399 | 1399 | 1399 | 1557 | 1557 | OTDF | LN CRETE_EC - ST_JOHN 345 kV | 0 | CRETE EC ;BP | 274750 | 17STJOHN | 255112 |  |  | 1 | NIPS.NIPS.34519.A
2429 | CRESTJSHEBUR | PJM | RCF | 2 |  | Contingent | CE | BURNHAM | NIPS | SHEFFLD2 | 345 |  | 1399 | 1399 | 1399 | 1399 | 1399 | 1399 | 1557 | 1557 | OTDF | LN BURNHAM - SHEFFLD2 345 kV | 0 | BURNHAM ; B | 270674 | 17SHEFFIELD | 255111 |  |  | 1 | NIPS.NIPS.BURNHSHEFF34_1.1
2600 | WMPBHAINDDEL | TVA | RCF | 2 | MISO | Monitored | EES | WMPEHV | TVA | BHAM_STE | 500 |  | 2250 | 2250 | 2119 | 2119 | 2250 | 2250 | 2546 | 2546 | OTDF | LN WMPEHV - BHAM_STE 500 kV | 87.6 | 8W.MEMPHIS% | 338162 | 4BHAM STEEL | 360075 |  |  | 1 | EES.EES.WMPEHV_BIRSTL8.A
2600 | WMPBHAINDDEL | TVA | RCF | 2 | MISO | Contingent | EES | PWRLIN | EES | DELL | 500 |  | 2250 | 2250 | 2119 | 2119 | 2250 | 2250 | 2546 | 2546 | OTDF | LN PWRLIN - DELL 500 kV | 87.6 | PWRLIN | 338156 | 5DELL% | 338187 |  |  | 1 | EES.EES.DELL_PWRLIN8.A
2601 | WMPBHASANSHE | TVA | RCF | 2 |  | Monitored | EES | WMPEHV | TVA | BHAM_STE | 500 |  | 2143 | 2250 | 2119 | 2119 | 2143 | 2250 | 2143 | 2546 | OTDF | LN WMPEHV - BHAM_STE 500 kV | 90.7 | 8W.MEMPHIS% | 338162 | 4BHAM STEEL | 360075 |  |  | 1 | EES.EES.WMPEHV_BIRSTL8.A
2601 | WMPBHASANSHE | TVA | RCF | 2 |  | Contingent | EES | DRIVER | TVA | SHELBYTV | 500 |  | 2143 | 2250 | 2119 | 2119 | 2143 | 2250 | 2143 | 2546 | OTDF | LN DRIVER - SHELBYTV 500 kV | 90.7 | 338198 8DRIVER% | 338198 | 8SHELBY TN | 360021 |  |  | 1 | EES.EES.SHEL12_DRIVER8.1
2608 | WIDSNPMAUBFN | TVA | RCF | 2 |  | Monitored | TVA | WIDCR1 | TVA | SNP1 | 500 |  | 1732 | 1732 | 1732 | 1732 | 1732 | 1732 | 1732 | 1732 | OTDF | LN WIDCR1 - SNP1 500 kV | 91.6 | 6WID CRK FP | 360065 | 8SEQUOYAH NP | 360081 |  |  | 1 | TVA.TVA.1580.A
2608 | WIDSNPMAUBFN | TVA | RCF | 2 |  | Contingent | TVA | BFNP1 | TVA | MAURY1 | 500 |  | 1732 | 1732 | 1732 | 1732 | 1732 | 1732 | 1732 | 1732 | OTDF | LN BFNP1 - MAURY1 500 kV | 91.6 | 8BR FERRY NP | 360052 | 8MAURY TN | 360050 |  |  | 1 | TVA.TVA.1985.X2
2611 | FREFREFRECOR | TVA | RCF | 2 |  | Monitored | TVA | FREPT7 | TVA | FREPT7 | 500/161 |  | 1394 | 1394 | 1394 | 1394 | 1394 | 1394 | 1394 | 1394 | OTDF | XF FREPT7 500/161 kV | 46.3 | 8FREEPORT TN | 360023 | 8FREEPORT TN | 360725 |  |  | 1 | TVA.TVA.FREPT7.XF1.FREEBK_500_1
2611 | FREFREFRECOR | TVA | RCF | 2 |  | Contingent | TVA | FREPT7 | TVA | CORDOV1 | 500 |  | 1394 | 1394 | 1394 | 1394 | 1394 | 1394 | 1394 | 1394 | OTDF | LN FREPT7 - CORDOV1 500 kV | 46.3 | 8FREEPORT TN | 360023 | 8CORDOVA TN | 360025 |  |  | 1 | TVA.TVA.1552.A
2612 | FRECORINDDEL | TVA | RCF | 2 |  | Monitored | TVA | FREPT7 | TVA | CORDOV1 | 500 |  | 1680 | 1732 | 1680 | 1732 | 1680 | 1732 | 1680 | 1732 | OTDF | LN FREPT7 - CORDOV1 500 kV | 55.3 | 8FREEPORT TN | 360023 | 8CORDOVA TN | 360025 |  |  | 1 | TVA.TVA.1552.A
2612 | FRECORINDDEL | TVA | RCF | 2 |  | Contingent | EES | PWRLIN | EES | DELL | 500 |  | 1680 | 1732 | 1680 | 1732 | 1680 | 1732 | 1680 | 1732 | OTDF | LN PWRLIN - DELL 500 kV | 55.3 | PWRLIN | 338156 | 5DELL% | 338187 |  |  | 1 | EES.EES.DELL_PWRLIN8.A
2613 | FRECORMCAWOL | TVA | RCF | 2 |  | Monitored | TVA | FREPT7 | TVA | CORDOV1 | 500 |  | 1732 | 1732 | 1732 | 1732 | 1732 | 1732 | 1732 | 1732 | OTDF | LN FREPT7 - CORDOV1 500 kV | 55.6 | 8FREEPORT TN | 360023 | 8CORDOVA TN | 360025 |  |  | 1 | TVA.TVA.1552.A
2613 | FRECORMCAWOL | TVA | RCF | 2 |  | Contingent | EES | MCADMS | EES | WOLFCX | 500 |  | 1732 | 1732 | 1732 | 1732 | 1732 | 1732 | 1732 | 1732 | OTDF | LN MCADMS - WOLFCX 500 kV | 55.6 | 8MCADAMS% | 337009 | 8WOLFCREEK% | 337010 |  |  | 1 | EES.EES.WOLFCX_MCADMS8.A
2614 | BULVOLVOLWBN | TVA | RCF | 2 |  | Monitored | TVA | BULLR1 | TVA | VOLUNT1 | 500 |  | 2517 | 2598 | 2517 | 2598 | 2517 | 2598 | 2517 | 2598 | OTDF | LN BULLR1 - VOLUNT1 500 kV | 144.6 | 8BULL RUN FP | 360093 | 8VOLUNTEER | 360097 |  |  | 1 | TVA.TVA.1588T.T
2614 | BULVOLVOLWBN | TVA | RCF | 2 |  | Contingent | TVA | WBNP11 | TVA | VOLUNT1 | 500 |  | 2517 | 2598 | 2517 | 2598 | 2517 | 2598 | 2517 | 2598 | OTDF | LN WBNP11 - VOLUNT1 500 kV | 144.6 |  | 360085 | 8VOLUNTEER | 360097 |  |  | 1 | TVA.TVA.1587.A
2617 | MILLOWW-PBFN | TVA | RCF | 2 |  | Monitored | SOUC | MILLER1 | TVA | LOWNDE1 | 500 |  | 1732 | 2598 | 1732 | 2598 | 1732 | 2598 | 1732 | 2598 | OTDF | LN MILLER1 - LOWNDE1 500 kV | 83.7 | 8MILLER8 | 384157 | 8LOWNDES MS | 360030 |  |  | 1 | SOUC.SOUC.22.X1
2617 | MILLOWW-PBFN | TVA | RCF | 2 |  | Contingent | TVA | BFNP1 | TVA | W-PONT | 500 |  | 1732 | 2598 | 1732 | 2598 | 1732 | 2598 | 1732 | 2598 | OTDF | LN BFNP1 - W-PONT 500 kV | 83.7 | 8BR FERRY NP | 360052 | 8WEST POINT | 360035 |  |  | 1 | TVA.TVA.1557.A
2620 | SHAMARNEWDEL | TVA | RCF | 2 |  | Monitored | TVA | SHAW | TVA | MARSHA1 | 500 |  | 1347 | 1732 | 1347 | 1732 | 1347 | 1732 | 1347 | 1732 | OTDF | LN SHAW - MARSHA1 500 kV | 63.8 | 7SHAWNEE FP | 360001 | 5MARSHALL KY | 360015 |  |  | 1 | TVA.TVA.1884.A
2620 | SHAMARNEWDEL | TVA | RCF | 2 |  | Contingent | AECI | W_NEWMAD | EES | DELL | 500 |  | 1347 | 1732 | 1347 | 1732 | 1347 | 1732 | 1347 | 1732 | OTDF | LN W_NEWMAD - DELL 500 kV | 63.8 | 8WNEWMADRID | 301406 | 5DELL% | 338187 |  |  | 1 | EES.EES.MADRID_DELL__8.A
2634 | BATEBABATOXF | TVA | RCF | 2 | MISO | Monitored | TVA | BATSV7 | TVA | WATER1 | 161 |  | 317 | 317 | 290 | 290 | 317 | 317 | 398 | 398 | OTDF | LN BATSV7 - WATER1 161 kV | 0 | 3BATESVILLE | 360214 | 5WATER VLY T | 361172 |  |  | 1 | TVA.TVA.2240.X2
2634 | BATEBABATOXF | TVA | RCF | 2 | MISO | Contingent | SPS | ANDREWS6 | SPS | ANDREWS6 | 230/115 |  | 317 | 317 | 290 | 290 | 317 | 317 | 398 | 398 | OTDF | XF ANDREWS6 230/115 kV | 0 | ANDREWS 6 | 528604 | ANDREWS 6 | 528602 |  |  | 1 | SPS.SPS.ANDREWS6.T1.T1
2643 | SANSHEHOLIND | MISO | RCF | 2 | MISO | Monitored | EES | SANSSU | EES | DRIVER | 500 |  | 2546 | 2546 | 2546 | 2546 | 2546 | 2546 | 2546 | 2546 | OTDF | LN SANSSU - DRIVER 500 kV | 95.76 | 8SANS SOUCI% | 338188 | 338198 8DRIVER% | 338198 |  |  | 1 | EES.EES.DRIVER_SANSSU8.1
2643 | SANSHEHOLIND | MISO | RCF | 2 | MISO | Contingent | EES | INDEP2 | EES | HOLBOT | 500 |  | 2546 | 2546 | 2546 | 2546 | 2546 | 2546 | 2546 | 2546 | OTDF | LN INDEP2 - HOLBOT 500 kV | 95.76 | 8ISES% | 338145 | 8HOLND BTM% | 338140 |  |  | 1 | EES.EES.INDEP2_HOLBOT8.A
2652 | IDAESXESXNMA | TVA | CFG | 3 |  | Monitored | AECI | IDALIA | AECI | ESEX | 161 |  | 476 | 476 | 446 | 446 | 476 | 476 | 483 | 483 | OTDF | LN IDALIA - ESEX 161 kV | 0 | IDALIA 5 | 505434 | 1ESSEXG | 300075 |  |  | 1 | AECI.AECI.IDALIA-ESSEX.A
2652 | IDAESXESXNMA | TVA | CFG | 3 |  | Contingent | AMRN | LUTS | AECI | ESEX | 345 |  | 476 | 476 | 446 | 446 | 476 | 476 | 483 | 483 | OTDF | LN LUTS - ESEX 345 kV | 0 | 7LUTESVIL | 344974 | 1ESSEXG | 300038 |  |  | 1 | AMRN.AMRN.NMAD-LUTS-1.A
2652 | IDAESXESXNMA | TVA | CFG | 3 |  | Contingent | AECI | W_NEWMAD | AECI | ESEX | 345 |  | 476 | 476 | 446 | 446 | 476 | 476 | 483 | 483 | OTDF | LN W_NEWMAD - ESEX 345 kV | 0 | 8WNEWMADRID | 301407 | 1ESSEXG | 300038 |  |  | 1 | AECI.AECI.WNMAD_ESEX.A
2654 | SIKNMAESXNMA | TVA | CFG | 3 | MISO | Monitored | SPA | SKST | AECI | NEW_MAD | 161 |  | 239 | 287 | 239 | 287 | 239 | 287 | 324 | 335 | OTDF | LN SKST - NEW_MAD 161 kV | 0 | SIKESTN5 | 505428 | 5NEWMAD | 300103 |  |  | 1 | SPA.SPA.NEWMAD-SIKES.A
2654 | SIKNMAESXNMA | TVA | CFG | 3 | MISO | Contingent | AECI | ESEX | AMRN | LUTS | 345 |  | 239 | 287 | 239 | 287 | 239 | 287 | 324 | 335 | OTDF | LN ESEX - LUTS 345 kV | 0 | 1ESSEXG | 300038 | 7LUTESVIL | 344974 |  |  | 1 | AMRN.AMRN.NMAD-LUTS-1.A
2654 | SIKNMAESXNMA | TVA | CFG | 3 | MISO | Contingent | AECI | ESEX | AECI | W_NEWMAD | 345 |  | 239 | 287 | 239 | 287 | 239 | 287 | 324 | 335 | OTDF | LN ESEX - W_NEWMAD 345 kV | 0 | 1ESSEXG | 300038 | 8WNEWMADRID | 301407 |  |  | 1 | AECI.AECI.WNMAD_ESEX.A
2655 | GOBFLEESSWNM | TVA | RCF | 3 |  | Monitored | AECI | GOBKNOB | AECI | FLET_AEC | 345 |  | 899 | 899 | 870 | 870 | 899 | 899 | 986 | 986 | OTDF | LN GOBKNOB - FLET_AEC 345 kV | 0 | 7GOBKNOB | 300054 | 1FLTCHTR | 300040 |  |  | 1 | AECI.AECI.FLETCH_GOB.A
2655 | GOBFLEESSWNM | TVA | RCF | 3 |  | Contingent | AMRN | LUTS | AECI | ESEX | 345 |  | 899 | 899 | 870 | 870 | 899 | 899 | 986 | 986 | OTDF | LN LUTS - ESEX 345 kV | 0 | 7LUTESVIL | 344974 | 1ESSEXG | 300038 |  |  | 1 | AMRN.AMRN.NMAD-LUTS-1.A
2655 | GOBFLEESSWNM | TVA | RCF | 3 |  | Contingent | AECI | W_NEWMAD | AECI | ESEX | 345 |  | 899 | 899 | 870 | 870 | 899 | 899 | 986 | 986 | OTDF | LN W_NEWMAD - ESEX 345 kV | 0 | 8WNEWMADRID | 301407 | 1ESSEXG | 300038 |  |  | 1 | AECI.AECI.WNMAD_ESEX.A
2656 | NMASIKESXNMA | TVA | CFG | 3 | MISO | Monitored | AECI | NEW_MAD | SPA | SKST | 161 |  | 239 | 287 | 239 | 287 | 239 | 287 | 324 | 335 | OTDF | LN NEW_MAD - SKST 161 kV | 0 | 5NEWMAD | 300103 | SIKESTN5 | 505428 |  |  | 1 | SPA.SPA.NEWMAD-SIKES.A
2656 | NMASIKESXNMA | TVA | CFG | 3 | MISO | Contingent | AMRN | LUTS | AECI | ESEX | 345 |  | 239 | 287 | 239 | 287 | 239 | 287 | 324 | 335 | OTDF | LN LUTS - ESEX 345 kV | 0 | 7LUTESVIL | 344974 | 1ESSEXG | 300038 |  |  | 1 | AMRN.AMRN.NMAD-LUTS-1.A
2656 | NMASIKESXNMA | TVA | CFG | 3 | MISO | Contingent | AECI | W_NEWMAD | AECI | ESEX | 345 |  | 239 | 287 | 239 | 287 | 239 | 287 | 324 | 335 | OTDF | LN W_NEWMAD - ESEX 345 kV | 0 | 8WNEWMADRID | 301407 | 1ESSEXG | 300038 |  |  | 1 | AECI.AECI.WNMAD_ESEX.A
2658 | THMADAHILSUB | TVA | RCF | 4 |  | Monitored | AECI | TH_HILL | AMRN | ADIR | 161 |  | 616 | 616 | 616 | 616 | 616 | 616 | 651 | 651 | OTDF | LN TH_HILL - ADIR 161 kV | 0 | 5THMHIL | 300120 | 5ADAIR3 | 344006 |  |  | 1 | AMRN.AMRN.THLL_ADIR_1.1
2658 | THMADAHILSUB | TVA | RCF | 4 |  | Monitored | AMRN | PLMY | AMRN | PLMY | 345/161 |  | 616 | 616 | 616 | 616 | 616 | 616 | 651 | 651 | OTDF | XF PLMY 345/161 kV | 0 | 5PALMYRA | 345436 | 5PALMYRA | 345437 |  |  | 1 | AMRN.AMRN.PLMY.XFM1.XFMR_1
2658 | THMADAHILSUB | TVA | RCF | 4 |  | Contingent | MEC | HILLS | MEC | SUB_T | 345 |  | 616 | 616 | 616 | 616 | 616 | 616 | 651 | 651 | OTDF | LN HILLS - SUB_T 345 kV | 0 | HILLS 8 | 636400 | 635141 SUB_T | 635141 |  |  | 1 | MEC.MEC.SUB_THILLS34_1.1
2658 | THMADAHILSUB | TVA | RCF | 4 |  | Contingent | MEC | LOUISA_M | MEC | SUB_T | 345 |  | 616 | 616 | 616 | 616 | 616 | 616 | 651 | 651 | OTDF | LN LOUISA_M - SUB_T 345 kV | 0 | 636640 LOUISA 3 | 636640 | 635141 SUB_T | 635141 |  |  | 1 | MEC.MEC.LOUISSUB_T34_1.1
2663 | LEBORLHUBMAR | TVA | RCF | 2 |  | Monitored | AECI | LEBANON2 | AECI | ORLA | 161 |  | 156 | 189 | 156 | 169 | 156 | 189 | 156 | 203 | OTDF | LN LEBANON2 - ORLA 161 kV | 0 | 5LEBANN | 300092 | 5ORLA | 301070 |  |  | 1 | AECI.AECI.LEBANON-ORLA.A
2663 | LEBORLHUBMAR | TVA | RCF | 2 |  | Contingent | AECI | HUBEN | AECI | MARSHFLD | 161 |  | 156 | 189 | 156 | 169 | 156 | 189 | 156 | 203 | OTDF | LN HUBEN - MARSHFLD 161 kV | 0 | 5HUBEN | 300088 | 5MRSHFL | 300102 |  |  | 1 | AECI.AECI.MRSHFL-HUBEN.A
2673 | FPTOSBEASIAT | TVA | RCF | 2 |  | Monitored | AECI | FAIRPORT | AECI | OSBORN | 161 |  | 227 | 227 | 227 | 227 | 227 | 227 | 252 | 252 | OTDF | LN FAIRPORT - OSBORN 161 kV | 9 | 5FAIRPT | 300076 | 2OSBORN | 300107 |  |  | 1 | AECI.AECI.FARPT-LAT_UE.A
2673 | FPTOSBEASIAT | TVA | RCF | 2 |  | Contingent | MPS | EASTTOWN | KCPL | IATAN | 345 |  | 227 | 227 | 227 | 227 | 227 | 227 | 252 | 252 | OTDF | LN EASTTOWN - IATAN 345 kV | 9 | EASTOWN7 | 541400 | IATAN 7 | 542982 |  |  | 1 | MPS.MPS.IATAN__ST_JOE1.A
2675 | LOGMANLEBMAN | TVA | RCF | 2 |  | Monitored | AECI | LOGAN3 | AECI | MANSFLD | 161 |  | 218 | 218 | 189 | 189 | 218 | 218 | 223 | 223 | OTDF | LN LOGAN3 - MANSFLD 161 kV | 4 | 5LOGAN | 301161 | 5MANSFD | 300095 |  |  | 1 | AECI.AECI.MANSFLD-LOGAN.A
2675 | LOGMANLEBMAN | TVA | RCF | 2 |  | Contingent | AECI | GROVE_SP | AECI | MANSFLD | 161 |  | 218 | 218 | 189 | 189 | 218 | 218 | 223 | 223 | OTDF | LN GROVE_SP - MANSFLD 161 kV | 4 | 5GRVSPG | 301057 | 5MANSFD | 300095 |  |  | 1 | AECI.AECI.MNSFLD-GRVSPG.A
2975 | CRESTJDUMWIL | PJM | RCF | 3 |  | Monitored | CE | CRETE_EC | NIPS | ST_JOHN | 345 |  | 1399 | 1399 | 1399 | 1399 | 1399 | 1399 | 1557 | 1557 | OTDF | LN CRETE_EC - ST_JOHN 345 kV | 0 | CRETE EC ;BP | 274750 | 17STJOHN | 255112 |  |  | 1 | NIPS.NIPS.34519.A
2975 | CRESTJDUMWIL | PJM | RCF | 3 |  | Contingent | AEP | DUMONT | CE | WILTON00 | 765 |  | 1399 | 1399 | 1399 | 1399 | 1399 | 1399 | 1557 | 1557 | OTDF | LN DUMONT - WILTON00 765 kV | 0 | 05DUMONT | 243206 | WILTON ; B | 270644 |  |  | 1 | AEP.AEP.DUMONWILTO76_1.1
2975 | CRESTJDUMWIL | PJM | RCF | 3 |  | Contingent | NIPS | MUNSTER | CE | BURNHAM | 345 |  | 1399 | 1399 | 1399 | 1399 | 1399 | 1399 | 1557 | 1557 | OTDF | LN MUNSTER - BURNHAM 345 kV | 0 | 17MUNSTER | 255109 | BURNHAM ; B | 270674 |  |  | 1 | NIPS.NIPS.BURNHMUNST34_1.1
3085 | MOBMOBTHHSAL | MISO | RCF | 2 | MISO | Monitored | AECI | MOB_TAP | AMRN | MOB | 161 |  | 372 | 372 | 372 | 372 | 456 | 456 | 456 | 456 | OTDF | LN MOB_TAP - MOB 161 kV | 18.36 | 5MOBTAP | 300126 | 5MOBERLY | 345221 |  |  | 1 | AMRN.AMRN.MOB_MOB_TP16_1.1
3085 | MOBMOBTHHSAL | MISO | RCF | 2 | MISO | Contingent | AECI | TH_HILL | KCPL | SALISBRY | 161 |  | 372 | 372 | 372 | 372 | 456 | 456 | 456 | 456 | OTDF | LN TH_HILL - SALISBRY 161 kV | 18.36 | 5THMHIL | 300120 | SALSBRY5 | 543062 |  |  | 1 | AECI.AECI.SALISB_THOM_H1.1
3096 | JOPCAPJOPPXR | MISO | RCF | 2 |  | Monitored | EEI | JOPA | AMRN | CAPE | 161 |  | 250 | 297 | 250 | 297 | 250 | 297 | 250 | 307 | OTDF | LN JOPA - CAPE 161 kV | 0 | 5JOPPA S | 924001 | 5CAPE GIR1 | 344280 |  |  | 1 | EEI.EEI.CAPE-JOPA-A.A
3096 | JOPCAPJOPPXR | MISO | RCF | 2 |  | Contingent | AMIL | JOPA_CIP | AMIL | JOPA_CIP | 161/230 |  | 250 | 297 | 250 | 297 | 250 | 297 | 250 | 307 | OTDF | XF JOPA_CIP 161/230 kV | 0 | 6JOPPA | 347335 | 6JOPPA | 347330 |  |  | 1 | AMIL.AMIL.JOPA_CIP.XFM1.TRN1_230_161KV
3105 | JOPPACAPEGIR | MISO | RCF | 1 |  | Monitored | EEI | JOPA | AMRN | CAPE | 161 |  | 240 | 240 | 240 | 240 | 307 | 307 | 307 | 307 | OTDF | LN JOPA - CAPE 161 kV | 0 | 5JOPPA S | 924001 | 5CAPE GIR1 | 344280 |  |  | 1 | EEI.EEI.CAPE-JOPA-A.A
3124 | JOPCAPSHAJOP | MISO | RCF | 2 |  | Monitored | EEI | JOPA | AMRN | CAPE | 161 |  | 250 | 297 | 250 | 297 | 250 | 297 | 250 | 307 | OTDF | LN JOPA - CAPE 161 kV | 0 | 5JOPPA S | 924001 | 5CAPE GIR1 | 344280 |  |  | 1 | EEI.EEI.CAPE-JOPA-A.A
3124 | JOPCAPSHAJOP | MISO | RCF | 2 |  | Contingent | AMRN | JOPA_345 | TVA | SHAW | 345 |  | 250 | 297 | 250 | 297 | 250 | 297 | 250 | 307 | OTDF | LN JOPA_345 - SHAW 345 kV | 0 | 7JOPPA TS | 347325 | 7SHAWNEE FP | 360002 |  |  | 1 | AMRN.AMRN.SHAW-JOPA-1.A
3227 | QUAH47CORNEL | PJM | RCF | 2 |  | Monitored | CE | QUADCITY | CE | H471ESS | 345 |  | 2058 | 2058 | 2058 | 2058 | 2058 | 2058 | 2320 | 2320 | OTDF | LN QUADCITY - H471ESS 345 kV | 32 | QUAD 6-7 | 270866 | ESS H471 ; | 270890 |  |  | 1 | CE.CE.404_345.1
3227 | QUAH47CORNEL | PJM | RCF | 2 |  | Contingent | CE | CORDOVA1 | CE | NELSON01 | 345 |  | 2058 | 2058 | 2058 | 2058 | 2058 | 2058 | 2320 | 2320 | OTDF | LN CORDOVA1 - NELSON01 345 kV | 32 | CORDOVA ; B | 270700 | NELSON ; B | 270828 |  |  | 1 | CE.CE.15503.1
3245 | CHESILNELELC | PJM | RCF | 2 |  | Monitored | CE | CHERRYV | CE | SILVERL0 | 345 |  | 233 | 1530 | 199 | 1530 | 199 | 1530 | 233 | 1530 | OTDF | LN CHERRYV - SILVERL0 345 kV | 31 | CHERRY VA; R | 270694 | SILVER LK; R | 270883 |  |  | 1 | CE.CE.15616.1
3245 | CHESILNELELC | PJM | RCF | 2 |  | Contingent | CE | NELSON01 | CE | ELECTJN | 345 |  | 233 | 1530 | 199 | 1530 | 199 | 1530 | 233 | 1530 | OTDF | LN NELSON01 - ELECTJN 345 kV | 31 | NELSON ; B | 270828 | ELECT JCT; B | 270730 |  |  | 1 | CE.CE.15502.1
3250 | NELELCCHESIL | PJM | RCF | 2 |  | Monitored | CE | NELSON01 | CE | ELECTJN | 345 |  | 1656 | 1656 | 1656 | 1656 | 1656 | 1656 | 1856 | 1856 | OTDF | LN NELSON01 - ELECTJN 345 kV | 25 | NELSON ; B | 270828 | ELECT JCT; B | 270730 |  |  | 1 | CE.CE.15502.1
3250 | NELELCCHESIL | PJM | RCF | 2 |  | Contingent | CE | CHERRYV | CE | SILVERL0 | 345 |  | 1656 | 1656 | 1656 | 1656 | 1656 | 1656 | 1856 | 1856 | OTDF | LN CHERRYV - SILVERL0 345 kV | 25 | CHERRY VA; R | 270694 | SILVER LK; R | 270883 |  |  | 1 | CE.CE.15616.1
3268 | MUNBURDUMWIL | PJM | RCF | 2 |  | Monitored | NIPS | MUNSTER | CE | BURNHAM | 345 |  | 1195 | 1195 | 1195 | 1195 | 1195 | 1195 | 1195 | 1195 | OTDF | LN MUNSTER - BURNHAM 345 kV | 0 | 17MUNSTER | 255109 | BURNHAM ; B | 270674 |  |  | 1 | NIPS.NIPS.BURNHMUNST34_1.1
3268 | MUNBURDUMWIL | PJM | RCF | 2 |  | Contingent | AEP | DUMONT | CE | WILTON00 | 765 |  | 1195 | 1195 | 1195 | 1195 | 1195 | 1195 | 1195 | 1195 | OTDF | LN DUMONT - WILTON00 765 kV | 0 | 05DUMONT | 243206 | WILTON ; B | 270644 |  |  | 1 | AEP.AEP.DUMONWILTO76_1.1
3274 | NELELJBYRCHE | PJM | RCF | 2 |  | Monitored | CE | NELSON01 | CE | ELECTJN | 345 |  | 1656 | 1656 | 1656 | 1656 | 1656 | 1656 | 1856 | 1856 | OTDF | LN NELSON01 - ELECTJN 345 kV | 0 | NELSON ; B | 270828 | ELECT JCT; B | 270730 |  |  | 1 | CE.CE.15502.1
3274 | NELELJBYRCHE | PJM | RCF | 2 |  | Contingent | CE | BYRON000 | CE | CHERRYV | 345 |  | 1656 | 1656 | 1656 | 1656 | 1656 | 1656 | 1856 | 1856 | OTDF | LN BYRON000 - CHERRYV 345 kV | 0 | BYRON ; B | 270678 | CHERRY VA; R | 270694 |  |  |  | CE.CE.0622.1
3315 | BONDURMONTEZ | MISO | RCF | 1 | MISO | Monitored | MEC | BONDRNT | MEC | MNTZUMA | 345 |  | 926 | 1010 | 926 | 1010 | 926 | 1275 | 988 | 1275 | OTDF | LN BONDRNT - MNTZUMA 345 kV | 20 | BONDRNT5 | 635680 | MNTZUMA3 | 635730 |  |  | 1 | MEC.MEC.BONDRMNTZU34_1.1
3326 | ZIOZIOZIOPLE | MISO | RCF | 2 |  | Monitored | CE | ZION0001 | CE | ZION_EC | 345 |  | 1677 | 1677 | 1526 | 1526 | 1677 | 1677 | 1677 | 1677 | OTDF | LN ZION0001 - ZION_EC 345 kV | 93 | ZION STA ;0B | 270942 | ZION EC ;RP | 274817 |  |  | 1 | CE.CE.2223.1
3326 | ZIOZIOZIOPLE | MISO | RCF | 2 |  | Contingent | CE | ZION0001 | WEC | PLEASAN1 | 345 |  | 1677 | 1677 | 1526 | 1526 | 1677 | 1677 | 1677 | 1677 | OTDF | LN ZION0001 - PLEASAN1 345 kV | 93 | ZION STA ;0B | 270942 | PLS PR1 | 699432 |  |  | 1 | CE.CE.45L2221.45
3335 | PLEZIOZIOZIO | MISO | RCF | 2 |  | Monitored | WEC | PLEASAN1 | CE | ZION0001 | 345 |  | 1488 | 1488 | 1488 | 1488 | 1636 | 1636 | 1636 | 1636 | OTDF | LN PLEASAN1 - ZION0001 345 kV | 109 | PLS PR1 | 699432 | ZION STA ;0B | 270942 |  |  | 1 | CE.CE.45L2221.45
3335 | PLEZIOZIOZIO | MISO | RCF | 2 |  | Contingent | WEC | PLEASAN1 | CE | ZION_EC | 345 |  | 1488 | 1488 | 1488 | 1488 | 1636 | 1636 | 1636 | 1636 | OTDF | LN PLEASAN1 - ZION_EC 345 kV | 109 | PLS PR1 | 699432 | ZION EC ;RP | 274817 |  |  | 1 | WEC.WEC.PLPL41.1
3431 | STIDUMDUMWIL | PJM | RCF | 3 | MISO | Monitored | NIPS | STILLWEL | AEP | DUMONT | 345 |  | 1108 | 1108 | 1108 | 1108 | 1108 | 1108 | 1444 | 1444 | OTDF | LN STILLWEL - DUMONT 345 kV | 72 | 17STILLWELL | 255113 | 05DUMONT | 243219 |  |  | 1 | AEP.AEP.DUMONSTILL34_1.1
3431 | STIDUMDUMWIL | PJM | RCF | 3 | MISO | Contingent | AEP | DUMONT | CE | WILTON00 | 765 |  | 1108 | 1108 | 1108 | 1108 | 1108 | 1108 | 1444 | 1444 | OTDF | LN DUMONT - WILTON00 765 kV | 72 | 05DUMONT | 243206 | WILTON ; B | 270644 |  |  | 1 | AEP.AEP.DUMONWILTO76_1.1
3431 | STIDUMDUMWIL | PJM | RCF | 3 | MISO | Contingent | NIPS | MUNSTER | CE | BURNHAM | 345 |  | 1108 | 1108 | 1108 | 1108 | 1108 | 1108 | 1444 | 1444 | OTDF | LN MUNSTER - BURNHAM 345 kV | 72 | 17MUNSTER | 255109 | BURNHAM ; B | 270674 |  |  | 1 | NIPS.NIPS.BURNHMUNST34_1.1
5029 | MANIPMDOLSWS | MISO | RCF | 2 | MISO | Monitored | CLEC | MANFL7 | CLEC | IPMANS | 138 |  | 221 | 221 | 221 | 221 | 221 | 221 | 221 | 221 | OTDF | LN MANFL7 - IPMANS 138 kV | 22 | MANSFLD4 | 500535 | IPAPER 4 | 500430 |  |  | 1 | CLEC.CLEC.MSFLD_IPMAN.A
5029 | MANIPMDOLSWS | MISO | RCF | 2 | MISO | Contingent | CLEC | DOLET | CSWS | SWSHREV | 345 |  | 221 | 221 | 221 | 221 | 221 | 221 | 221 | 221 | OTDF | LN DOLET - SWSHREV 345 kV | 22 | DOLHILL6 | 500250 | SW SHV 4 | 507760 |  |  | 1 | CLEC.CLEC.DH345_CLECO_1A.A
5030 | TUL21SBROONE | SWPP | INT | 11 |  | Monitored | CSWS | TSE_NEW | CSWS | 21STTAP4 | 138 |  | 400 | 481 | 400 | 481 | 400 | 481 | 432 | 505 | OTDF | LN TSE_NEW - 21STTAP4 138 kV | 60 | T.S.E.-2 | 509811 | 21STTAP4 | 509828 |  |  | 1 | CSWS.CSWS.2054.A
5030 | TUL21SBROONE | SWPP | INT | 11 |  | Contingent | CSWS | BA_NORTH | CSWS | E_21_TP | 138 |  | 400 | 481 | 400 | 481 | 400 | 481 | 432 | 505 | OTDF | LN BA_NORTH - E_21_TP 138 kV | 60 | BA.N-ST4 | 509786 | LLANETP4 | 509804 |  |  | 1 | CSWS.CSWS.2022.A
5030 | TUL21SBROONE | SWPP | INT | 11 |  | Contingent | CSWS | CATOOSA | CSWS | E_21_TP | 138 |  | 400 | 481 | 400 | 481 | 400 | 481 | 432 | 505 | OTDF | LN CATOOSA - E_21_TP 138 kV | 60 | CATOOSA2 | 509790 | LLANETP4 | 509804 |  |  | 1 | CSWS.CSWS.81_838.A
5030 | TUL21SBROONE | SWPP | INT | 11 |  | Contingent | CSWS | DAWSON | CSWS | DAWSON_T | 138 |  | 400 | 481 | 400 | 481 | 400 | 481 | 432 | 505 | OTDF | LN DAWSON - DAWSON_T 138 kV | 60 | DAWSON-2 | 509792 | DAWSONT4 | 509803 |  |  | 1 | CSWS.CSWS.81_838C.T1
5030 | TUL21SBROONE | SWPP | INT | 11 |  | Contingent | CSWS | E_11_ST | CSWS | BA_NORTH | 138 |  | 400 | 481 | 400 | 481 | 400 | 481 | 432 | 505 | OTDF | LN E_11_ST - BA_NORTH 138 kV | 60 | E_11_STREET | 509901 | BA.N-ST4 | 509786 |  |  | 1 | CSWS.CSWS.81_715E11_ONE.1
5030 | TUL21SBROONE | SWPP | INT | 11 |  | Contingent | CSWS | E_11_ST | CSWS | CATOOSA | 138 |  | 400 | 481 | 400 | 481 | 400 | 481 | 432 | 505 | OTDF | LN E_11_ST - CATOOSA 138 kV | 60 | E_11_STREET | 509901 | CATOOSA2 | 509790 |  |  | 1 | CSWS.CSWS.81_714CAT_E11.1
5030 | TUL21SBROONE | SWPP | INT | 11 |  | Contingent | CSWS | E_11_ST | CSWS | LYNN_LAN | 138 |  | 400 | 481 | 400 | 481 | 400 | 481 | 432 | 505 | OTDF | LN E_11_ST - LYNN_LAN 138 kV | 60 | E_11_STREET | 509901 | LLAN ET4 | 509771 |  |  | 1 | CSWS.CSWS.81_838E11_LYN.1
5030 | TUL21SBROONE | SWPP | INT | 11 |  | Contingent | CSWS | E_21_ST | CSWS | DAWSON_T | 138 |  | 400 | 481 | 400 | 481 | 400 | 481 | 432 | 505 | OTDF | LN E_21_ST - DAWSON_T 138 kV | 60 | N21ST--4 | 509866 | DAWSONT4 | 509803 |  |  | 1 | CSWS.CSWS.2042.A
5030 | TUL21SBROONE | SWPP | INT | 11 |  | Contingent | CSWS | LYNN_LAN | CSWS | DAWSON_T | 138 |  | 400 | 481 | 400 | 481 | 400 | 481 | 432 | 505 | OTDF | LN LYNN_LAN - DAWSON_T 138 kV | 60 | LLAN ET4 | 509771 | DAWSONT4 | 509803 |  |  | 1 | CSWS.CSWS.1999.A
5030 | TUL21SBROONE | SWPP | INT | 11 |  | Contingent | CSWS | LYNN_LAN | CSWS | E_21_TP | 138 |  | 400 | 481 | 400 | 481 | 400 | 481 | 432 | 505 | OTDF | LN LYNN_LAN - E_21_TP 138 kV | 60 | LLAN ET4 | 509771 | LLANETP4 | 509804 |  |  | 1 | CSWS.CSWS.2034.A
5030 | TUL21SBROONE | SWPP | INT | 11 |  | Contingent | CSWS | ONETA | CSWS | BA_NORTH | 138 |  | 400 | 481 | 400 | 481 | 400 | 481 | 432 | 505 | OTDF | LN ONETA - BA_NORTH 138 kV | 60 | ONETA--4 | 509806 | BA.N-ST4 | 509786 |  |  | 1 | CSWS.CSWS.2024.A
5052 | STOMORLACNEO | TVA | RCF | 2 |  | Monitored | SPA | STCK_SPA | AECI | MORGAN | 161 |  | 218 | 218 | 202 | 202 | 218 | 218 | 238 | 238 | OTDF | LN STCK_SPA - MORGAN 161 kV | 12 | STOCKTN5 | 505498 | 5MORGAN | 300101 |  |  | 1 | SPA.SPA.MORGN-STCKTN.A
5052 | STOMORLACNEO | TVA | RCF | 2 |  | Contingent | KCPL | LACYGNE | WR | N345 | 345 |  | 218 | 218 | 202 | 202 | 218 | 218 | 238 | 238 | OTDF | LN LACYGNE - N345 345 kV | 12 | LACYGNE7 | 542981 | NEOSHO 7 | 532793 |  |  | 1 | KCPL.KCPL.LACYGN_NEOSHO1.1
5055 | FRASPECOLMEA | SWPP | INT | 2 | SWPP | Monitored | WAUE | FTRANDL | NPPD | SPENCE1 | 115 |  | 120 | 120 | 120 | 120 | 120 | 120 | 120 | 120 | OTDF | LN FTRANDL - SPENCE1 115 kV | 12 | FTRANDL4 | 652510 | SPENCER7 | 640349 |  |  | 1 | WAUE.WAUE.SPENCFTRAN11_1.1
5055 | FRASPECOLMEA | SWPP | INT | 2 | SWPP | Contingent | NPPD | MEADW_GR | NPPD | KELLY | 230 |  | 120 | 120 | 120 | 120 | 120 | 120 | 120 | 120 | OTDF | LN MEADW_GR - KELLY 230 kV | 12 | MEADOWGROVE4 | 640540 | COLMBUS4 | 640133 |  |  | 1 | NPPD.NPPD.MEADWGRV_KELLY.A
5057 | SUNXFRSUNAMO | SWPP | INT | 2 |  | Monitored | SPS | SUNDOWN2 | SPS | SUNDOWN2 | 230/115 |  | 249 | 286 | 249 | 286 | 249 | 286 | 274 | 311 | OTDF | XF SUNDOWN2 230/115 kV | 47 | SUNDOWN 6 | 526435 | SUNDOWN 6 | 526434 |  |  | 1 | SPS.SPS.SUNDOWN2.769.SDN_115XFMR
5057 | SUNXFRSUNAMO | SWPP | INT | 2 |  | Contingent | SPS | SUNDOWN2 | SPS | AMOCO_SW | 230 |  | 249 | 286 | 249 | 286 | 249 | 286 | 274 | 311 | OTDF | LN SUNDOWN2 - AMOCO_SW 230 kV | 47 | SUNDOWN 6 | 526435 | AMOCO_SS 6 | 526460 |  |  | 1 | SPS.SPS.153.1
5062 | LECLAWSTR87 | SWPP | INT | 2 |  | Monitored | WR | LEC | WR | LAWH | 115 |  | 127 | 151 | 127 | 151 | 127 | 151 | 127 | 151 | OTDF | LN LEC - LAWH 115 kV | 36 | LEC U4 | 533249 | LAWHILL6 | 533250 |  |  | 1 | WR.WR.3059.1
5062 | LECLAWSTR87 | SWPP | INT | 2 |  | Contingent | WR | STRA | WR | 87TH_ST | 345 |  | 127 | 151 | 127 | 151 | 127 | 151 | 127 | 151 | OTDF | LN STRA - 87TH_ST 345 kV | 36 | STRANGR7 | 532772 | 87TH 7 | 532775 |  |  | 2 | WR.WR.CRAIG__STR_CR1.B
5096 | MIDFRNPHAWET | SWPP | INT | 2 |  | Monitored | OKGE | MDWST | WFEC | FRNKLN1 | 138 |  | 268 | 287 | 268 | 287 | 268 | 287 | 287 | 287 | OTDF | LN MDWST - FRNKLN1 138 kV | 22 | MIDWEST4 | 514946 | FRNKLNS2 | 520917 |  |  | 1 | WFEC.WFEC.8853.A
5096 | MIDFRNPHAWET | SWPP | INT | 2 |  | Contingent | WFEC | PHAROAH | WFEC | WTMPKATP | 138 |  | 268 | 287 | 268 | 287 | 268 | 287 | 287 | 287 | OTDF | LN PHAROAH - WTMPKATP 138 kV | 22 | PHAROAH4 | 521026 | Wetumka Tap | 521084 |  |  | 1 | WFEC.WFEC.PHAROAH_WTMPKA.A
5107 | CORNAPTERSUN | SWPP | INT | 2 |  | Monitored | WFEC | CORNTP4 | WFEC | NAPLES1 | 138 |  | 145 | 169 | 145 | 169 | 145 | 169 | 183 | 201 | OTDF | LN CORNTP4 - NAPLES1 138 kV | 12 | CORN TP4 | 520867 | 521023 Naples Tap | 521025 |  |  | 1 | WFEC.WFEC.NAPLES1_CORNTP.1
5107 | CORNAPTERSUN | SWPP | INT | 2 |  | Contingent | CSWS | TERRY_RD | OKGE | SUNNYSDE | 345 |  | 145 | 169 | 145 | 169 | 145 | 169 | 183 | 201 | OTDF | LN TERRY_RD - SUNNYSDE 345 kV | 12 | Terry Road | 511568 | SUNNYSD4 | 515136 |  |  | 1 | CSWS.CSWS.TERRYRD_SUNYSD.A
5109 | PAOCENDAKMAR | SWPP | INT | 2 |  | Monitored | KCPL | PAOLA | KCPL | CENTNIAL | 161 |  | 167 | 167 | 167 | 167 | 167 | 167 | 167 | 167 | OTDF | LN PAOLA - CENTNIAL 161 kV | 119 | PAOLA 5 | 543069 | CENTENL5 | 543067 |  |  | 1 | KCPL.KCPL.CENTNI_PAOLA_1.1
5109 | PAOCENDAKMAR | SWPP | INT | 2 |  | Contingent | KCPL | DAKOTA | WR | MARM | 161 |  | 167 | 167 | 167 | 167 | 167 | 167 | 167 | 167 | OTDF | LN DAKOTA - MARM 161 kV | 119 | 543650 KCPL Dakota | 543650 | MARMTNE5 | 532934 |  |  | 1 | KCPL.KCPL.DAKOTA_MARM.L9
5111 | MORDADMORBRO | SWPP | INT | 2 |  | Monitored | AECI | MORGAN | EDE | DADVL_ED | 161 |  | 290 | 290 | 290 | 290 | 290 | 290 | 334 | 334 | OTDF | LN MORGAN - DADVL_ED 161 kV | 17 | 5MORGAN | 300101 | DAD368 2 | 547478 |  |  | 1 | EDE.EDE.MRGN-DADV_ED.A
5111 | MORDADMORBRO | SWPP | INT | 2 |  | Contingent | AECI | MORGAN | AECI | BROOK_LN | 345 |  | 290 | 290 | 290 | 290 | 290 | 290 | 334 | 334 | OTDF | LN MORGAN - BROOK_LN 345 kV | 17 | 5MORGAN | 0 | BROOKLINE 5 | 549984 |  |  | 1 | AECI.AECI.BROOKLN_MORGAN.A
5112 | KREHALSWITUC | SWPP | INT | 2 |  | Monitored | SPS | KRESS | SPS | HALE_CO | 115 |  | 159 | 175 | 159 | 175 | 159 | 175 | 177 | 194 | OTDF | LN KRESS - HALE_CO 115 kV | 14 | KRESS_INT 2 | 525192 | HALE_CNTY 2 | 525454 |  |  | 1 | SPS.SPS.116.1
5112 | KREHALSWITUC | SWPP | INT | 2 |  | Contingent | SPS | SWISHER | SPS | TUCO | 230 |  | 159 | 175 | 159 | 175 | 159 | 175 | 177 | 194 | OTDF | LN SWISHER - TUCO 230 kV | 14 | SWISHER 3 | 525213 | TUCO_INT 6 | 525830 |  |  | 1 | SPS.SPS.113.1
5113 | LOSLEHLOSCOC | SWPP | INT | 2 |  | Monitored | SPS | LEHMAN | SPS | LOSTDRAW | 115 |  | 159 | 175 | 159 | 175 | 159 | 175 | 176 | 194 | OTDF | LN LEHMAN - LOSTDRAW 115 kV | 2 | LEHMAN 3 | 526350 | 526012 Lost Draw Bonita Wildcat | 526012 |  |  | 1 | SPS.SPS.LOSTDRAW_LEHMA.A
5113 | LOSLEHLOSCOC | SWPP | INT | 2 |  | Contingent | SPS | COCHRAN | SPS | LOSTDRAW | 115 |  | 159 | 175 | 159 | 175 | 159 | 175 | 176 | 194 | OTDF | LN COCHRAN - LOSTDRAW 115 kV | 2 | COCHRAN 2 | 526361 | 526012 Lost Draw Bonita Wildcat | 526012 |  |  | 1 | SPS.SPS.LOSTDRAW_COCHR.A
5114 | BULLEDSTJHIL | SWPP | INT | 4 |  | Monitored | SPA | BULL_SHL | AECI | SLEDHL | 161 |  | 230 | 230 | 203 | 203 | 230 | 230 | 246 | 246 | OTDF | LN BULL_SHL - SLEDHL 161 kV | 16 | BULL SH5 | 505461 | 5S.LEAD HILL | 338120 |  |  | 1 | SPA.SPA.BULSH7_SLEDHL5.A
5114 | BULLEDSTJHIL | SWPP | INT | 4 |  | Contingent | EES | EVRTON | EES | HRSN_E | 161 |  | 230 | 230 | 203 | 203 | 230 | 230 | 246 | 246 | OTDF | LN EVRTON - HRSN_E 161 kV | 16 | 5EVERTON RD | 338107 | 5HARRISON.E! | 338104 |  |  | 1 | EES.EES.HRSN_E_EVRTON5.A
5114 | BULLEDSTJHIL | SWPP | INT | 4 |  | Contingent | EES | EVRTON | EES | ST_JOE_E | 161 |  | 230 | 230 | 203 | 203 | 230 | 230 | 246 | 246 | OTDF | LN EVRTON - ST_JOE_E 161 kV | 16 | 5EVERTON RD | 338107 | 5ST JOE | 338108 |  |  | 1 | EES.EES.EVRTON_ST_JOE5.A
5114 | BULLEDSTJHIL | SWPP | INT | 4 |  | Contingent | EES | ST_JOE_E | EES | HILTOP_E | 161 |  | 230 | 230 | 203 | 203 | 230 | 230 | 246 | 246 | OTDF | LN ST_JOE_E - HILTOP_E 161 kV | 16 | 5ST JOE | 338108 | 5HILLTOP% | 338110 |  |  | 1 | EES.EES.HILTOP_ST_JOE5.A
5115 | SWECHIMATTAT | SWPP | INT | 2 |  | Monitored | CSWS | SWEETWT6 | CSWS | CHISHOLM | 230 |  | 353 | 353 | 353 | 353 | 353 | 353 | 439 | 439 | OTDF | LN SWEETWT6 - CHISHOLM 230 kV | 18 | SWEETWT6 | 511541 | 511553 PSO CHISHOLM | 511557 |  |  | 1 | CSWS.CSWS.CHISHOLM_SWEET.A
5115 | SWECHIMATTAT | SWPP | INT | 2 |  | Contingent | OKGE | TATONGA | OKGE | MATHWSN7 | 345 |  | 353 | 353 | 353 | 353 | 353 | 353 | 439 | 439 | OTDF | LN TATONGA - MATHWSN7 345 kV | 18 | TATONGA7 | 515407 | MATHWSN7 | 515497 |  |  |  | OKGE.OKGE.TATONGA_MATHWS.A
5116 | SWECHIOKUTUC | SWPP | INT | 2 |  | Monitored | CSWS | SWEETWT6 | CSWS | CHISHOLM | 230 |  | 353 | 353 | 353 | 353 | 353 | 353 | 439 | 439 | OTDF | LN SWEETWT6 - CHISHOLM 230 kV | 21 | SWEETWT6 | 511541 | 511553 PSO CHISHOLM | 511557 |  |  | 1 | CSWS.CSWS.CHISHOLM_SWEET.A
5116 | SWECHIOKUTUC | SWPP | INT | 2 |  | Contingent | SPS | TUCO | CSWS | OKLAUNIO | 345 |  | 353 | 353 | 353 | 353 | 353 | 353 | 439 | 439 | OTDF | LN TUCO - OKLAUNIO 345 kV | 21 | TUCO_INT 6 | 525832 | O.K.U.-7 | 511456 |  |  | 1 | SPS.SPS.136.1
5117 | WASSWSLESGRA | SWPP | INT | 2 |  | Monitored | WFEC | WASHIT1 | CSWS | SW_STA | 138 |  | 299 | 353 | 299 | 353 | 299 | 353 | 381 | 382 | OTDF | LN WASHIT1 - SW_STA 138 kV | 124 | WASHITA2 | 521089 | SWS3-1 | 511477 |  |  | 1 | WFEC.WFEC.WASHIT_SWST.A
5117 | WASSWSLESGRA | SWPP | INT | 2 |  | Contingent | CSWS | TREASURE | CSWS | LAW_ES | 345 |  | 299 | 353 | 299 | 353 | 299 | 353 | 381 | 382 | OTDF | LN TREASURE - LAW_ES 345 kV | 124 | CSWS Treasure Island | 511409 | L.E.S.-2 | 511468 |  |  | 1 | CSWS.CSWS.LAW_TRE90_919.1
5118 | CROCUDHOLBUC | SWPP | INT | 2 | SWPP | Monitored | SECI | CRKCREEK | SECI | CUDAHY1 | 115 |  | 119.5 | 148.2 | 119.5 | 148.2 | 119.5 | 148.2 | 119.5 | 148.2 | OTDF | LN CRKCREEK - CUDAHY1 115 kV | 29 | CRKCK 3 | 539783 | CUDAHY 3 | 539659 |  |  | 1 | SECI.SECI.10897.A
5118 | CROCUDHOLBUC | SWPP | INT | 2 | SWPP | Contingent | SECI | BUCKNER7 | SECI | HOLCOM1 | 345 |  | 119.5 | 148.2 | 119.5 | 148.2 | 119.5 | 148.2 | 119.5 | 148.2 | OTDF | LN BUCKNER7 - HOLCOM1 345 kV | 29 | BUCKNER7 | 531501 | HOLCOMB3 | 531449 |  |  | 2 | SECI.SECI.10149.B
5119 | MATNORCIMMAT | SWPP | INT | 2 |  | Monitored | OKGE | MATHWSN7 | OKGE | NOWST1 | 345 |  | 1793 | 1793 | 1793 | 1793 | 1793 | 1793 | 1793 | 1793 | OTDF | LN MATHWSN7 - NOWST1 345 kV | 54 | MATHWSN7 | 515497 | NORTWST4 | 514880 |  |  | 1 | OKGE.OKGE.MATHWSN7_NOWST.A
5119 | MATNORCIMMAT | SWPP | INT | 2 |  | Contingent | OKGE | MATHWSN7 | OKGE | CIMARRON | 345 |  | 1793 | 1793 | 1793 | 1793 | 1793 | 1793 | 1793 | 1793 | OTDF | LN MATHWSN7 - CIMARRON 345 kV | 54 | MATHWSN7 | 515497 | CIMARON4 | 514901 |  |  |  | OKGE.OKGE.MATHWSN_CIMAR2.A
5120 | MIDFRAMINGRA | SWPP | INT | 2 |  | Monitored | OKGE | MDWST | WFEC | FRNKLN1 | 138 |  | 268 | 287 | 268 | 287 | 268 | 287 | 287 | 287 | OTDF | LN MDWST - FRNKLN1 138 kV | 27 | MIDWEST4 | 514946 | FRNKLNS2 | 520917 |  |  | 1 | WFEC.WFEC.8853.A
5120 | MIDFRAMINGRA | SWPP | INT | 2 |  | Contingent | OKGE | MINCO | OKGE | GRACMONT | 345 |  | 268 | 287 | 268 | 287 | 268 | 287 | 287 | 287 | OTDF | LN MINCO - GRACMONT 345 kV | 27 | MINCO 7 | 514801 | GRACMNT7 | 515800 |  |  | 1 | OKGE.OKGE.LAWTON_MINCO.A
5121 | LEWRICBELCHA | SWPP | RCF | 2 | SWPP | Monitored | WAUE | LEWISWP | WAUE | RICHLND2 | 115 |  | 159 | 159 | 159 | 159 | 159 | 159 | 159 | 159 | OTDF | LN LEWISWP - RICHLND2 115 kV | 12 | LEWIS 7 | 661056 | RICHLND7 | 652451 |  |  | 1 | WAUE.WAUE.LEWISRICHL11_1.1
5121 | LEWRICBELCHA | SWPP | RCF | 2 | SWPP | Contingent | WAUE | BELFELD | WAUE | CHAR_CK | 345 |  | 159 | 159 | 159 | 159 | 159 | 159 | 159 | 159 | OTDF | LN BELFELD - CHAR_CK 345 kV | 12 | BELFELD9 | 652424 | CHARCREEK 19 | 659183 |  |  | 1 | WAUE.WAUE.BELFECHAR_34_1.1
5122 | LECJARLECLAW | SWPP | INT | 2 |  | Monitored | WR | LEC | WR | JARB | 115 |  | 100 | 118 | 100 | 118 | 100 | 118 | 100 | 118 | OTDF | LN LEC - JARB 115 kV | 2 | LEC U4 | 533249 | JARBALO3 | 533244 |  |  | 1 | WR.WR.4169.1
5122 | LECJARLECLAW | SWPP | INT | 2 |  | Contingent | WR | LEC | WR | LAWH | 115 |  | 100 | 118 | 100 | 118 | 100 | 118 | 100 | 118 | OTDF | LN LEC - LAWH 115 kV | 2 | LEC U4 | 533249 | LAWHILL6 | 533250 |  |  | 1 | WR.WR.3059.1
5123 | CIMXF3CIMXF2 | SWPP | INT | 8 |  | Monitored | OKGE | CIMARRON | OKGE | CIMARRON | 345/1 |  | 478 | 478 | 478 | 478 | 478 | 478 | 478 | 478 | OTDF | XF CIMARRON 345/1 kV | 30 | CIMARON4 | 514901 | CIMARON4 | 514898 | CIMARON4 | 514898 | 04; 04 | OKGE.OKGE.CIMARRON.8801.A12
5123 | CIMXF3CIMXF2 | SWPP | INT | 8 |  | Contingent | OKGE | CIMARRON | OKGE | CIMARRON | 13.8/1 |  | 478 | 478 | 478 | 478 | 478 | 478 | 478 | 478 | OTDF | XF CIMARRON 13.8/1 kV | 30 | CIMARON4 | 514898 | CIMARON4 | 514898 | CIMARON7 | 514901 | 3 | OKGE.OKGE.CIMARRON.8802.B31
5123 | CIMXF3CIMXF2 | SWPP | INT | 8 |  | Contingent | OKGE | CIMARRON | OKGE | CIMARRON | 138/1 |  | 478 | 478 | 478 | 478 | 478 | 478 | 478 | 478 | OTDF | XF CIMARRON 138/1 kV | 30 | CIMARON4 | 514898 | CIMARON7 | 514901 | CIMARON7 | 514901 | 02; 02 | OKGE.OKGE.CIMARRON.8802.B23
5123 | CIMXF3CIMXF2 | SWPP | INT | 8 |  | Contingent | OKGE | CIMARRON | OKGE | CIMARRON | 345/1 |  | 478 | 478 | 478 | 478 | 478 | 478 | 478 | 478 | OTDF | XF CIMARRON 345/1 kV | 30 | CIMARON4 | 514901 | CIMARON4 | 514898 | CIMARON4 | 514898 | 01; 01 | OKGE.OKGE.CIMARRON.8802.B12
5125 | BLACROFLOBLA | SWPP | INT | 2 |  | Monitored | SPS | BLANCO | SPS | CROSBY2 | 115 |  | 96 | 106 | 96 | 106 | 96 | 106 | 107 | 118 | OTDF | LN BLANCO - CROSBY2 115 kV | 1 | SPS Blanco POI | 525803 | CROSBY 2 | 525926 |  |  | 1 | SPS.SPS.BLANCO_CROSBY2.A
5125 | BLACROFLOBLA | SWPP | INT | 2 |  | Contingent | SPS | BLANCO | SPS | FLOYD_C1 | 115 |  | 96 | 106 | 96 | 106 | 96 | 106 | 107 | 118 | OTDF | LN BLANCO - FLOYD_C1 115 kV | 1 | SPS Blanco POI | 525803 | FLOYD_CNTY 2 | 525780 |  |  | 1 | SPS.SPS.FLOYD_C1_BLANC.A
5127 | CASKELCASNEW | SWPP | INT | 2 |  | Monitored | SPS | CASTRO | SPS | BCKELLEY | 115 |  | 159 | 174 | 159 | 174 | 159 | 174 | 176 | 194 | OTDF | LN CASTRO - BCKELLEY 115 kV | 15 | CASTRO_CNTY2 | 524746 | 525050 BC-Kelley | 525050 |  |  | 1 | SPS.SPS.BCKELLEY_CASTR.A
5127 | CASKELCASNEW | SWPP | INT | 2 |  | Contingent | SPS | CASTRO | SPS | NEWHART | 115 |  | 159 | 174 | 159 | 174 | 159 | 174 | 176 | 194 | OTDF | LN CASTRO - NEWHART 115 kV | 15 | CASTRO_CNTY2 | 524746 | NEWHART 3 | 525460 |  |  | 1 | SPS.SPS.NEWHART_CASTRO.A
5128 | FORTIEHANWAH | SWPP | RCF | 2 | SWPP | Monitored | OTP | FORMAN | WAUE | FORMNWA | 115 |  | 119 | 126 | 119 | 126 | 119 | 126 | 119 | 131 | OTDF | LN FORMAN - FORMNWA 115 kV | 9 | FORMN 9 | 620263 | FORMAN 8 | 652438 |  |  | 1 | OTP.OTP.FORMAFORMN11_1.1
5128 | FORTIEHANWAH | SWPP | RCF | 2 | SWPP | Contingent | OTP | HANKSON | OTP | WAHPETN | 230 |  | 119 | 126 | 119 | 126 | 119 | 126 | 119 | 131 | OTDF | LN HANKSON - WAHPETN 230 kV | 9 | HANKSON4 | 620327 | WAHPETN7 | 620329 |  |  | 1 | OTP.OTP.WAHPEHANKS23_1.1
5129 | STXKNOPIREAS | SWPP | INT | 4 |  | Monitored | CSWS | STEXEAS | CSWS | KNOXLEE | 138 |  | 245 | 245 | 245 | 245 | 245 | 245 | 303 | 303 | OTDF | LN STEXEAS - KNOXLEE 138 kV | 141 | SOTXEST4 | 508570 | KNOXLEE2 | 508548 |  |  | 1 | CSWS.CSWS.906.A
5129 | STXKNOPIREAS | SWPP | INT | 4 |  | Contingent | CSWS | BRANDYBR | CSWS | EASTON | 138 |  | 245 | 245 | 245 | 245 | 245 | 245 | 303 | 303 | OTDF | LN BRANDYBR - EASTON 138 kV | 141 | BRANDYBR 508596 | 508596 | EASTON 4 | 509092 |  |  | 1 | CSWS.CSWS.BRANDY_EASTON.A
5129 | STXKNOPIREAS | SWPP | INT | 4 |  | Contingent | CSWS | BRANDYBR | CSWS | PIRKEY | 138 |  | 245 | 245 | 245 | 245 | 245 | 245 | 303 | 303 | OTDF | LN BRANDYBR - PIRKEY 138 kV | 141 | BRANDYBR 508596 | 508596 | PIRKEY 4 | 508562 |  |  | 1 | CSWS.CSWS.BRANDY_PIRKEY.A
5129 | STXKNOPIREAS | SWPP | INT | 4 |  | Contingent | CSWS | EASTON | CSWS | KNOXLEE | 138 |  | 245 | 245 | 245 | 245 | 245 | 245 | 303 | 303 | OTDF | LN EASTON - KNOXLEE 138 kV | 141 | EASTON 4 | 509092 | KNOXLEE2 | 508548 |  |  | 1 | CSWS.CSWS.KNOX_EAST.A
5131 | MAIKERMAIKER | SWPP | RCF | 2 |  | Monitored | GRDA | MAID1 | GRDA | KERR_HYD | 161 |  | 198 | 198 | 198 | 198 | 198 | 198 | 254 | 254 | OTDF | LN MAID1 - KERR_HYD 161 kV | 30 | MAID 2 | 512648 | KERR GR3 | 512635 |  |  | 2 | GRDA.GRDA.8530.B
5131 | MAIKERMAIKER | SWPP | RCF | 2 |  | Contingent | GRDA | MAID1 | GRDA | KERR_HYD | 161 |  | 198 | 198 | 198 | 198 | 198 | 198 | 254 | 254 | OTDF | LN MAID1 - KERR_HYD 161 kV | 30 | MAID 2 | 512648 | KERR GR3 | 512635 |  |  | 1 | GRDA.GRDA.8529.A
5132 | TURXF3TURKUN | SWPP | INT | 7 |  | Monitored | CSWS | TURK_PP | CSWS | TURK_PP | 138/115 |  | 166 | 176 | 166 | 176 | 166 | 176 | 188 | 199 | OTDF | XF TURK_PP 138/115 kV | 108 | TURK 4 | 507454 | TURK 4 | 507456 |  |  | 2 | CSWS.CSWS.TURK_PP.3.TURK_138/115
5132 | TURXF3TURKUN | SWPP | INT | 7 |  | Contingent | CSWS | TURK_PP | CSWS | TURK_PP | 24 |  | 166 | 176 | 166 | 176 | 166 | 176 | 188 | 199 | OTDF | UN TURK_PP - TURK_PP 24 kV | 108 | TURK 4 | 509416 | TURK 4 |  |  |  | 1 | CSWS.CSWS.TURK_PP.24.CSWETTURK
5132 | TURXF3TURKUN | SWPP | INT | 7 |  | Contingent | CSWS | TURK_PP | CSWS | TURK_PP | 24 |  | 166 | 176 | 166 | 176 | 166 | 176 | 188 | 199 | OTDF | UN TURK_PP - TURK_PP 24 kV | 108 | TURK 4 | 509416 | TURK 4 |  |  |  | 1 | CSWS.CSWS.TURK_PP.24.CSWMSTURK
5132 | TURXF3TURKUN | SWPP | INT | 7 |  | Contingent | CSWS | TURK_PP | CSWS | TURK_PP | 24 |  | 166 | 176 | 166 | 176 | 166 | 176 | 188 | 199 | OTDF | UN TURK_PP - TURK_PP 24 kV | 108 | TURK 4 | 509416 | TURK 4 |  |  |  | 1 | CSWS.CSWS.TURK_PP.24.CSWSWTURK
5132 | TURXF3TURKUN | SWPP | INT | 7 |  | Contingent | CSWS | TURK_PP | CSWS | TURK_PP | 24 |  | 166 | 176 | 166 | 176 | 166 | 176 | 188 | 199 | OTDF | UN TURK_PP - TURK_PP 24 kV | 108 | TURK 4 | 509416 | TURK 4 |  |  |  | 1 | CSWS.CSWS.TURK_PP.24.TURK_AECC
5132 | TURXF3TURKUN | SWPP | INT | 7 |  | Contingent | CSWS | TURK_PP | CSWS | TURK_PP | 24 |  | 166 | 176 | 166 | 176 | 166 | 176 | 188 | 199 | OTDF | UN TURK_PP - TURK_PP 24 kV | 108 | TURK 4 | 509416 | TURK 4 |  |  |  | 1 | CSWS.CSWS.TURK_PP.24.TURK_OMPA
5132 | TURXF3TURKUN | SWPP | INT | 7 |  | Contingent | CSWS | TURK_PP | CSWS | TURK_PP | 138/24 |  | 166 | 176 | 166 | 176 | 166 | 176 | 188 | 199 | OTDF | XF TURK_PP 138/24 kV | 108 | TURK 4 | 507454 | TURK 4 | 509416 |  |  | 3 | CSWS.CSWS.TURK_PP.2.TURKPP_138/24
5133 | EROAVOBEAWAS | SWPP | INT | 2 |  | Monitored | CSWS | EROGERS | CSWS | AVOCA | 161 |  | 220 | 220 | 220 | 220 | 220 | 220 | 266 | 273 | OTDF | LN EROGERS - AVOCA 161 kV | 32 | EROGERS2 | 506931 | AVOCA 5 | 504000 |  |  | 1 | CSWS.CSWS.EROG_BEAVER_1A.A
5133 | EROAVOBEAWAS | SWPP | INT | 2 |  | Contingent | AECI | 5WASHBR | SPA | BEAVER1 | 161 |  | 220 | 220 | 220 | 220 | 220 | 220 | 266 | 273 | OTDF | LN 5WASHBR - BEAVER1 161 kV | 32 | 5WASHBRN | 300129 | BEAVER 5 | 505480 |  |  | 1 | AECI.AECI.7358.A
5134 | FLOBLABLACRO | SWPP | INT | 2 |  | Monitored | SPS | FLOYD_C1 | SPS | BLANCO | 115 |  | 96 | 106 | 96 | 106 | 96 | 106 | 107 | 118 | OTDF | LN FLOYD_C1 - BLANCO 115 kV | 69 | FLOYD_CNTY 2 | 525780 | SPS Blanco POI | 525803 |  |  | 1 | SPS.SPS.FLOYD_C1_BLANC.A
5134 | FLOBLABLACRO | SWPP | INT | 2 |  | Contingent | SPS | CROSBY2 | SPS | BLANCO | 115 |  | 96 | 106 | 96 | 106 | 96 | 106 | 107 | 118 | OTDF | LN CROSBY2 - BLANCO 115 kV | 69 | CROSBY 2 | 525926 | SPS Blanco POI | 525803 |  |  | 1 | SPS.SPS.BLANCO_CROSBY2.A
5135 | STLJOPORARIV | SWPP | INT | 2 |  | Monitored | EDE | STL4391 | EDE | JOP1451 | 161 |  | 290 | 290 | 290 | 290 | 290 | 290 | 335 | 335 | OTDF | LN STL4391 - JOP1451 161 kV | 36 | STL439 5 | 547498 | JOP145 2 | 547470 |  |  | 1 | EDE.EDE.11345.A
5135 | STLJOPORARIV | SWPP | INT | 2 |  | Contingent | EDE | RAM452 | EDE | ORO1101 | 161 |  | 290 | 290 | 290 | 290 | 290 | 290 | 335 | 335 | OTDF | LN RAM452 - ORO1101 161 kV | 36 | RIV4525 | 547469 | ORO110 2 | 547467 |  |  | 1 | EDE.EDE.11330.A
5136 | CIMXF2CIMXF3 | SWPP | INT | 8 |  | Monitored | OKGE | CIMARRON | OKGE | CIMARRON | 345/1 |  | 478 | 478 | 478 | 478 | 478 | 478 | 478 | 478 | OTDF | XF CIMARRON 345/1 kV | 29 | CIMARON4 | 514901 | CIMARON4 | 514898 | CIMARON4 | 514898 | 01; 01 | OKGE.OKGE.CIMARRON.8802.B12
5136 | CIMXF2CIMXF3 | SWPP | INT | 8 |  | Contingent | OKGE | CIMARRON | OKGE | CIMARRON | 13.8/1 |  | 478 | 478 | 478 | 478 | 478 | 478 | 478 | 478 | OTDF | XF CIMARRON 13.8/1 kV | 29 | CIMARON4 | 514898 | CIMARON4 | 514898 | CIMARON7 | 514901 | 6 | OKGE.OKGE.CIMARRON.8801.A31
5136 | CIMXF2CIMXF3 | SWPP | INT | 8 |  | Contingent | OKGE | CIMARRON | OKGE | CIMARRON | 138/1 |  | 478 | 478 | 478 | 478 | 478 | 478 | 478 | 478 | OTDF | XF CIMARRON 138/1 kV | 29 | CIMARON4 | 514898 | CIMARON7 | 514901 | CIMARON7 | 514901 | 05; 05 | OKGE.OKGE.CIMARRON.8801.A23
5136 | CIMXF2CIMXF3 | SWPP | INT | 8 |  | Contingent | OKGE | CIMARRON | OKGE | CIMARRON | 345/1 |  | 478 | 478 | 478 | 478 | 478 | 478 | 478 | 478 | OTDF | XF CIMARRON 345/1 kV | 29 | CIMARON4 | 514901 | CIMARON4 | 514898 | CIMARON4 | 514898 | 04; 04 | OKGE.OKGE.CIMARRON.8801.A12
5139 | LUBALLCARXF1 | SWPP | INT | 2 |  | Monitored | SPS | LUBBOCKS | SPS | ALLEN2 | 115 |  | 160 | 176 | 160 | 176 | 160 | 176 | 177 | 195 | OTDF | LN LUBBOCKS - ALLEN2 115 kV | 4 | LUBBCK_STH 6 | 526268 | ALLEN 3 | 526213 |  |  | 1 | SPS.SPS.173.1
5139 | LUBALLCARXF1 | SWPP | INT | 2 |  | Contingent | SPS | CARLISLE | SPS | CARLISLE | 115/230 |  | 160 | 176 | 160 | 176 | 160 | 176 | 177 | 195 | OTDF | XF CARLISLE 115/230 kV | 4 | CARLISLE 6 | 526160 | CARLISLE 6 | 526161 |  |  | 1 | SPS.SPS.CARLISLE.765.CRL_115XFMR
5141 | LARSPRAURMON | SWPP | INT | 2 |  | Monitored | EDE | LAR3821 | SPA | SPRGFLD | 161 |  | 218 | 218 | 189 | 189 | 218 | 218 | 223 | 223 | OTDF | LN LAR3821 - SPRGFLD 161 kV | 27 | LAR382 5 | 547479 | SPRGFLD2 | 505492 |  |  | 1 | SPA.SPA.SPFLD-LARUSL.A
5141 | LARSPRAURMON | SWPP | INT | 2 |  | Contingent | EDE | MONETT | EDE | AUR1241 | 161 |  | 218 | 218 | 189 | 189 | 218 | 218 | 223 | 223 | OTDF | LN MONETT - AUR1241 161 kV | 27 | MON383 2 | 547480 | AUR124 2 | 547468 |  |  | 1 | EDE.EDE.11337.A
5142 | VINNHASHAPOS | SWPP | INT | 2 |  | Monitored | MIDW | VINETAP3 | MIDW | NHAYS | 115 |  | 83 | 99 | 83 | 99 | 83 | 99 | 106 | 118 | OTDF | LN VINETAP3 - NHAYS 115 kV | 14 | VINETAP3 | 530693 | N HAYS3 | 530581 |  |  | 1 | WR.MIDW.NHAYS_VINETAP3.A
5142 | VINNHASHAPOS | SWPP | INT | 2 |  | Contingent | MIDW | SHAYS | MIDW | POSTROCK | 230 |  | 83 | 99 | 83 | 99 | 83 | 99 | 106 | 118 | OTDF | LN SHAYS - POSTROCK 230 kV | 14 | S HAYS 3 | 530582 | POSTROCK7 | 0 |  |  | 1 | WR.MIDW.SHAYS_KNOLL1.B
5143 | RAUFTCBVRGRI | SWPP | RCF | 2 | SWPP | Monitored | MEC | RAUN | OPPD | FT_CAL | 345 |  | 956 | 956 | 956 | 956 | 956 | 956 | 956 | 956 | OTDF | LN RAUN - FT_CAL 345 kV | 140 | RAUN 3 | 635200 | S3451 3 | 645451 |  |  | 1 | MEC.MEC.FT_CARAUN34_1.1
5143 | RAUFTCBVRGRI | SWPP | RCF | 2 | SWPP | Contingent | MEC | BVRCRFBC | MEC | GRIMES | 345 |  | 956 | 956 | 956 | 956 | 956 | 956 | 956 | 956 | OTDF | LN BVRCRFBC - GRIMES 345 kV | 140 | BVRCRFBC | 0 | GRIMES 3 | 635600 |  |  | 1 | MEC.MEC.BVRCRGRIME34_1.1
5196 | SPSNORTH_STH | SWPP | INT | 5 |  | Monitored | SPS | AMARIL_S | SPS | SWISHER | 230 |  | 1645 | 1645 | 1645 | 1645 | 1645 | 1645 | 1645 | 1645 | OTDF | LN AMARIL_S - SWISHER 230 kV | 268 | AMA_SOUTH 3 | 524415 | SWISHER 3 | 525213 |  |  | 2 | SPS.SPS.27.B
5196 | SPSNORTH_STH | SWPP | INT | 5 |  | Monitored | SPS | BUSHLAND | SPS | DEAFSMIT | 230 |  | 1645 | 1645 | 1645 | 1645 | 1645 | 1645 | 1645 | 1645 | OTDF | LN BUSHLAND - DEAFSMIT 230 kV | 268 | BUSHLAND 6 | 524267 | DEAFSMITH 3 | 524623 |  |  | 1 | SPS.SPS.BUSHL_DEAFSM.1
5196 | SPSNORTH_STH | SWPP | INT | 5 |  | Monitored | SPS | POTTER_S | SPS | NEWHART | 230 |  | 1645 | 1645 | 1645 | 1645 | 1645 | 1645 | 1645 | 1645 | OTDF | LN POTTER_S - NEWHART 230 kV | 268 | POTTER_CO 7 | 523959 | NEWHART 3 | 525461 |  |  | 1 | SPS.SPS.K90.A
5196 | SPSNORTH_STH | SWPP | INT | 5 |  | Monitored | SPS | RANDALL1 | SPS | CANYON_E | 115 |  | 1645 | 1645 | 1645 | 1645 | 1645 | 1645 | 1645 | 1645 | OTDF | LN RANDALL1 - CANYON_E 115 kV | 268 | RANDALL 3 | 524364 | CANYON E_TP3 | 524522 |  |  | 1 | SPS.SPS.CANYNE_RANDAL2.A
5196 | SPSNORTH_STH | SWPP | INT | 5 |  | Monitored | SPS | RANDALL1 | SPS | PALO_DUR | 115 |  | 1645 | 1645 | 1645 | 1645 | 1645 | 1645 | 1645 | 1645 | OTDF | LN RANDALL1 - PALO_DUR 115 kV | 268 | RANDALL 3 | 524364 | PALO_DURO 3 | 524530 |  |  | 1 | SPS.SPS.RANDAHAPPY11_1.A
5212 | SABSEMPIRDIA | SWPP | RCF | 2 | SWPP | Monitored | CSWS | SABIN_MI | CSWS | SE_MARSH | 138 |  | 272 | 272 | 272 | 272 | 272 | 272 | 333 | 333 | OTDF | LN SABIN_MI - SE_MARSH 138 kV | 17 | SABINEM4 | 508577 | SEMRSHL4 | 508569 |  |  | 1 | CSWS.CSWS.PIR_SCOTTSV_1B.A
5212 | SABSEMPIRDIA | SWPP | RCF | 2 | SWPP | Contingent | CSWS | PIRKEY | CSWS | DIANA | 345 |  | 272 | 272 | 272 | 272 | 272 | 272 | 333 | 333 | OTDF | LN PIRKEY - DIANA 345 kV | 17 | PIRKEY 4 | 508563 | DIANA 4 | 508832 |  |  | 1 | CSWS.CSWS.895.A
5217 | SARELHVALLYD | SWPP | RCF | 2 |  | Monitored | EES | SAREPT | CSWS | LONGWOO | 345 |  | 1052 | 1195 | 1052 | 1195 | 1052 | 1195 | 1195 | 1195 | OTDF | LN SAREPT - LONGWOO 345 kV | 169 | 3SAREPTA! | 337376 | LONGWD 4 | 508809 |  |  | 1 | EES.EES.EL_EHV_LONGWD7.B
5217 | SARELHVALLYD | SWPP | RCF | 2 |  | Contingent | CSWS | VALLIANT | CSWS | LYDIA | 345 |  | 1052 | 1195 | 1052 | 1195 | 1052 | 1195 | 1195 | 1195 | OTDF | LN VALLIANT - LYDIA 345 kV | 169 | VALIANT2 | 510911 | LYDIA 7 | 508298 |  |  | 1 | CSWS.CSWS.926.A
5218 | BEAEURFLIBRO | SWPP | RCF | 2 |  | Monitored | SPA | BEAVER1 | SPA | EURK_SPA | 161 |  | 273 | 307 | 237 | 246 | 273 | 307 | 307 | 307 | OTDF | LN BEAVER1 - EURK_SPA 161 kV | 20 | BEAVER 5 | 505480 |  |  |  |  | 1 | SPA.SPA.BEAVER_EUREKA1.A
5218 | BEAEURFLIBRO | SWPP | RCF | 2 |  | Contingent | CSWS | FLINTCRK | AECI | BROOK_LN | 345 |  | 273 | 307 | 237 | 246 | 273 | 307 | 307 | 307 | OTDF | LN FLINTCRK - BROOK_LN 345 kV | 20 | FLINTCR7 | 506935 | BROOKLINE 5 | 549984 |  |  | 1 | AECI.AECI.FLNTCK-BROOK1.A
5221 | REDWILLMINGO | SWPP | RCF | 1 | SWPP | Monitored | NPPD | REDWLO1 | SECI | MINGO1 | 345 |  | 547 | 547 | 505 | 505 | 547 | 547 | 547 | 547 | OTDF | LN REDWLO1 - MINGO1 345 kV | 79 | REDWILO3 | 640325 | MINGO 3 | 531451 |  |  | 1 | NPPD.NPPD.10152.A
5223 | TAHH59MUSFTS | SWPP | RCF | 2 |  | Monitored | GRDA | TAHLQH5 | OKGE | HWY59TP | 161 |  | 148 | 185 | 148 | 185 | 148 | 185 | 148 | 211 | OTDF | LN TAHLQH5 - HWY59TP 161 kV | 45 | TAHLQH 2 | 512655 | HWY59TP5 | 515527 |  |  | 1 | GRDA.GRDA.TAHLQH5_HWY59T.A
5223 | TAHH59MUSFTS | SWPP | RCF | 2 |  | Contingent | OKGE | MUSKOGEE | OKGE | FTSMTH | 345 |  | 148 | 185 | 148 | 185 | 148 | 185 | 148 | 211 | OTDF | LN MUSKOGEE - FTSMTH 345 kV | 45 | MUSKOGE2 | 515224 | FTSMTHW5 | 515302 |  |  | 1 | OKGE.OKGE.9099.A
5247 | SPPSPSTIES | SWPP | CFG | 9 |  | Monitored | OKGE | BORDER | SPS | TUCO | 345 |  | 1410 | 1410 | 1410 | 1410 | 1410 | 1410 | 1410 | 1410 | OTDF | LN BORDER - TUCO 345 kV | 0 | BORDER 7 | 515458 | TUCO_INT 6 | 525832 |  |  | 1 | SPS.SPS.TUCO_BORDER.A
5247 | SPPSPSTIES | SWPP | CFG | 9 |  | Monitored | OKGE | BVRCNTY7 | SPS | HITCH | 345 |  | 1410 | 1410 | 1410 | 1410 | 1410 | 1410 | 1410 | 1410 | OTDF | LN BVRCNTY7 - HITCH 345 kV | 0 | BVRCNTY7 | 515554 | HITCHLAND 7 | 523097 |  |  | 1 | OKGE.OKGE.HITCH_WDWRD1.A
5247 | SPPSPSTIES | SWPP | CFG | 9 |  | Monitored | OKGE | BVRCNTY7 | SPS | HITCH | 345 |  | 1410 | 1410 | 1410 | 1410 | 1410 | 1410 | 1410 | 1410 | OTDF | LN BVRCNTY7 - HITCH 345 kV | 0 | BVRCNTY7 | 515554 | HITCHLAND 7 | 523097 |  |  | 1 | OKGE.OKGE.HITCH_WDWRD2.A
5247 | SPPSPSTIES | SWPP | CFG | 9 |  | Monitored | SPS | CARPENTR | SPS | HITCH | 345 |  | 1410 | 1410 | 1410 | 1410 | 1410 | 1410 | 1410 | 1410 | OTDF | LN CARPENTR - HITCH 345 kV | 0 | Carpenter Walkemeyer | 523823 | HITCHLAND 7 | 523097 |  |  | 1 | SPS.SPS.CARPNTR_HITCH.A
5247 | SPPSPSTIES | SWPP | CFG | 9 |  | Monitored | CSWS | JERICHO_ | SPS | KIRBY_SU | 115 |  | 1410 | 1410 | 1410 | 1410 | 1410 | 1410 | 1410 | 1410 | OTDF | LN JERICHO_ - KIRBY_SU 115 kV | 0 | JERICHO3 | 512086 | KIRBY 3 | 524088 |  |  | 1 | CSWS.CSWS.622.1
5247 | SPPSPSTIES | SWPP | CFG | 9 |  | Monitored | SECI | LIBERAL_ | SPS | TEXAS_CO | 115 |  | 1410 | 1410 | 1410 | 1410 | 1410 | 1410 | 1410 | 1410 | OTDF | LN LIBERAL_ - TEXAS_CO 115 kV | 0 | E-LIBER3 | 539672 | TC-TXCOUNTY2 | 523090 |  |  | 1 | SECI.SECI.TEXASLIBER11_1.1
5247 | SPPSPSTIES | SWPP | CFG | 9 |  | Monitored | CSWS | OKLAUNIO | SPS | TUCO | 345 |  | 1410 | 1410 | 1410 | 1410 | 1410 | 1410 | 1410 | 1410 | OTDF | LN OKLAUNIO - TUCO 345 kV | 0 | O.K.U.-7 | 511456 | TUCO_INT 6 | 525832 |  |  | 1 | SPS.SPS.136.1
5247 | SPPSPSTIES | SWPP | CFG | 9 |  | Monitored | CSWS | SHAMROCK | SPS | MCLEAN_S | 115 |  | 1410 | 1410 | 1410 | 1410 | 1410 | 1410 | 1410 | 1410 | OTDF | LN SHAMROCK - MCLEAN_S 115 kV | 0 | SHAM 3WT | 512107 | MCLEAN 3 | 523811 |  |  | 1 | SPS.SPS.49.1
5247 | SPPSPSTIES | SWPP | CFG | 9 |  | Monitored | CSWS | SWEETWT6 | SPS | WHEELER | 230 |  | 1410 | 1410 | 1410 | 1410 | 1410 | 1410 | 1410 | 1410 | OTDF | LN SWEETWT6 - WHEELER 230 kV | 0 | SWEETWT6 | 511541 | WHEELER 6 | 523777 |  |  | 1 | SPS.SPS.SWEET_WHEEL.A
5250 | SHAXFRELKXFR | SWPP | CFG | 2 | SWPP | Monitored | CSWS | SHAM | CSWS | SHAM | 115/69 |  | 63 | 69 | 63 | 69 | 63 | 69 | 63 | 69 | OTDF | XF SHAM 115/69 kV | 4 | SHAM 2WT | 915031 | SHAM 2WT | 512106 |  |  | 1 | CSWS.CSWS.SHAM.S_ID.115_69
5250 | SHAXFRELKXFR | SWPP | CFG | 2 | SWPP | Contingent | CSWS | ELK-CITY | CSWS | ELK-CITY | 230/138 |  | 63 | 69 | 63 | 69 | 63 | 69 | 63 | 69 | OTDF | XF ELK-CITY 230/138 kV | 4 | ELKCTY-2 | 511490 | ELKCTY-2 | 511458 |  |  | 2 | CSWS.CSWS.ELK-CITY.2220.5
5267 | RUSDARANOFTS | MISO | RCF | 2 | MISO | Monitored | EES | RUSL_S | SPA | DARD_D | 161 |  | 396 | 396 | 396 | 396 | 396 | 396 | 396 | 396 | OTDF | LN RUSL_S - DARD_D 161 kV | 19.92 | 5RUSSELVL.S | 337904 | DARDANE5 | 505508 |  |  | 1 | SPA.SPA.DARD_D-RUSL-S5.A
5267 | RUSDARANOFTS | MISO | RCF | 2 | MISO | Contingent | EES | ARK_NU | OKGE | FTSMTH | 500 |  | 396 | 396 | 396 | 396 | 396 | 396 | 396 | 396 | OTDF | LN ARK_NU - FTSMTH 500 kV | 19.92 | 1ANO U1 | 337909 | FTSMTHW5 | 515305 |  |  | 1 | OKGE.OKGE.FTSMTH-ARK_NU8.A
5320 | WELLYDWELNWT | SWPP | RCF | 2 | SWPP | Monitored | CSWS | WELSH | CSWS | LYDIA | 345 |  | 905 | 1059 | 905 | 1059 | 905 | 1059 | 1056 | 1183 | OTDF | LN WELSH - LYDIA 345 kV | 119 | WELSHRE4 | 0 | LYDIA 7 | 508298 |  |  | 1 | CSWS.CSWS.925.A
5320 | WELLYDWELNWT | SWPP | RCF | 2 | SWPP | Contingent | CSWS | WELSH | CSWS | NWTEXAR | 345 |  | 905 | 1059 | 905 | 1059 | 905 | 1059 | 1056 | 1183 | OTDF | LN WELSH - NWTEXAR 345 kV | 119 | WELSHRE4 | 0 | NWTXARK4 | 508072 |  |  | 1 | CSWS.CSWS.953.A
5340 | EROAVOFLIMON | SWPP | RCF | 2 |  | Monitored | CSWS | EROGERS | CSWS | AVOCA | 161 |  | 220 | 220 | 220 | 220 | 220 | 220 | 266 | 273 | OTDF | LN EROGERS - AVOCA 161 kV | 23 | EROGERS2 | 506931 | AVOCA 5 | 504000 |  |  | 1 | CSWS.CSWS.EROG_BEAVER_1A.A
5340 | EROAVOFLIMON | SWPP | RCF | 2 |  | Contingent | CSWS | FLINTCRK | AECI | BROOK_LN | 345 |  | 220 | 220 | 220 | 220 | 220 | 220 | 266 | 273 | OTDF | LN FLINTCRK - BROOK_LN 345 kV | 23 | FLINTCR7 | 506935 | BROOKLINE 5 | 549984 |  |  | 1 | AECI.AECI.FLNTCK-BROOK1.A
5348 | NPLSTOGTLRED | SWPP | INT | 2 |  | Monitored | NPPD | N_PLT1 | NPPD | STOCKVL | 115 |  | 137 | 151 | 137 | 151 | 137 | 151 | 137 | 151 | OTDF | LN N_PLT1 - STOCKVL 115 kV | 17 | N.PLATT4 | 640287 | STOCKVL7 | 640365 |  |  | 1 | NPPD.NPPD.N_PLT1_STOCKVL.A
5348 | NPLSTOGTLRED | SWPP | INT | 2 |  | Contingent | NPPD | G_GENT1 | NPPD | REDWLO1 | 345 |  | 137 | 151 | 137 | 151 | 137 | 151 | 137 | 151 | OTDF | LN G_GENT1 - REDWLO1 345 kV | 17 | GENTLMN3 | 640183 | REDWILO3 | 640325 |  |  | 1 | NPPD.NPPD.12111.A
5364 | BRKXF1BRKXF2 | SWPP | RCF | 2 |  | Monitored | AECI | BROOK_LN | AECI | BROOK_LN | 345/161 |  | 400 | 400 | 400 | 400 | 400 | 400 | 400 | 400 | OTDF | XF BROOK_LN 345/161 kV | 93 | BROOKLINE 5 | 549984 | BROOKLINE 5 | 549969 |  |  | 1 | AECI.AECI.BROOK_LN.3145.T1
5364 | BRKXF1BRKXF2 | SWPP | RCF | 2 |  | Contingent | AECI | BROOK_LN | AECI | BROOK_LN | 345/161 |  | 400 | 400 | 400 | 400 | 400 | 400 | 400 | 400 | OTDF | XF BROOK_LN 345/161 kV | 93 | BROOKLINE 5 | 549984 | BROOKLINE 5 | 549969 |  |  | 2 | AECI.AECI.BROOK_LN.3146.T2
5371 | OSGCANBUSDEA | SWPP | INT | 2 |  | Monitored | SPS | RANDALL1 | SPS | CANYON_E | 115 |  | 248 | 274 | 248 | 274 | 248 | 274 | 277 | 304 | OTDF | LN RANDALL1 - CANYON_E 115 kV | 42 | RANDALL 3 | 524364 | CANYON E_TP3 | 524522 |  |  | 1 | SPS.SPS.CANYNE_RANDAL2.A
5371 | OSGCANBUSDEA | SWPP | INT | 2 |  | Contingent | SPS | BUSHLAND | SPS | DEAFSMIT | 230 |  | 248 | 274 | 248 | 274 | 248 | 274 | 277 | 304 | OTDF | LN BUSHLAND - DEAFSMIT 230 kV | 42 | BUSHLAND 6 | 524267 | DEAFSMITH 3 | 524623 |  |  | 1 | SPS.SPS.BUSHL_DEAFSM.1
5375 | NEORIVNEOBLC | SWPP | RCF | 2 | SWPP | Monitored | WR | NSES | EDE | RAM452 | 161 |  | 229 | 244 | 212 | 237 | 229 | 244 | 248 | 270 | OTDF | LN NSES - RAM452 161 kV | 51 | NEOSHO 2 | 532937 | RIV4525 | 547469 |  |  | 1 | WR.WR.10291.A
5375 | NEORIVNEOBLC | SWPP | RCF | 2 | SWPP | Contingent | WR | N345 | AECI | BLACKBRY | 345 |  | 229 | 244 | 212 | 237 | 229 | 244 | 248 | 270 | OTDF | LN N345 - BLACKBRY 345 kV | 51 | NEOSHO 7 | 532793 | 3007397BLACKBERRY | 300739 |  |  | 1 | WR.WR.BLCKBRY_NEOSH.A
5376 | IPMWALDOLSWS | MISO | RCF | 2 | MISO | Monitored | CLEC | IPMANS | CSWS | WALLACE3 | 138 |  | 188 | 188 | 188 | 188 | 188 | 188 | 233 | 234 | OTDF | LN IPMANS - WALLACE3 138 kV | 22 | IPAPER 4 | 500430 | WALLAKE2 | 507765 |  |  | 1 | CLEC.CLEC.MANSF_CLECO_1A.A
5376 | IPMWALDOLSWS | MISO | RCF | 2 | MISO | Contingent | CLEC | DOLET | CSWS | SWSHREV | 345 |  | 188 | 188 | 188 | 188 | 188 | 188 | 233 | 234 | OTDF | LN DOLET - SWSHREV 345 kV | 22 | DOLHILL6 | 500250 | SW SHV 4 | 507760 |  |  | 1 | CLEC.CLEC.DH345_CLECO_1A.A
5401 | SSHWALDOLXFR | SWPP | RCF | 2 |  | Monitored | CSWS | SSHREVE | CSWS | WALLACE3 | 138 |  | 188 | 188 | 188 | 188 | 188 | 188 | 204 | 229 | OTDF | LN SSHREVE - WALLACE3 138 kV | 57 | S SHV 2 | 507755 | WALLAKE2 | 507765 |  |  | 1 | CSWS.CSWS.865.A
5401 | SSHWALDOLXFR | SWPP | RCF | 2 |  | Contingent | CLEC | DOLET | CLEC | DOLET | 345/230 |  | 188 | 188 | 188 | 188 | 188 | 188 | 204 | 229 | OTDF | XF DOLET 345/230 kV | 57 | DOLHILL6 | 500250 | DOLHILL6 | 500260 |  |  | 2 | CLEC.CLEC.DOLET.5093.DOLET_AUTO
5402 | BRKXF2BRKXF1 | SWPP | RCF | 2 |  | Monitored | AECI | BROOK_LN | AECI | BROOK_LN | 345/161 |  | 400 | 400 | 400 | 400 | 400 | 400 | 400 | 400 | OTDF | XF BROOK_LN 345/161 kV | 93 | BROOKLINE 5 | 549984 | BROOKLINE 5 | 549969 |  |  | 2 | AECI.AECI.BROOK_LN.3146.T2
5402 | BRKXF2BRKXF1 | SWPP | RCF | 2 |  | Contingent | AECI | BROOK_LN | AECI | BROOK_LN | 345/161 |  | 400 | 400 | 400 | 400 | 400 | 400 | 400 | 400 | OTDF | XF BROOK_LN 345/161 kV | 93 | BROOKLINE 5 | 549984 | BROOKLINE 5 | 549969 |  |  | 1 | AECI.AECI.BROOK_LN.3145.T1
5406 | VINHAYKNOXFR | SWPP | INT | 2 |  | Monitored | MIDW | VINETAP3 | MIDW | NHAYS | 115 |  | 83 | 99 | 83 | 99 | 83 | 99 | 106 | 118 | OTDF | LN VINETAP3 - NHAYS 115 kV | 8 | VINETAP3 | 530693 | N HAYS3 | 530581 |  |  | 1 | WR.MIDW.NHAYS_VINETAP3.A
5406 | VINHAYKNOXFR | SWPP | INT | 2 |  | Contingent | MIDW | KNOLL1 | MIDW | KNOLL1 | 230/115 |  | 83 | 99 | 83 | 99 | 83 | 99 | 106 | 118 | OTDF | XF KNOLL1 230/115 kV | 8 | GMECG1 1 | 530558 | GMECG1 1 | 530561 |  |  | 3 | WR.MIDW.KNOLL1.9989.A
5407 | PENMUN87TCRA | SWPP | INT | 2 |  | Monitored | WR | PENT | WR | MUND3 | 115 |  | 173 | 206 | 173 | 206 | 173 | 206 | 173 | 206 | OTDF | LN PENT - MUND3 115 kV | 24 | PENTAGN3 | 533261 | MUND 3 | 533282 |  |  | 2 | WR.WR.4207.B
5407 | PENMUN87TCRA | SWPP | INT | 2 |  | Contingent | WR | 87TH_ST | KCPL | CRAIG | 345 |  | 173 | 206 | 173 | 206 | 173 | 206 | 173 | 206 | OTDF | LN 87TH_ST - CRAIG 345 kV | 24 | 87TH 7 | 532775 | CRAIG 7 | 542977 |  |  | 1 | WR.WR.CRAIG__STR_CR1.A
5424 | DOLXFRLONSAR | MISO | RCF | 2 | MISO | Monitored | CLEC | DOLET | CLEC | DOLET | 345/230 |  | 700 | 771 | 700 | 771 | 700 | 771 | 700 | 771 | OTDF | XF DOLET 345/230 kV | 94.4 | DOLHILL6 | 500250 | DOLHILL6 | 500260 |  |  | 2 | CLEC.CLEC.DOLET.5093.DOLET_AUTO
5424 | DOLXFRLONSAR | MISO | RCF | 2 | MISO | Contingent | CSWS | LONGWOO | EES | SAREPT | 345 |  | 700 | 771 | 700 | 771 | 700 | 771 | 700 | 771 | OTDF | LN LONGWOO - SAREPT 345 kV | 94.4 | LONGWD 4 | 508809 | 3SAREPTA! | 337376 |  |  | 1 | EES.EES.EL_EHV_LONGWD7.B
5426 | FULPATLONSAR | SWPP | RCF | 2 |  | Monitored | CSWS | FULTON_C | EES | PAT_WX | 115 |  | 158 | 158 | 158 | 158 | 158 | 158 | 159 | 159 | OTDF | LN FULTON_C - PAT_WX 115 kV | 17 | FULTON 3 | 503912 | 3PATMOS.W# | 338875 |  |  | 1 | EES.EES.FULTON_PATMO.A
5426 | FULPATLONSAR | SWPP | RCF | 2 |  | Contingent | CSWS | LONGWOO | EES | SAREPT | 345 |  | 158 | 158 | 158 | 158 | 158 | 158 | 159 | 159 | OTDF | LN LONGWOO - SAREPT 345 kV | 17 | LONGWD 4 | 508809 | 3SAREPTA! | 337376 |  |  | 1 | EES.EES.EL_EHV_LONGWD7.B
5427 | PENAFTGRDTON | SWPP | RCF | 2 |  | Monitored | GRDA | PENSA1 | GRDA | KETCHUM | 161 |  | 194 | 194 | 194 | 194 | 194 | 194 | 248 | 248 | OTDF | LN PENSA1 - KETCHUM 161 kV | 18 | PENSA 2 | 512654 | KETCHUM5 | 512669 |  |  | 1 | GRDA.GRDA.KETCHUM_PENSA1.A
5427 | PENAFTGRDTON | SWPP | RCF | 2 |  | Contingent | GRDA | GRDA17 | GRDA | TONNECE | 345 |  | 194 | 194 | 194 | 194 | 194 | 194 | 248 | 248 | OTDF | LN GRDA17 - TONNECE 345 kV | 18 | GRDA1 5 | 512650 | TONECE7 | 512750 |  |  | 1 | GRDA.GRDA.TONN_GRDA.A
5445 | SPRCLAHUBMOR | SWPP | RCF | 2 | SWPP | Monitored | SPA | SPRGFLD | AECI | CLAY2 | 161 |  | 223 | 223 | 223 | 223 | 223 | 223 | 223 | 223 | OTDF | LN SPRGFLD - CLAY2 161 kV | 21 | SPRGFLD2 | 505492 | CLAY 5 | 549970 |  |  | 1 | SPA.SPA.SPFLD-CLAY.A
5445 | SPRCLAHUBMOR | SWPP | RCF | 2 | SWPP | Contingent | AECI | MORGAN | AECI | HUBEN | 345 |  | 223 | 223 | 223 | 223 | 223 | 223 | 223 | 223 | OTDF | LN MORGAN - HUBEN 345 kV | 21 | 5MORGAN | 0 | 5HUBEN | 300042 |  |  | 1 | AECI.AECI.HUBEN_MORGAN.A
5452 | NEORIVASBLIT | SWPP | RCF | 2 |  | Monitored | WR | NSES | EDE | RAM452 | 161 |  | 229 | 244 | 212 | 237 | 229 | 244 | 248 | 270 | OTDF | LN NSES - RAM452 161 kV | 58 | NEOSHO 2 | 532937 | RIV4525 | 547469 |  |  | 1 | WR.WR.10291.A
5452 | NEORIVASBLIT | SWPP | RCF | 2 |  | Contingent | WR | LITC | EDE | ASB3491 | 161 |  | 229 | 244 | 212 | 237 | 229 | 244 | 248 | 270 | OTDF | LN LITC - ASB3491 161 kV | 58 | LITCH 5 | 532932 | ASB349 5 | 547476 |  |  | 1 | EDE.EDE.10282.A
5469 | MARMARMARCRE | SWPP | RCF | 2 |  | Monitored | AECI | MARYVIL | MPS | MRYVL_SJ | 161 |  | 557 | 557 | 557 | 557 | 557 | 557 | 557 | 557 | OTDF | LN MARYVIL - MRYVL_SJ 161 kV | 25 | 5MARYVL | 300097 | MARYVLE5 | 541251 |  |  | 1 | MPS.MPS.MARY-MARY_SJ.A
5469 | MARMARMARCRE | SWPP | RCF | 2 |  | Contingent | AECI | MARYVIL | WAUE | CRESTONW | 161 |  | 557 | 557 | 557 | 557 | 557 | 557 | 557 | 557 | OTDF | LN MARYVIL - CRESTONW 161 kV | 25 | 5MARYVL | 300097 | CRESTON5 | 652560 |  |  | 1 | WAUE.WAUE.CRESTMARYV16_1.1
5496 | EASXFREASSTJ | SWPP | RCF | 2 |  | Monitored | MPS | EASTTOWN | MPS | EASTTOWN | 345/161 |  | 400 | 440 | 400 | 440 | 400 | 440 | 400 | 440 | OTDF | XF EASTTOWN 345/161 kV | 64 | EASTOWN7 | 541400 | EASTOWN7 | 541401 |  |  | 1 | MPS.MPS.EASTTOWN.XF11.XF11
5496 | EASXFREASSTJ | SWPP | RCF | 2 |  | Contingent | MPS | EASTTOWN | MPS | ST_JOE | 345 |  | 400 | 440 | 400 | 440 | 400 | 440 | 400 | 440 | OTDF | LN EASTTOWN - ST_JOE 345 kV | 64 | EASTOWN7 | 541400 | ST JOE 3 | 541199 |  |  | 1 | MPS.MPS.EASTTOWN_STJOE.A
5497 | HAWXFRHAWXFR | SWPP | RCF | 2 |  | Monitored | KCPL | HAWTHORN | KCPL | HAWTHORN | 345/161 |  | 500 | 550 | 500 | 550 | 500 | 550 | 500 | 550 | OTDF | XF HAWTHORN 345/161 kV | 166 | HAWTH 7 | 542972 | HAWTH 7 | 542973 |  |  | 1 | KCPL.KCPL.HAWTHORN.XF20.XF20
5497 | HAWXFRHAWXFR | SWPP | RCF | 2 |  | Contingent | KCPL | HAWTHORN | KCPL | HAWTHORN | 345/161 |  | 500 | 550 | 500 | 550 | 500 | 550 | 500 | 550 | OTDF | XF HAWTHORN 345/161 kV | 166 | HAWTH 7 | 542972 | HAWTH 7 | 542973 |  |  | 2 | KCPL.KCPL.HAWTHORN.XF22.XF22
5499 | NORCROGRACRO | SWPP | INT | 2 |  | Monitored | KCPL | NRTHEAST | KCPL | CHARLOT5 | 161 |  | 259 | 259 | 259 | 259 | 259 | 259 | 259 | 259 | OTDF | LN NRTHEAST - CHARLOT5 161 kV | 21 | NEAST 5 | 542985 | CHARLOT5 | 543133 |  |  | 1 | KCPL.KCPL.CHARLOT5_NRTHE.A
5499 | NORCROGRACRO | SWPP | INT | 2 |  | Contingent | KCPL | GA_WEST | KCPL | CROSTOWN | 161 |  | 259 | 259 | 259 | 259 | 259 | 259 | 259 | 259 | OTDF | LN GA_WEST - CROSTOWN 161 kV | 21 | GRAND W5 | 542988 | CROSTWN5 | 542990 |  |  | 1 | KCPL.KCPL.CROSTO_GA_WES1.1
5501 | CBLS56ROLMAD | SWPP | RCF | 2 | MISO | Monitored | MEC | CBLUFFS | OPPD | SUB3456 | 345 |  | 956 | 956 | 956 | 956 | 956 | 956 | 956 | 956 | OTDF | LN CBLUFFS - SUB3456 345 kV | 68 | CBLUFFS8 | 635000 | S3456 3 | 645456 |  |  | 1 | MEC.MEC.SUB34CBLUF34_1.1
5501 | CBLS56ROLMAD | SWPP | RCF | 2 | MISO | Contingent | MEC | ROLLHILS | MEC | ORENTDRT | 345 |  | 956 | 956 | 956 | 956 | 956 | 956 | 956 | 956 | OTDF | LN ROLLHILS - ORENTDRT 345 kV | 68 | RLHILLS3 | 635100 | ORENTDRT | 635570 |  |  | 1 | MEC.MEC.ROLLHORENT34_1.1
5502 | CBLS56FALGRI | SWPP | RCF | 2 | MISO | Monitored | MEC | CBLUFFS | OPPD | SUB3456 | 345 |  | 956 | 956 | 956 | 956 | 956 | 956 | 956 | 956 | OTDF | LN CBLUFFS - SUB3456 345 kV | 70 | CBLUFFS8 | 635000 | S3456 3 | 645456 |  |  | 1 | MEC.MEC.SUB34CBLUF34_1.1
5502 | CBLS56FALGRI | SWPP | RCF | 2 | MISO | Contingent | MEC | ARBHLDEZ | MEC | RACCNDGX | 345 |  | 956 | 956 | 956 | 956 | 956 | 956 | 956 | 956 | OTDF | LN ARBHLDEZ - RACCNDGX 345 kV | 70 | ARBHLDEZ | 635580 | RACCNDGX | 0 |  |  | 1 | MEC.MEC.RACCNARBHL34_1.1
5507 | VICXFRWAYSTE | SWPP | INT | 2 |  | Monitored | NPPD | VICTRY_H | NPPD | VICTRY_H | 230/115 |  | 187 | 234 | 187 | 234 | 187 | 234 | 187 | 234 | OTDF | XF VICTRY_H 230/115 kV | 8 | VICTRYH7 | 640396 | VICTRYH7 | 640397 |  |  | 1 | NPPD.NPPD.VICTRY_H.1.1
5507 | VICXFRWAYSTE | SWPP | INT | 2 |  | Contingent | WAUE | STEGALL | WAUE | WAYSID_W | 230 |  | 187 | 234 | 187 | 234 | 187 | 234 | 187 | 234 | OTDF | LN STEGALL - WAYSID_W 230 kV | 8 | STEGALL4 | 652873 | WAYSIDE4 | 640404 |  |  | 1 | WAUE.WAUE.WAYSISTEGA23_1.1
5508 | NEBS56S40S55 | SWPP | RCF | 2 | SWPP | Monitored | OPPD | NEBRCTY | OPPD | SUB3456 | 345 |  | 956 | 956 | 956 | 956 | 956 | 956 | 956 | 956 | OTDF | LN NEBRCTY - SUB3456 345 kV | 162 | S3458 3 | 645458 | S3456 3 | 645456 |  |  | 1 | OPPD.OPPD.NEBRCSUB3434_1.1
5508 | NEBS56S40S55 | SWPP | RCF | 2 | SWPP | Contingent | OPPD | SUB3740 | OPPD | SUB3455 | 345 |  | 956 | 956 | 956 | 956 | 956 | 956 | 956 | 956 | OTDF | LN SUB3740 - SUB3455 345 kV | 162 | S3740 3 | 645740 | S3455 3 | 645455 |  |  | 1 | OPPD.OPPD.SUB37SUB3434_1.1
5509 | SIOTWIRAUHOS | SWPP | RCF | 2 | SWPP | Monitored | WAUE | SIOUXCY | NPPD | TWINCHUR | 230 |  | 320 | 352 | 320 | 352 | 320 | 352 | 320 | 352 | OTDF | LN SIOUXCY - TWINCHUR 230 kV | 101 | SIOUXC49 | 652565 | TWIN CH4 | 640386 |  |  | 1 | WAUE.WAUE.SIOUXTWIN_23_1.1
5509 | SIOTWIRAUHOS | SWPP | RCF | 2 | SWPP | Contingent | MEC | RAUN | NPPD | HOSKINS | 345 |  | 320 | 352 | 320 | 352 | 320 | 352 | 320 | 352 | OTDF | LN RAUN - HOSKINS 345 kV | 101 | RAUN 3 | 635200 | HOSKINS3 | 640226 |  |  | 1 | MEC.MEC.RAUNHOSKI34_1.1
5510 | SIDOGASIDKEY | SWPP | RCF | 3 | SWPP | Monitored | NPPD | SIDNEY | NPPD | OGALALA | 230 |  | 320 | 352 | 320 | 352 | 320 | 352 | 320 | 352 | OTDF | LN SIDNEY - OGALALA 230 kV | 44 | SIDNEY 7 | 659134 | OGALALA7 | 640302 |  |  | 1 | NPPD.NPPD.SIDNEOGALA23_1.1
5510 | SIDOGASIDKEY | SWPP | RCF | 3 | SWPP | Contingent | WAUE | SIDNEYM | NPPD | KEYSTONE | 345 |  | 320 | 352 | 320 | 352 | 320 | 352 | 320 | 352 | OTDF | LN SIDNEYM - KEYSTONE 345 kV | 44 | SIDXFMR4 | 659133 | KEYSTON7 | 640252 |  |  | 1 | WAUE.WAUE.SIDNEKEYST34_1.1
5510 | SIDOGASIDKEY | SWPP | RCF | 3 | SWPP | Contingent | WAUE | SIDNEYM | WAUE | SIDNEYM | 345 |  | 320 | 352 | 320 | 352 | 320 | 352 | 320 | 352 | OTDF | LN SIDNEYM - SIDNEYM 345 kV | 44 | SIDXFMR4 | 659133 | SIDXFMR4 | 659133 |  |  | 1 | WAUE.WAUE.SIDNESIDNE34_1.S
5511 | HOBCARHOBALT | SWPP | INT | 4 | SWPP | Monitored | CSWS | HOBART_J | CSWS | CRNGIE_S | 138 |  | 136 | 136 | 136 | 136 | 136 | 136 | 169 | 169 | OTDF | LN HOBART_J - CRNGIE_S 138 kV | 20 | HOB-JCT2 | 511463 | CARNEG-4 | 511445 |  |  | 1 | CSWS.CSWS.CRNGIHOBAR13_1.A
5511 | HOBCARHOBALT | SWPP | INT | 4 | SWPP | Contingent | CSWS | HOBART_J | CSWS | MARTHA | 138 |  | 136 | 136 | 136 | 136 | 136 | 136 | 169 | 169 | OTDF | LN HOBART_J - MARTHA 138 kV | 20 | HOB-JCT2 | 511463 | MARTHA ¦ PSO | 511564 |  |  | 1 | CSWS.CSWS.HOBART_MARTHA.A
5511 | HOBCARHOBALT | SWPP | INT | 4 | SWPP | Contingent | CSWS | MARTHA | CSWS | OMALTUS4 | 138 |  | 136 | 136 | 136 | 136 | 136 | 136 | 169 | 169 | OTDF | LN MARTHA - OMALTUS4 138 kV | 20 | MARTHA ¦ PSO | 511564 | OMALTUS4 | 529302 |  |  | 1 | CSWS.CSWS.MARTHA_OMALTUS.A
5511 | HOBCARHOBALT | SWPP | INT | 4 | SWPP | Contingent | CSWS | OMPVET4 | CSWS | OMALTUS4 | 138 |  | 136 | 136 | 136 | 136 | 136 | 136 | 169 | 169 | OTDF | LN OMPVET4 - OMALTUS4 138 kV | 20 | OMPVET-4 | 529298 | OMALTUS4 | 529302 |  |  | 1 | CSWS.CSWS.VETRN_ALT.A
5514 | ARSMCWARSTRI | SWPP | RCF | 3 |  | Monitored | CSWS | ARSENAL | CSWS | MCWILLIE | 138 |  | 271 | 308 | 271 | 308 | 271 | 308 | 339 | 368 | OTDF | LN ARSENAL - MCWILLIE 138 kV | 16 | ARSHILL2 | 507711 | MCWILLI4 | 507742 |  |  | 1 | CSWS.CSWS.826C.T1
5514 | ARSMCWARSTRI | SWPP | RCF | 3 |  | Contingent | CSWS | ARSENAL | CSWS | FORTHUM | 138 |  | 271 | 308 | 271 | 308 | 271 | 308 | 339 | 368 | OTDF | LN ARSENAL - FORTHUM 138 kV | 16 | ARSHILL2 | 507711 | FTHUMBG2 | 507731 |  |  | 1 | CSWS.CSWS.ARSENFORTH13_1.A
5514 | ARSMCWARSTRI | SWPP | RCF | 3 |  | Contingent | CSWS | FORTHUM | CSWS | TRICHEL | 138 |  | 271 | 308 | 271 | 308 | 271 | 308 | 339 | 368 | OTDF | LN FORTHUM - TRICHEL 138 kV | 16 | FTHUMBG2 | 507731 | TRICHEL4 | 507763 |  |  | 1 | CSWS.CSWS.838.A
5525 | BONHACAESTAR | SWPP | INT | 2 |  | Monitored | CSWS | BONANZA | CSWS | HACKETT | 161 |  | 158 | 178 | 158 | 178 | 158 | 178 | 196 | 212 | OTDF | LN BONANZA - HACKETT 161 kV | 7 | BONANZA5 | 507182 | HACKETT 5 | 504181 |  |  | 1 | CSWS.CSWS.BONANHACKE16_1.A
5525 | BONHACAESTAR | SWPP | INT | 2 |  | Contingent | OKGE | AES5 | OKGE | TARBY1 | 161 |  | 158 | 178 | 158 | 178 | 158 | 178 | 196 | 212 | OTDF | LN AES5 - TARBY1 161 kV | 7 | AES 5 | 515262 | TARBY 2 | 515264 |  |  | 1 | OKGE.OKGE.9127.A
5526 | REDMINAXTPOS | SWPP | RCF | 2 | SWPP | Monitored | NPPD | REDWLO1 | SECI | MINGO1 | 345 |  | 956 | 966 | 956 | 966 | 956 | 966 | 956 | 966 | OTDF | LN REDWLO1 - MINGO1 345 kV | 84 | REDWILO3 | 640325 | MINGO 3 | 531451 |  |  | 1 | NPPD.NPPD.10152.A
5526 | REDMINAXTPOS | SWPP | RCF | 2 | SWPP | Contingent | MIDW | MACON345 | MIDW | POSTROCK | 345 |  | 956 | 966 | 956 | 966 | 956 | 966 | 956 | 966 | OTDF | LN MACON345 - POSTROCK 345 kV | 84 | MACON345 | 0 | POSTROCK7 | 530583 |  |  | 1 | WR.MIDW.POSTRK_MACON.1
5527 | KNONHAPOSSHA | SWPP | RCF | 2 | SWPP | Monitored | MIDW | KNOLL1 | MIDW | NHAYS | 115 |  | 83 | 99 | 83 | 99 | 83 | 99 | 106 | 118 | OTDF | LN KNOLL1 - NHAYS 115 kV | 73 | GMECG1 1 | 530561 | N HAYS3 | 530581 |  |  | 1 | WR.MIDW.9994.A
5527 | KNONHAPOSSHA | SWPP | RCF | 2 | SWPP | Contingent | MIDW | POSTROCK | MIDW | SHAYS | 230 |  | 83 | 99 | 83 | 99 | 83 | 99 | 106 | 118 | OTDF | LN POSTROCK - SHAYS 230 kV | 73 | POSTROCK7 | 0 | S HAYS 3 | 530582 |  |  | 1 | WR.MIDW.SHAYS_KNOLL1.B
5528 | SMOSUMMULCIR | SWPP | INT | 2 |  | Monitored | MIDW | WR_SMKHL | MIDW | SUMM | 230 |  | 330 | 350 | 330 | 350 | 330 | 350 | 363 | 363 | OTDF | LN WR_SMKHL - SUMM 230 kV | 38 | SMOKYHL6 | 530592 | SUMMIT 7 | 532873 |  |  | 1 | WR.MIDW.SUMM_SMKHL.A
5528 | SMOSUMMULCIR | SWPP | INT | 2 |  | Contingent | SECI | MULGRE2 | WR | CIRC | 230 |  | 330 | 350 | 330 | 350 | 330 | 350 | 363 | 363 | OTDF | LN MULGRE2 - CIRC 230 kV | 38 | GRTBEND6 | 539679 | CIRCLE 6 | 532871 |  |  | 1 | SECI.SECI.10255.A
5529 | SPSNMTIES | SWPP | INT | 4 |  | Monitored | SPS | CROSSRDS | SPS | EDDY_CO | 345 |  | 890 | 890 | 890 | 890 | 890 | 890 | 890 | 890 | OTDF | LN CROSSRDS - EDDY_CO 345 kV | 220 | CROSSROADS 7 | 527656 | EDDY_STH 3 | 527802 |  |  | 1 | SPS.SPS.EDDY_CROSSRDS.A
5529 | SPSNMTIES | SWPP | INT | 4 |  | Monitored | SPS | INKBASIN | SPS | HOBBS | 230 |  | 890 | 890 | 890 | 890 | 890 | 890 | 890 | 890 | OTDF | LN INKBASIN - HOBBS 230 kV | 220 | 527028 INK_BASIN 6 | 527028 | HOBBS_INT 6 | 527894 |  |  | 1 | SPS.SPS.INKBASIN_HOBBS.A
5529 | SPSNMTIES | SWPP | INT | 4 |  | Monitored | SPS | SAN_JUAN | SPS | CHAVES | 230 |  | 890 | 890 | 890 | 890 | 890 | 890 | 890 | 890 | OTDF | LN SAN_JUAN - CHAVES 230 kV | 220 | SN_JUAN_TAP6 | 524885 | CHAVES_CNTY3 | 527483 |  |  | 1 | SPS.SPS.OASISCHAVE23_1.A
5529 | SPSNMTIES | SWPP | INT | 4 |  | Monitored | SPS | YOAKUM | SPS | HOBBS | 345 |  | 890 | 890 | 890 | 890 | 890 | 890 | 890 | 890 | OTDF | LN YOAKUM - HOBBS 345 kV | 220 | YOAKUM 3 | 526936 | HOBBS_INT 6 | 527896 |  |  | 1 | SPS.SPS.YOAKM_HOBBS345.A
5530 | SWEGRISWEAXT | SWPP | INT | 2 |  | Monitored | NPPD | SWEETW4 | NPPD | GRISLD1 | 345 |  | 717 | 789 | 717 | 789 | 717 | 789 | 717 | 789 | OTDF | LN SWEETW4 - GRISLD1 345 kV | 40 | SWEET W3 | 640374 | GR ISLD7 | 653571 |  |  | 1 | NPPD.NPPD.GRISLD1_SWEETW.A
5530 | SWEGRISWEAXT | SWPP | INT | 2 |  | Contingent | NPPD | SWEETW4 | NPPD | AXTELL1 | 345 |  | 717 | 789 | 717 | 789 | 717 | 789 | 717 | 789 | OTDF | LN SWEETW4 - AXTELL1 345 kV | 40 | SWEET W3 | 640374 | AXTELL 3 | 640065 |  |  | 1 | NPPD.NPPD.12006.A
5537 | PATFULSARLON | SWPP | RCF | 2 | SWPP | Monitored | EES | PAT_WX | CSWS | FULTON_C | 115 |  | 158 | 158 | 158 | 158 | 158 | 158 | 159 | 159 | OTDF | LN PAT_WX - FULTON_C 115 kV | 78 | 3PATMOS.W# | 338875 | FULTON 3 | 503912 |  |  | 1 | EES.EES.FULTON_PATMO.A
5537 | PATFULSARLON | SWPP | RCF | 2 | SWPP | Contingent | EES | SAREPT | CSWS | LONGWOO | 345 |  | 158 | 158 | 158 | 158 | 158 | 158 | 159 | 159 | OTDF | LN SAREPT - LONGWOO 345 kV | 78 | 3SAREPTA! | 337376 | LONGWD 4 | 508809 |  |  | 1 | EES.EES.EL_EHV_LONGWD7.B
5538 | MOBSALTHHSAL | SWPP | RCF | 2 |  | Monitored | AMRN | MOB | KCPL | SALISBRY | 161 |  | 204 | 223 | 199 | 223 | 204 | 223 | 204 | 223 | OTDF | LN MOB - SALISBRY 161 kV | 12 | 5MOBERLY | 345221 | SALSBRY5 | 543062 |  |  | 1 | AMRN.AMRN.MOBERL_SALISB1.1
5538 | MOBSALTHHSAL | SWPP | RCF | 2 |  | Contingent | AECI | TH_HILL | KCPL | SALISBRY | 161 |  | 204 | 223 | 199 | 223 | 204 | 223 | 204 | 223 | OTDF | LN TH_HILL - SALISBRY 161 kV | 12 | 5THMHIL | 300120 | SALSBRY5 | 543062 |  |  | 1 | AECI.AECI.SALISB_THOM_H1.1
5540 | EROAVOWASNEO | SWPP | RCF | 2 |  | Monitored | CSWS | EROGERS | CSWS | AVOCA | 161 |  | 220 | 220 | 220 | 220 | 220 | 220 | 266 | 273 | OTDF | LN EROGERS - AVOCA 161 kV | 29 | EROGERS2 | 506931 | AVOCA 5 | 504000 |  |  | 1 | CSWS.CSWS.EROG_BEAVER_1A.A
5540 | EROAVOWASNEO | SWPP | RCF | 2 |  | Contingent | SPA | NEOSPA | AECI | 5WASHBR | 161 |  | 220 | 220 | 220 | 220 | 220 | 220 | 266 | 273 | OTDF | LN NEOSPA - 5WASHBR 161 kV | 29 | NEO SPA5 | 505486 | 5WASHBRN | 300129 |  |  | 1 | AECI.AECI.7358B.A
5548 | SUNAMOTOLYOA | SWPP | INT | 2 |  | Monitored | SPS | SUNDOWN2 | SPS | AMOCO_SW | 230 |  | 498 | 548 | 498 | 548 | 498 | 548 | 553 | 609 | OTDF | LN SUNDOWN2 - AMOCO_SW 230 kV | 47 | SUNDOWN 6 | 526435 | AMOCO_SS 6 | 526460 |  |  | 1 | SPS.SPS.153.1
5548 | SUNAMOTOLYOA | SWPP | INT | 2 |  | Contingent | SPS | NEEDMORE | SPS | YOAKUM | 230 |  | 498 | 548 | 498 | 548 | 498 | 548 | 553 | 609 | OTDF | LN NEEDMORE - YOAKUM 230 kV | 47 | SPS Needmore - Blue Cloud Wind | 525586 | YOAKUM 3 | 526935 |  |  | 1 | SPS.SPS.NEEDMORE_YOAKU.A
5563 | WDWFPLTATNOW | SWPP | INT | 2 | SWPP | Monitored | OKGE | WDWRD1 | OKGE | FPLSWTCH | 138 |  | 133 | 153 | 133 | 153 | 133 | 153 | 171 | 185 | OTDF | LN WDWRD1 - FPLSWTCH 138 kV | 55 | WODWRD 2 | 514785 | WINDFRM4 | 515785 |  |  | 1 | OKGE.OKGE.8691.A
5563 | WDWFPLTATNOW | SWPP | INT | 2 | SWPP | Contingent | OKGE | TATONGA | OKGE | MATHWSN7 | 345 |  | 133 | 153 | 133 | 153 | 133 | 153 | 171 | 185 | OTDF | LN TATONGA - MATHWSN7 345 kV | 55 | TATONGA7 | 515407 | MATHWSN7 | 515497 |  |  |  | OKGE.OKGE.TATONGA_MATHWS.A
5566 | COPSTJCPFRSJ | SWPP | RCF | 4 | MISO | Monitored | NPPD | COOPER | MPS | ST_JOE | 345 |  | 1138 | 1195 | 1042 | 1185 | 1138 | 1195 | 1195 | 1195 | OTDF | LN COOPER - ST_JOE 345 kV | 167 | COOPER 3 | 640139 | ST JOE 3 | 541199 |  |  | 1 | NPPD.NPPD.11310.A
5566 | COPSTJCPFRSJ | SWPP | RCF | 4 | MISO | Contingent | NPPD | COOPER | AECI | FAIRPORT | 345 |  | 1138 | 1195 | 1042 | 1185 | 1138 | 1195 | 1195 | 1195 | OTDF | LN COOPER - FAIRPORT 345 kV | 167 | COOPER 3 | 640139 | 5FAIRPT | 300039 |  |  | 1 | NPPD.NPPD.FAIRPT-COOPR.A
5566 | COPSTJCPFRSJ | SWPP | RCF | 4 | MISO | Contingent | MPS | ST_JOE | AECI | FAIRPORT | 345 |  | 1138 | 1195 | 1042 | 1185 | 1138 | 1195 | 1195 | 1195 | OTDF | LN ST_JOE - FAIRPORT 345 kV | 167 | ST JOE 3 | 541199 | 5FAIRPT | 300039 |  |  | 1 | MPS.MPS.FAIRPT-STJOE.A
5566 | COPSTJCPFRSJ | SWPP | RCF | 4 | MISO | Contingent | AECI | FAIRPORT | AECI | FAIRPORT | 345/161 |  | 1138 | 1195 | 1042 | 1185 | 1138 | 1195 | 1195 | 1195 | OTDF | XF FAIRPORT 345/161 kV | 167 | 5FAIRPT | 300039 | 5FAIRPT | 300076 |  |  | 3 | AECI.AECI.FAIRPORT.3498.T3
5567 | WODFPLWODXFR | SWPP | INT | 2 |  | Monitored | OKGE | WDWRD1 | OKGE | FPLSWTCH | 138 |  | 133 | 153 | 133 | 153 | 133 | 153 | 171 | 185 | OTDF | LN WDWRD1 - FPLSWTCH 138 kV | 60 | WODWRD 2 | 514785 | WINDFRM4 | 515785 |  |  | 1 | OKGE.OKGE.8691.A
5567 | WODFPLWODXFR | SWPP | INT | 2 |  | Contingent | OKGE | WDWRD1 | OKGE | WDWRD1 | 138/69 |  | 133 | 153 | 133 | 153 | 133 | 153 | 171 | 185 | OTDF | XF WDWRD1 138/69 kV | 60 | WODWRD 2 | 514785 | WODWRD 2 | 514782 |  |  | 1 | OKGE.OKGE.WDWRD1.8689.A
5569 | STEGALLXFMR | SWPP | RCF | 2 |  | Monitored | WAUE | STEGALL | WAUE | STEGALL | 345/1 |  | 400 | 495 | 400 | 495 | 400 | 495 | 400 | 500 | OTDF | XF STEGALL 345/1 kV | 75 | STEGALL4 | 659135 | STEGALL4 | 652196 | STEGALLM9 | 659167 | 1 | WAUE.WAUE.STEGALL.V3A1.KV3A1
5571 | WATFORDCXFMR | SWPP | INT | 2 |  | Monitored | WAUE | WATFORD | WAUE | WATFORD | 230/1 |  | 100 | 125 | 100 | 125 | 100 | 150 | 100 | 150 | OTDF | XF WATFORD 230/1 kV | 24 | WATFORD9 | 652216 | WATFORD9 | 652315 | WATFORD7 | 652408 | 5 | WAUE.WAUE.WATFORD.V1A1.KV1A1
5571 | WATFORDCXFMR | SWPP | INT | 2 |  | Monitored | WAUE | WATFORD | WAUE | WATFORD | 230/1 |  | 100 | 125 | 100 | 125 | 100 | 150 | 100 | 150 | OTDF | XF WATFORD 230/1 kV | 24 | WATFORD9 | 652216 | WATFORD9 | 652315 | WATFORD9 | 652471 | 5 | WAUE.WAUE.WATFORD.V1A1.KV1A1
5574 | DAWLEWDAWMED | SWPP | RCF | 2 |  | Monitored | WAUE | DAWSONC | WAUE | LEWISWP | 115 |  | 107 | 107 | 107 | 107 | 107 | 107 | 119 | 130 | OTDF | LN DAWSONC - LEWISWP 115 kV | 5 | 652403 DAWSONC4 | 652404 | LEWIS 7 | 661056 |  |  | 1 | WAUE.WAUE.DAWSOLEWIS11_1.1
5574 | DAWLEWDAWMED | SWPP | RCF | 2 |  | Contingent | WAUE | DAWSONC | WAUE | MINGUSVL | 230 |  | 107 | 107 | 107 | 107 | 107 | 107 | 119 | 130 | OTDF | LN DAWSONC - MINGUSVL 230 kV | 5 | 652403 DAWSONC4 | 652403 | 652616 WAPA MINGUSVILLE | 652616 |  |  | 1 | WAUE.WAUE.MINGUSVL_DAWSO.A
5576 | SILSPRTONFLI | SWPP | RCF | 2 |  | Monitored | GRDA | SILOAM | CSWS | SILSPRNG | 161 |  | 446 | 446 | 446 | 446 | 446 | 446 | 446 | 446 | OTDF | LN SILOAM - SILSPRNG 161 kV | 138 | SILMCTY5 | 512643 | SILOAM 2 | 506948 |  |  | 1 | GRDA.GRDA.WSILOM_GRDA_1A.A
5576 | SILSPRTONFLI | SWPP | RCF | 2 |  | Contingent | GRDA | TONNECE | CSWS | FLINTCRK | 345 |  | 446 | 446 | 446 | 446 | 446 | 446 | 446 | 446 | OTDF | LN TONNECE - FLINTCRK 345 kV | 138 | TONECE7 | 512750 | FLINTCR7 | 506935 |  |  | 1 | GRDA.GRDA.TONN_FLIN.A
5577 | NASXFRNASHAW | SWPP | RCF | 3 | SWPP | Monitored | KCPL | NASHUA | KCPL | NASHUA | 345/1 |  | 650 | 715 | 650 | 715 | 650 | 715 | 650 | 715 | OTDF | XF NASHUA 345/1 kV | 71 | NASHUA 7 | 542980 | NASHUA-5 | 543028 | NASH T11 | 543640 | 1 | KCPL.KCPL.NASHUA.T1.T1_H
5577 | NASXFRNASHAW | SWPP | RCF | 3 | SWPP | Contingent | KCPL | NASHUA | KCPL | HAWTHORN | 345 |  | 650 | 715 | 650 | 715 | 650 | 715 | 650 | 715 | OTDF | LN NASHUA - HAWTHORN 345 kV | 71 | NASHUA 7 | 542980 | HAWTH 7 | 542972 |  |  | 1 | KCPL.KCPL.NASHUA_HAWTH.A
5578 | PSOSWEPCOTIE | SWPP | RCF | 6 |  | Monitored | CSWS | CRAIGJ | CSWS | DEQUEEN | 138 |  | 1560 | 1560 | 1560 | 1560 | 1560 | 1560 | 1560 | 1560 | OTDF | LN CRAIGJ - DEQUEEN 138 kV | 463 | CRAIGJ | 510890 | DEQUEEN2 | 507419 |  |  | 1 | CSWS.CSWS.755.A
5578 | PSOSWEPCOTIE | SWPP | RCF | 6 |  | Monitored | CSWS | CRAIGJ | CSWS | GORDN_TP | 138 |  | 1560 | 1560 | 1560 | 1560 | 1560 | 1560 | 1560 | 1560 | OTDF | LN CRAIGJ - GORDN_TP 138 kV | 463 | CRAIGJ | 510890 | GORDON TAP 4 | 507461 |  |  | 1 | CSWS.CSWS.MENA4_CRAIG_1.A
5578 | PSOSWEPCOTIE | SWPP | RCF | 6 |  | Monitored | CSWS | CRAIGJ | CSWS | W_ASHDWN | 138 |  | 1560 | 1560 | 1560 | 1560 | 1560 | 1560 | 1560 | 1560 | OTDF | LN CRAIGJ - W_ASHDWN 138 kV | 463 | CRAIGJ | 510890 | ASHDWN_W 4 | 504124 |  |  | 1 | CSWS.CSWS.736_CRAIG_J.A
5578 | PSOSWEPCOTIE | SWPP | RCF | 6 |  | Monitored | EES | SAREPT | CSWS | LONGWOO | 345 |  | 1560 | 1560 | 1560 | 1560 | 1560 | 1560 | 1560 | 1560 | OTDF | LN SAREPT - LONGWOO 345 kV | 463 | 3SAREPTA! | 337376 | LONGWD 4 | 508809 |  |  | 1 | EES.EES.EL_EHV_LONGWD7.B
5578 | PSOSWEPCOTIE | SWPP | RCF | 6 |  | Monitored | CSWS | VALLIANT | CSWS | LYDIA | 345 |  | 1560 | 1560 | 1560 | 1560 | 1560 | 1560 | 1560 | 1560 | OTDF | LN VALLIANT - LYDIA 345 kV | 463 | VALIANT2 | 510911 | LYDIA 7 | 508298 |  |  | 1 | CSWS.CSWS.926.A
5578 | PSOSWEPCOTIE | SWPP | RCF | 6 |  | Monitored | CSWS | VALLIANT | CSWS | NWTEXAR | 345 |  | 1560 | 1560 | 1560 | 1560 | 1560 | 1560 | 1560 | 1560 | OTDF | LN VALLIANT - NWTEXAR 345 kV | 463 | VALIANT2 | 510911 | NWTXARK4 | 508072 |  |  | 1 | CSWS.CSWS.NWTEX_VALLIANT.A
5579 | WATXFRWATXFR | SWPP | INT | 4 |  | Monitored | WAUE | WATFORD | WAUE | WATFORD | 230/1 |  | 100 | 125 | 100 | 125 | 100 | 125 | 100 | 150 | OTDF | XF WATFORD 230/1 kV | 47 | WATFORD9 | 652216 | WATFORD9 | 652315 | WATFORD7 | 652408 | 5 | WAUE.WAUE.WATFORD.V1A1.KV1A1
5579 | WATXFRWATXFR | SWPP | INT | 4 |  | Monitored | WAUE | WATFORD | WAUE | WATFORD | 230/1 |  | 100 | 125 | 100 | 125 | 100 | 125 | 100 | 150 | OTDF | XF WATFORD 230/1 kV | 47 | WATFORD9 | 652216 | WATFORD9 | 652315 | WATFORD9 | 652471 | 5 | WAUE.WAUE.WATFORD.V1A1.KV1A1
5579 | WATXFRWATXFR | SWPP | INT | 4 |  | Contingent | WAUE | WATFORD | WAUE | WATFORD | 230/1 |  | 100 | 125 | 100 | 125 | 100 | 125 | 100 | 150 | OTDF | XF WATFORD 230/1 kV | 47 | WATFORD9 | 652216 | WATFORD9 | 652315 | WATFORD7 | 652408 | 1 | WAUE.WAUE.WATFORD.V2A1.KV2A1
5579 | WATXFRWATXFR | SWPP | INT | 4 |  | Contingent | WAUE | WATFORD | WAUE | WATFORD | 230/1 |  | 100 | 125 | 100 | 125 | 100 | 125 | 100 | 150 | OTDF | XF WATFORD 230/1 kV | 47 | WATFORD9 | 652216 | WATFORD9 | 652315 | WATFORD9 | 652471 | 1 | WAUE.WAUE.WATFORD.V2A1.KV2A1
5590 | MRTPANHUTMRT | SWPP | INT | 2 |  | Monitored | SPS | MARTIN | SPS | PANTEX_N | 115 |  | 159 | 175 | 159 | 175 | 159 | 175 | 176 | 194 | OTDF | LN MARTIN - PANTEX_N 115 kV | 2 | MARTIN 3 | 523928 | PANTEX_N 3 | 523938 |  |  | 1 | SPS.SPS.MART_PANT.A
5590 | MRTPANHUTMRT | SWPP | INT | 2 |  | Contingent | SPS | MARTIN | SPS | HUTCH | 115 |  | 159 | 175 | 159 | 175 | 159 | 175 | 176 | 194 | OTDF | LN MARTIN - HUTCH 115 kV | 2 | MARTIN 3 | 523928 | HUTCHISON 6 | 523546 |  |  | 1 | SPS.SPS.POM_HUTCH.A
5598 | LARMONTIPMON | SWPP | INT | 2 |  | Monitored | EDE | LAR3821 | EDE | MONETT | 161 |  | 223 | 223 | 223 | 223 | 223 | 223 | 223 | 223 | OTDF | LN LAR3821 - MONETT 161 kV | 6 | LAR382 5 | 547479 | MON383 2 | 547480 |  |  | 1 | EDE.EDE.11367.A
5598 | LARMONTIPMON | SWPP | INT | 2 |  | Contingent | EDE | TIP2921 | EDE | MONETT | 161 |  | 223 | 223 | 223 | 223 | 223 | 223 | 223 | 223 | OTDF | LN TIP2921 - MONETT 161 kV | 6 | TIP292 5 | 547472 | MON383 2 | 547480 |  |  | 1 | EDE.EDE.11351.A
5599 | DARCLAANOFTS | SWPP | CFG | 2 |  | Monitored | SPA | DARD_D | SPA | CLARKS4 | 161 |  | 218 | 223 | 189 | 222 | 218 | 223 | 223 | 223 | OTDF | LN DARD_D - CLARKS4 161 kV | 26 | DARDANE5 | 505508 | CLARKSV5 | 505514 |  |  | 1 | SPA.SPA.7395.A
5599 | DARCLAANOFTS | SWPP | CFG | 2 |  | Contingent | EES | ARK_NU | OKGE | FTSMTH | 500 |  | 218 | 223 | 189 | 222 | 218 | 223 | 223 | 223 | OTDF | LN ARK_NU - FTSMTH 500 kV | 26 | 1ANO U1 | 337909 | FTSMTHW5 | 515305 |  |  | 1 | OKGE.OKGE.FTSMTH-ARK_NU8.A
5600 | LARSPRLARMON | SWPP | INT | 3 |  | Monitored | EDE | LAR3821 | SPA | SPRGFLD | 161 |  | 218 | 218 | 189 | 189 | 218 | 218 | 223 | 223 | OTDF | LN LAR3821 - SPRGFLD 161 kV | 25 | LAR382 5 | 547479 | SPRGFLD2 | 505492 |  |  | 1 | SPA.SPA.SPFLD-LARUSL.A
5600 | LARSPRLARMON | SWPP | INT | 3 |  | Contingent | EDE | LAR3821 | EDE | MONETT | 161 |  | 218 | 218 | 189 | 189 | 218 | 218 | 223 | 223 | OTDF | LN LAR3821 - MONETT 161 kV | 25 | LAR382 5 | 547479 | MON383 2 | 547480 |  |  | 1 | EDE.EDE.11367.A
5600 | LARSPRLARMON | SWPP | INT | 3 |  | Contingent | EDE | MONETT | EDE | MONETT | 69/161 |  | 218 | 218 | 189 | 189 | 218 | 218 | 223 | 223 | OTDF | XF MONETT 69/161 kV | 25 | MON383 2 | 547591 | MON383 2 | 547480 |  |  | 2 | EDE.EDE.MONETT.MOB.MOB
5601 | SIXHEMDOLSWS | SWPP | RCF | 2 |  | Monitored | CSWS | TL_SIXMI | CSWS | TL_HEMPH | 138 |  | 135 | 135 | 135 | 135 | 135 | 135 | 210 | 210 | OTDF | LN TL_SIXMI - TL_HEMPH 138 kV | 18 | Tex-La Six Mile | 509107 | Tex-La Hemphill | 509106 |  |  | 1 | CSWS.CSWS.TL_HEMPH_SIXMI.A
5601 | SIXHEMDOLSWS | SWPP | RCF | 2 |  | Contingent | CLEC | DOLET | CSWS | SWSHREV | 345 |  | 135 | 135 | 135 | 135 | 135 | 135 | 210 | 210 | OTDF | LN DOLET - SWSHREV 345 kV | 18 | DOLHILL6 | 500250 | SW SHV 4 | 507760 |  |  | 1 | CLEC.CLEC.DH345_CLECO_1A.A
5607 | CIRKNGTECXFR | SWPP | INT | 2 |  | Monitored | WR | CIRV | WR | GOFF | 115 |  | 245 | 272 | 226 | 254 | 245 | 272 | 266 | 290 | OTDF | LN CIRV - GOFF 115 kV | 16 | CIRCLVL3 | 533152 | Goff | 533331 |  |  | 1 | WR.WR.GOFF_CIRV.A
5607 | CIRKNGTECXFR | SWPP | INT | 2 |  | Contingent | WR | TECH | WR | TECH | 115/161 |  | 245 | 272 | 226 | 254 | 245 | 272 | 266 | 290 | OTDF | XF TECH 115/161 kV | 16 | TECHILE3 | 533182 | TECHILE3 | 532920 |  |  | 3 | WR.WR.TECH.4374.TECH_1
5610 | JECAUBHOYJEC | SWPP | INT | 2 |  | Monitored | WR | JEFF | WR | AUBU | 230 |  | 612 | 612 | 612 | 612 | 612 | 612 | 612 | 612 | OTDF | LN JEFF - AUBU 230 kV | 42 | JEC N 7 | 532852 | AUBURN 3 | 532851 |  |  | 1 | WR.WR.4010_JEFF.1
5610 | JECAUBHOYJEC | SWPP | INT | 2 |  | Contingent | WR | JEFF | WR | HOYT | 345 |  | 612 | 612 | 612 | 612 | 612 | 612 | 612 | 612 | OTDF | LN JEFF - HOYT 345 kV | 42 | JEC N 7 | 532766 | HOYT 7 | 532765 |  |  | 1 | WR.WR.HOYTJEFF34_1.1
5612 | JECHOYJECMOR | SWPP | INT | 2 |  | Monitored | WR | JEFF | WR | HOYT | 345 |  | 1036 | 1076 | 1036 | 1076 | 1036 | 1076 | 1036 | 1076 | OTDF | LN JEFF - HOYT 345 kV | 120 | JEC N 7 | 532766 | HOYT 7 | 532765 |  |  | 1 | WR.WR.HOYTJEFF34_1.1
5612 | JECHOYJECMOR | SWPP | INT | 2 |  | Contingent | WR | JEFF | WR | MORR | 345 |  | 1036 | 1076 | 1036 | 1076 | 1036 | 1076 | 1036 | 1076 | OTDF | LN JEFF - MORR 345 kV | 120 | JEC N 7 | 532766 | MORRIS 7 | 532770 |  |  | 1 | WR.WR.12.1
5614 | FRAMIDCANCED | SWPP | INT | 2 |  | Monitored | OKGE | MDWST | WFEC | FRNKLN1 | 138 |  | 268 | 287 | 268 | 287 | 268 | 287 | 287 | 287 | OTDF | LN MDWST - FRNKLN1 138 kV | 21 | MIDWEST4 | 514946 | FRNKLNS2 | 520917 |  |  | 1 | WFEC.WFEC.8853.A
5614 | FRAMIDCANCED | SWPP | INT | 2 |  | Contingent | OKGE | CDRLN | OKGE | CANDN | 138 |  | 268 | 287 | 268 | 287 | 268 | 287 | 287 | 287 | OTDF | LN CDRLN - CANDN 138 kV | 21 | CEDARLN4 | 514948 | CANADN-4 | 514947 |  |  | 1 | OKGE.OKGE.8854.A
5618 | TURXFRSARLON | SWPP | RCF | 2 | SWPP | Monitored | CSWS | TURK_PP | CSWS | TURK_PP | 115/138 |  | 166 | 176 | 166 | 176 | 166 | 176 | 188 | 199 | OTDF | XF TURK_PP 115/138 kV | 79 | TURK 4 | 507456 | TURK 4 | 507454 |  |  | 2 | CSWS.CSWS.TURK_PP.3.TURK_138/115
5618 | TURXFRSARLON | SWPP | RCF | 2 | SWPP | Contingent | EES | SAREPT | CSWS | LONGWOO | 345 |  | 166 | 176 | 166 | 176 | 166 | 176 | 188 | 199 | OTDF | LN SAREPT - LONGWOO 345 kV | 79 | 3SAREPTA! | 337376 | LONGWD 4 | 508809 |  |  | 1 | EES.EES.EL_EHV_LONGWD7.B
5629 | CASNEWCASBCK | SWPP | INT | 2 |  | Monitored | SPS | CASTRO | SPS | NEWHART | 115 |  | 159 | 174 | 159 | 174 | 159 | 174 | 176 | 193 | OTDF | LN CASTRO - NEWHART 115 kV | 4 | CASTRO_CNTY2 | 524746 | NEWHART 3 | 525460 |  |  | 1 | SPS.SPS.NEWHART_CASTRO.A
5629 | CASNEWCASBCK | SWPP | INT | 2 |  | Contingent | SPS | CASTRO | SPS | BCKELLEY | 115 |  | 159 | 174 | 159 | 174 | 159 | 174 | 176 | 193 | OTDF | LN CASTRO - BCKELLEY 115 kV | 4 | CASTRO_CNTY2 | 524746 | 525050 BC-Kelley | 525050 |  |  | 1 | SPS.SPS.BCKELLEY_CASTR.A
5631 | CRSWX1CRSWX2 | SWPP | INT | 2 |  | Monitored | WR | CRSW | WR | CRSW | 138/69 |  | 150 | 165 | 150 | 165 | 150 | 165 | 150 | 165 | OTDF | XF CRSW 138/69 kV | 14 | CRESWLN4 | 532981 | CRESWLN4 | 533543 |  |  | 1 | WR.WR.CRSW.1013.CRSW_1
5631 | CRSWX1CRSWX2 | SWPP | INT | 2 |  | Contingent | WR | CRSW | WR | CRSW | 138/69 |  | 150 | 165 | 150 | 165 | 150 | 165 | 150 | 165 | OTDF | XF CRSW 138/69 kV | 14 | CRESWLN4 | 532981 | CRESWLN4 | 533543 |  |  | 2 | WR.WR.CRSW.1014.CRSW_2
5632 | OGAGRAGRAOGA | SWPP | INT | 2 |  | Monitored | NPPD | OGALALA | NPPD | GRANTNB | 115 |  | 140 | 144 | 140 | 144 | 140 | 144 | 140 | 144 | OTDF | LN OGALALA - GRANTNB 115 kV | 4 | OGALALA7 | 659801 | GRANTNB7 | 659800 |  |  | 1 | NPPD.NPPD.OGALAGRANT11_1.1
5632 | OGAGRAGRAOGA | SWPP | INT | 2 |  | Contingent | NPPD | OGALALA | NPPD | GRANTNB | 115 |  | 140 | 144 | 140 | 144 | 140 | 144 | 140 | 144 | OTDF | LN OGALALA - GRANTNB 115 kV | 4 | OGALALA7 | 659801 | GRANTNB7 | 659800 |  |  | 2 | NPPD.NPPD.GRANTOGALA11_1.1
5633 | CASNEWCASDEF | SWPP | INT | 2 | SWPP | Monitored | SPS | CASTRO | SPS | NEWHART | 115 |  | 159 | 174 | 159 | 174 | 159 | 174 | 176 | 193 | OTDF | LN CASTRO - NEWHART 115 kV | 4 | CASTRO_CNTY2 | 524746 | NEWHART 3 | 525460 |  |  | 1 | SPS.SPS.NEWHART_CASTRO.A
5633 | CASNEWCASDEF | SWPP | INT | 2 | SWPP | Contingent | SPS | CASTRO | SPS | DFS_REC1 | 115 |  | 159 | 174 | 159 | 174 | 159 | 174 | 176 | 193 | OTDF | LN CASTRO - DFS_REC1 115 kV | 4 | CASTRO_CNTY2 | 524746 | DS-#21 3 | 524734 |  |  | 1 | SPS.SPS.CASTRDFS_R11_1.1
5634 | CLASHESHEBEA | SWPP | INT | 2 |  | Monitored | NPPD | CLATONIA | NPPD | SHELDON | 115 |  | 137 | 151 | 137 | 151 | 137 | 151 | 137 | 151 | OTDF | LN CLATONIA - SHELDON 115 kV | 11 | CLATONA7 | 640111 | SHELDON7 | 640278 |  |  | 1 | NPPD.NPPD.NP_1178-C.A
5634 | CLASHESHEBEA | SWPP | INT | 2 |  | Contingent | NPPD | BEAPWRST | NPPD | SHELDON | 115 |  | 137 | 151 | 137 | 151 | 137 | 151 | 137 | 151 | OTDF | LN BEAPWRST - SHELDON 115 kV | 11 | BPS SUB7 | 640088 | SHELDON7 | 640278 |  |  | 1 | NPPD.NPPD.NP_1177-B.A
5635 | BAIPLXCASNEW | SWPP | INT | 2 |  | Monitored | SPS | BAI_CO_R | SPS | PLXSUB | 115 |  | 159 | 175 | 159 | 175 | 159 | 175 | 176 | 194 | OTDF | LN BAI_CO_R - PLXSUB 115 kV | 15 | BC-EARTH 3 | 525056 | PLANT_X 3 | 525480 |  |  | 1 | SPS.SPS.131.1
5635 | BAIPLXCASNEW | SWPP | INT | 2 |  | Contingent | SPS | CASTRO | SPS | NEWHART | 115 |  | 159 | 175 | 159 | 175 | 159 | 175 | 176 | 194 | OTDF | LN CASTRO - NEWHART 115 kV | 15 | CASTRO_CNTY2 | 524746 | NEWHART 3 | 525460 |  |  | 1 | SPS.SPS.NEWHART_CASTRO.A
5642 | JEFHOYAUBJEF | SWPP | RCF | 2 | SWPP | Monitored | WR | JEFF | WR | HOYT | 345 |  | 1036 | 1076 | 1036 | 1076 | 1036 | 1076 | 1036 | 1076 | OTDF | LN JEFF - HOYT 345 kV | 137 | JEC N 7 | 532766 | HOYT 7 | 532765 |  |  | 1 | WR.WR.HOYTJEFF34_1.1
5642 | JEFHOYAUBJEF | SWPP | RCF | 2 | SWPP | Contingent | WR | JEFF | WR | AUBU | 230 |  | 1036 | 1076 | 1036 | 1076 | 1036 | 1076 | 1036 | 1076 | OTDF | LN JEFF - AUBU 230 kV | 137 | JEC N 7 | 532852 | AUBURN 3 | 532851 |  |  | 1 | WR.WR.4010_JEFF.1
5643 | TUCXF2TUCXF1 | SWPP | INT | 3 |  | Monitored | SPS | TUCO | SPS | TUCO | 345/230 |  | 559 | 559 | 559 | 559 | 559 | 559 | 559 | 559 | OTDF | XF TUCO 345/230 kV | 158 | TUCO_INT 6 | 525832 | TUCO_INT 6 | 525830 |  |  | 1 | SPS.SPS.TUCO.753.TUC_230XFMR
5643 | TUCXF2TUCXF1 | SWPP | INT | 3 |  | Contingent | SPS | TUCO | SPS | TUCO | 345/230 |  | 559 | 559 | 559 | 559 | 559 | 559 | 559 | 559 | OTDF | XF TUCO 345/230 kV | 158 | TUCO_INT 6 | 525832 | TUCO_INT 6 | 525830 |  |  | 01; 08 | SPS.SPS.TUCO.T2.TUC_230XFMR_S
5645 | ASBLITNEORIV | SWPP | INT | 2 |  | Monitored | EDE | ASB3491 | WR | LITC | 161 |  | 250 | 250 | 250 | 250 | 250 | 250 | 250 | 250 | OTDF | LN ASB3491 - LITC 161 kV | 70 | ASB349 5 | 547476 | LITCH 5 | 532932 |  |  | 1 | EDE.EDE.10282.A
5645 | ASBLITNEORIV | SWPP | INT | 2 |  | Contingent | EDE | RAM452 | WR | NSES | 161 |  | 250 | 250 | 250 | 250 | 250 | 250 | 250 | 250 | OTDF | LN RAM452 - NSES 161 kV | 70 | RIV4525 | 547469 | NEOSHO 2 | 532937 |  |  | 1 | WR.WR.10291.A
5646 | BEAHARCRESHE | SWPP | RCF | 2 | SWPP | Monitored | NPPD | BEATRICE | NPPD | HARBINE | 115 |  | 99 | 109 | 99 | 109 | 99 | 109 | 99 | 109 | OTDF | LN BEATRICE - HARBINE 115 kV | 35 | BEATRCE7 | 640076 | HARBINE7 | 640208 |  |  | 1 | NPPD.NPPD.1175A.A
5646 | BEAHARCRESHE | SWPP | RCF | 2 | SWPP | Contingent | NPPD | SHELDON | NPPD | CRETE | 115 |  | 99 | 109 | 99 | 109 | 99 | 109 | 99 | 109 | OTDF | LN SHELDON - CRETE 115 kV | 35 | SHELDON7 | 640278 | CRETE__7 | 640153 |  |  | 1 | NPPD.NPPD.NP_1259-C.A
5651 | OGAGENKEYGEN | SWPP | RCF | 2 | SWPP | Monitored | NPPD | OGALALA | NPPD | G_GENT1 | 230 |  | 320 | 352 | 320 | 352 | 320 | 352 | 320 | 352 | OTDF | LN OGALALA - G_GENT1 230 kV | 71 | OGALALA7 | 640302 | GENTLMN3 | 640184 |  |  | 1 | NPPD.NPPD.GENTLOGALA23_1.1
5651 | OGAGENKEYGEN | SWPP | RCF | 2 | SWPP | Contingent | NPPD | KEYSTONE | NPPD | G_GENT1 | 345 |  | 320 | 352 | 320 | 352 | 320 | 352 | 320 | 352 | OTDF | LN KEYSTONE - G_GENT1 345 kV | 71 | KEYSTON7 | 640252 | GENTLMN3 | 640183 |  |  | 1 | NPPD.NPPD.NP_3509.A
5653 | TIPNEOTIPMON | SWPP | INT | 2 |  | Monitored | EDE | TIP2921 | SPA | NEOSPA | 161 |  | 222 | 222 | 222 | 222 | 222 | 222 | 222 | 222 | OTDF | LN TIP2921 - NEOSPA 161 kV | 26 | TIP292 5 | 547472 | NEO SPA5 | 505486 |  |  | 1 | SPA.SPA.7363.A
5653 | TIPNEOTIPMON | SWPP | INT | 2 |  | Contingent | EDE | TIP2921 | EDE | MONETT | 161 |  | 222 | 222 | 222 | 222 | 222 | 222 | 222 | 222 | OTDF | LN TIP2921 - MONETT 161 kV | 26 | TIP292 5 | 547472 | MON383 2 | 547480 |  |  | 1 | EDE.EDE.11351.A
5656 | CRKCUDHOLXFR | SWPP | INT | 13 |  | Monitored | SECI | CRKCREEK | SECI | CUDAHY1 | 115 |  | 120 | 148 | 120 | 148 | 120 | 148 | 120 | 148 | OTDF | LN CRKCREEK - CUDAHY1 115 kV | 36 | CRKCK 3 | 539783 | CUDAHY 3 | 539659 |  |  | 1 | SECI.SECI.10897.A
5656 | CRKCUDHOLXFR | SWPP | INT | 13 |  | Contingent | SECI | HOLCOM1 | SECI | HOLCOM1 | 115/1 |  | 120 | 148 | 120 | 148 | 120 | 148 | 120 | 148 | OTDF | XF HOLCOM1 115/1 kV | 36 | HOLCOMB3 | 531448 | HOLCOMB7 | 531449 | HOLCTER1 | 531450 | 02; 04 | SECI.SECI.HOLCOM1.TR16.AB
5656 | CRKCUDHOLXFR | SWPP | INT | 13 |  | Contingent | SECI | HOLCOM1 | SECI | HOLCOM1 | 13.8/1 |  | 120 | 148 | 120 | 148 | 120 | 148 | 120 | 148 | OTDF | XF HOLCOM1 13.8/1 kV | 36 | HOLCOMB3 | 531450 | HOLCOMB3 | 531448 | HOLCOMB7 | 531449 | 03; 04 | SECI.SECI.HOLCOM1.TR16.AC
5656 | CRKCUDHOLXFR | SWPP | INT | 13 |  | Contingent | SECI | HOLCOM1 | SECI | HOLCOM1 | 345/1 |  | 120 | 148 | 120 | 148 | 120 | 148 | 120 | 148 | OTDF | XF HOLCOM1 345/1 kV | 36 | HOLCOMB3 | 531449 | HOLCOMB3 | 531448 | HOLCTER1 | 531450 | 01; 04 | SECI.SECI.HOLCOM1.TR16.AA
5658 | LYDVALNWTVAL | SWPP | RCF | 2 | SWPP | Monitored | CSWS | LYDIA | CSWS | VALLIANT | 345 |  | 1011 | 1076 | 1011 | 1076 | 1011 | 1076 | 1076 | 1076 | OTDF | LN LYDIA - VALLIANT 345 kV | 108 | LYDIA 7 | 508298 | VALIANT2 | 510911 |  |  | 1 | CSWS.CSWS.926.A
5658 | LYDVALNWTVAL | SWPP | RCF | 2 | SWPP | Contingent | CSWS | NWTEXAR | CSWS | VALLIANT | 345 |  | 1011 | 1076 | 1011 | 1076 | 1011 | 1076 | 1076 | 1076 | OTDF | LN NWTEXAR - VALLIANT 345 kV | 108 | NWTXARK4 | 508072 | VALIANT2 | 510911 |  |  | 1 | CSWS.CSWS.NWTEX_VALLIANT.A
5661 | PITVALSUNHUG | SWPP | RCF | 2 | SWPP | Monitored | CSWS | PITTSB9 | CSWS | VALLIANT | 345 |  | 956 | 1078 | 956 | 1078 | 956 | 1078 | 1022 | 1143 | OTDF | LN PITTSB9 - VALLIANT 345 kV | 242 | PITTSB-7 | 510907 | VALIANT2 | 510911 |  |  | 1 | CSWS.CSWS.2160.A
5661 | PITVALSUNHUG | SWPP | RCF | 2 | SWPP | Contingent | OKGE | SUNNYSDE | WFEC | HUGOPP4 | 345 |  | 956 | 1078 | 956 | 1078 | 956 | 1078 | 1022 | 1143 | OTDF | LN SUNNYSDE - HUGOPP4 345 kV | 242 | SUNNYSD4 | 515136 | HUGO PP4 | 521157 |  |  | 1 | OKGE.OKGE.SUNNY_HUGO.A
5664 | STOXFRSIOHAN | SWPP | INT | 3 |  | Monitored | WAUE | STORLA | WAUE | STORLA | 230/1 |  | 100 | 125 | 100 | 125 | 100 | 125 | 100 | 125 | OTDF | XF STORLA 230/1 kV | 3 | STORLA 4 | 659122 | STORLA 4 | 652197 | STORLA 7 | 659123 | 2 | WAUE.WAUE.STORLA.V1A1.KV1A1
5664 | STOXFRSIOHAN | SWPP | INT | 3 |  | Monitored | WAUE | STORLA | WAUE | STORLA | 230/1 |  | 100 | 125 | 100 | 125 | 100 | 125 | 100 | 125 | OTDF | XF STORLA 230/1 kV | 3 | STORLA 4 | 659122 | STORLA 4 | 652197 | STORLA 9 | 659119 | 2 | WAUE.WAUE.STORLA.V1A1.KV1A1
5664 | STOXFRSIOHAN | SWPP | INT | 3 |  | Contingent | WAUE | VTHANLON | WAUE | SIOUXFL | 230 |  | 100 | 125 | 100 | 125 | 100 | 125 | 100 | 125 | OTDF | LN VTHANLON - SIOUXFL 230 kV | 3 | 652513 HANLON 4 | 652513 | SIOUXFL7 | 652523 |  |  | 1 | WAUE.WAUE.SIOUXHANLO23_1.1
5665 | RAUTEKRAUFTC | SWPP | RCF | 3 | SWPP | Monitored | MEC | RAUN | OPPD | TEKAMHO | 161 |  | 217 | 217 | 217 | 217 | 217 | 217 | 217 | 217 | OTDF | LN RAUN - TEKAMHO 161 kV | 37 | RAUN 3 | 635201 | TEKAMAH5 | 640377 |  |  | 1 | MEC.MEC.RAUNTEKAM16_1.1
5665 | RAUTEKRAUFTC | SWPP | RCF | 3 | SWPP | Contingent | OPPD | FT_CAL | OPPD | FT_CAL | 345 |  | 217 | 217 | 217 | 217 | 217 | 217 | 217 | 217 | OTDF | LN FT_CAL - FT_CAL 345 kV | 37 | S3451 3 | 645451 | S3451 3 | 645451 |  |  | 1 | OPPD.OPPD.FT_CAFT_CA34_2.S
5665 | RAUTEKRAUFTC | SWPP | RCF | 3 | SWPP | Contingent | MEC | RAUN | OPPD | FT_CAL | 345 |  | 217 | 217 | 217 | 217 | 217 | 217 | 217 | 217 | OTDF | LN RAUN - FT_CAL 345 kV | 37 | RAUN 3 | 635200 | S3451 3 | 645451 |  |  | 1 | MEC.MEC.FT_CARAUN34_1.1
5672 | LOVNRTLOVHOB | SWPP | INT | 2 |  | Monitored | SPS | LOVINGTO | SPS | NRTH_INT | 115 |  | 120 | 131 | 120 | 131 | 120 | 131 | 120 | 131 | OTDF | LN LOVINGTO - NRTH_INT 115 kV | 14 | LE-LOVINTON3 | 528333 | NRTH_INT | 528334 |  |  | 1 | SPS.SPS.LOVING_NRTHINT.A
5672 | LOVNRTLOVHOB | SWPP | INT | 2 |  | Contingent | SPS | LOVINGTO | SPS | HOBBS | 115 |  | 120 | 131 | 120 | 131 | 120 | 131 | 120 | 131 | OTDF | LN LOVINGTO - HOBBS 115 kV | 14 | LE-LOVINTON3 | 528333 | HOBBS_INT 6 | 527891 |  |  | 1 | SPS.SPS.LOVINGTO_HOBBS.A
5677 | WICXF2WICXF1 | SWPP | INT | 2 |  | Monitored | WR | WICH | WR | WICH | 345/138 |  | 400 | 440 | 400 | 440 | 400 | 440 | 400 | 440 | OTDF | XF WICH 345/138 kV | 77 | WICHITA7 | 532796 | WICHITA7 | 533040 |  |  | 1 | WR.WR.WICH.4359.WICH_12
5677 | WICXF2WICXF1 | SWPP | INT | 2 |  | Contingent | WR | WICH | WR | WICH | 345/138 |  | 400 | 440 | 400 | 440 | 400 | 440 | 400 | 440 | OTDF | XF WICH 345/138 kV | 77 | WICHITA7 | 532796 | WICHITA7 | 533040 |  |  | 2 | WR.WR.WICH.1064.WICH_11
5678 | NEORIV_PTDF | SWPP | RCF | 1 |  | Monitored | WR | NSES | EDE | RAM452 | 161 |  | 229 | 244 | 212 | 237 | 229 | 244 | 248 | 270 | OTDF | LN NSES - RAM452 161 kV | 51 | NEOSHO 2 | 532937 | RIV4525 | 547469 |  |  | 1 | WR.WR.10291.A
5679 | MARSOUSTIHIC | SWPP | INT | 2 |  | Monitored | MPS | MCTY_MPS | KCPL | SOUTHTWN | 161 |  | 334 | 334 | 311 | 334 | 334 | 334 | 334 | 334 | OTDF | LN MCTY_MPS - SOUTHTWN 161 kV | 45 | MARTCTY2 | 541210 | STHTOWN5 | 542993 |  |  | 1 | MPS.MPS.MCTY_M_SOUTHT1.A
5679 | MARSOUSTIHIC | SWPP | INT | 2 |  | Contingent | KCPL | STILWELL | KCPL | HICKMAN | 161 |  | 334 | 334 | 311 | 334 | 334 | 334 | 334 | 334 | OTDF | LN STILWELL - HICKMAN 161 kV | 45 | STILWEL7 | 542969 | HICKMAN5 | 542994 |  |  | 1 | KCPL.KCPL.HICKMA_STILWE1.1
5680 | CRALENCRALEN | SWPP | INT | 2 |  | Monitored | KCPL | CRAIG | KCPL | LENEXA | 161 |  | 334 | 334 | 311 | 334 | 334 | 334 | 334 | 334 | OTDF | LN CRAIG - LENEXA 161 kV | 30 | CRAIG 7 | 542978 | LENEXAN5 | 543039 |  |  | 2 | KCPL.KCPL.CRAIG__LENEXA2.1
5680 | CRALENCRALEN | SWPP | INT | 2 |  | Contingent | KCPL | CRAIG | KCPL | LENEXA | 161 |  | 334 | 334 | 311 | 334 | 334 | 334 | 334 | 334 | OTDF | LN CRAIG - LENEXA 161 kV | 30 | CRAIG 7 | 542978 | LENEXAN5 | 543039 |  |  | 1 | KCPL.KCPL.CRAIG__LENEXA1.1
5681 | NRTGRANRTGAW | SWPP | INT | 9 |  | Monitored | KCPL | NRTHEAST | KCPL | GRAND_AV | 161 |  | 259 | 259 | 259 | 259 | 259 | 259 | 259 | 259 | OTDF | LN NRTHEAST - GRAND_AV 161 kV | 42 | NEAST 5 | 542985 | GRANDREA | 543636 |  |  | 1 | KCPL.KCPL.GRAND__NRTHEA1.A
5681 | NRTGRANRTGAW | SWPP | INT | 9 |  | Contingent | KCPL | GA_WEST | KCPL | NAVY | 161 |  | 259 | 259 | 259 | 259 | 259 | 259 | 259 | 259 | OTDF | LN GA_WEST - NAVY 161 kV | 42 | GRAND W5 | 542988 | NAVY 5 | 542989 |  |  | 1 | KCPL.KCPL.GA_WES_NAVY__1.1
5681 | NRTGRANRTGAW | SWPP | INT | 9 |  | Contingent | KCPL | NRTHEAST | KCPL | GA_WEST | 161 |  | 259 | 259 | 259 | 259 | 259 | 259 | 259 | 259 | OTDF | LN NRTHEAST - GA_WEST 161 kV | 42 | NEAST 5 | 542985 | GRAND W5 | 542988 |  |  | 1 | KCPL.KCPL.NAVY___NRTHEA1.1
5681 | NRTGRANRTGAW | SWPP | INT | 9 |  | Contingent | KCPL | NRTHEAST | KCPL | NRTHEAST | 13.8/1 |  | 259 | 259 | 259 | 259 | 259 | 259 | 259 | 259 | OTDF | XF NRTHEAST 13.8/1 kV | 42 | NEAST 5 | 542974 | NE CT16 | 542975 | NEASTREA | 542985 | 8 | KCPL.KCPL.NRTHEAST.XF56.XF56T
5681 | NRTGRANRTGAW | SWPP | INT | 9 |  | Contingent | KCPL | NRTHEAST | KCPL | NRTHEAST | 13.8/1 |  | 259 | 259 | 259 | 259 | 259 | 259 | 259 | 259 | OTDF | XF NRTHEAST 13.8/1 kV | 42 | NEAST 5 | 542975 | NE CT15 | 542974 | NEASTREA | 542985 | 9 | KCPL.KCPL.NRTHEAST.XF56.XF56L
5681 | NRTGRANRTGAW | SWPP | INT | 9 |  | Contingent | KCPL | NRTHEAST | KCPL | NRTHEAST | 161/1 |  | 259 | 259 | 259 | 259 | 259 | 259 | 259 | 259 | OTDF | XF NRTHEAST 161/1 kV | 42 | NEAST 5 | 542985 | NE CT15 | 542974 | NE CT16 | 542975 | 7 | KCPL.KCPL.NRTHEAST.XF56.XF56H
5684 | LARMONLARCAR | SWPP | INT | 2 |  | Monitored | EDE | LAR3821 | EDE | MONETT | 161 |  | 223 | 223 | 223 | 223 | 223 | 223 | 223 | 223 | OTDF | LN LAR3821 - MONETT 161 kV | 9 | LAR382 5 | 547479 | MON383 2 | 547480 |  |  | 1 | EDE.EDE.11367.A
5684 | LARMONLARCAR | SWPP | INT | 2 |  | Contingent | EDE | LAR3821 | SPA | CARTHAGE | 161 |  | 223 | 223 | 223 | 223 | 223 | 223 | 223 | 223 | OTDF | LN LAR3821 - CARTHAGE 161 kV | 9 | LAR382 5 | 547479 | CARTHG 2 | 505488 |  |  | 1 | SPA.SPA.7367.A
5685 | LARMONLARSPR | SWPP | INT | 2 |  | Monitored | EDE | LAR3821 | EDE | MONETT | 161 |  | 223 | 223 | 223 | 223 | 223 | 223 | 223 | 223 | OTDF | LN LAR3821 - MONETT 161 kV | 11 | LAR382 5 | 547479 | MON383 2 | 547480 |  |  | 1 | EDE.EDE.11367.A
5685 | LARMONLARSPR | SWPP | INT | 2 |  | Contingent | EDE | LAR3821 | SPA | SPRGFLD | 161 |  | 223 | 223 | 223 | 223 | 223 | 223 | 223 | 223 | OTDF | LN LAR3821 - SPRGFLD 161 kV | 11 | LAR382 5 | 547479 | SPRGFLD2 | 505492 |  |  | 1 | SPA.SPA.SPFLD-LARUSL.A
5687 | AINAINSPEFTR | SWPP | INT | 3 |  | Monitored | NPPD | AINSWIND | NPPD | AINSWRT | 115 |  | 140 | 154 | 140 | 154 | 140 | 154 | 140 | 154 | OTDF | LN AINSWIND - AINSWRT 115 kV | 4 | AINSWND.COL9 | 640050 | AINSWRT7 | 640051 |  |  | 1 | NPPD.NPPD.AINSWAINSW11_1.1
5687 | AINAINSPEFTR | SWPP | INT | 3 |  | Contingent | WAUE | FTRANDL | NPPD | SPENCE1 | 115 |  | 140 | 154 | 140 | 154 | 140 | 154 | 140 | 154 | OTDF | LN FTRANDL - SPENCE1 115 kV | 4 | FTRANDL4 | 652510 | SPENCER7 | 640349 |  |  | 1 | WAUE.WAUE.SPENCFTRAN11_1.1
5687 | AINAINSPEFTR | SWPP | INT | 3 |  | Contingent | NPPD | ONEILL | NPPD | SPENCE1 | 115 |  | 140 | 154 | 140 | 154 | 140 | 154 | 140 | 154 | OTDF | LN ONEILL - SPENCE1 115 kV | 4 | ONEILL 7 | 640305 | SPENCER7 | 640349 |  |  | 1 | NPPD.NPPD.ONEILL_SPENCE1.A
5688 | SHEBENSHEFOL | SWPP | INT | 2 |  | Monitored | NPPD | SHELDON | LES | SWBENNET | 115 |  | 240 | 240 | 240 | 240 | 240 | 240 | 240 | 240 | OTDF | LN SHELDON - SWBENNET 115 kV | 38 | SHELDON7 | 640278 | SW7&BENNET7 | 650244 |  |  | 1 | LES.LES.BENNET_SHELDON.1
5688 | SHEBENSHEFOL | SWPP | INT | 2 |  | Contingent | NPPD | SHELDON | LES | FOLSOM | 115 |  | 240 | 240 | 240 | 240 | 240 | 240 | 240 | 240 | OTDF | LN SHELDON - FOLSOM 115 kV | 38 | SHELDON7 | 640278 | FOLSM&PHIL7 | 650242 |  |  | 1 | NPPD.NPPD.L1099.A
5689 | FULPATNWTTUR | SWPP | INT | 2 |  | Monitored | CSWS | FULTON_C | EES | PAT_WX | 115 |  | 158 | 158 | 158.01 | 158 | 158 | 158 | 159 | 159 | OTDF | LN FULTON_C - PAT_WX 115 kV | 12 | FULTON 3 | 503912 | 3PATMOS.W# | 338875 |  |  | 1 | EES.EES.FULTON_PATMO.A
5689 | FULPATNWTTUR | SWPP | INT | 2 |  | Contingent | CSWS | TURK_PP | CSWS | NWTEXAR | 345 |  | 158 | 158 | 158.01 | 158 | 158 | 158 | 159 | 159 | OTDF | LN TURK_PP - NWTEXAR 345 kV | 12 | TURK 4 | 507455 | NWTXARK4 | 508072 |  |  | 1 | CSWS.CSWS.NWTEX_TURK.A
5691 | HUGVALHUGVAL | SWPP | RCF | 2 |  | Monitored | WFEC | HUGOPP4 | CSWS | VALLIANT | 138 |  | 299 | 353 | 299 | 353 | 299 | 353 | 381 | 421 | OTDF | LN HUGOPP4 - VALLIANT 138 kV | 58 | HUGO PP4 | 520948 | VALIANT2 | 510918 |  |  | 1 | WFEC.WFEC.VALLIANT_WFE.A
5691 | HUGVALHUGVAL | SWPP | RCF | 2 |  | Contingent | WFEC | HUGOPP4 | CSWS | VALLIANT | 345 |  | 299 | 353 | 299 | 353 | 299 | 353 | 381 | 421 | OTDF | LN HUGOPP4 - VALLIANT 345 kV | 58 | HUGO PP4 | 521157 | VALIANT2 | 510911 |  |  | 1 | WFEC.WFEC.HUGO_VALLIANT.A
5692 | KILWHEHUNWDR | SWPP | RCF | 2 |  | Monitored | OKGE | KILDR | OKGE | WHEGL | 138 |  | 268 | 308 | 268 | 308 | 268 | 308 | 347 | 375 | OTDF | LN KILDR - WHEGL 138 kV | 60 | KILDARE4 | 514760 | WHEAGLE4 | 514761 |  |  | 1 | OKGE.OKGE.8672.A
5692 | KILWHEHUNWDR | SWPP | RCF | 2 |  | Contingent | OKGE | HUNTERS7 | OKGE | WDRNG1 | 345 |  | 268 | 308 | 268 | 308 | 268 | 308 | 347 | 375 | OTDF | LN HUNTERS7 - WDRNG1 345 kV | 60 | HUNTERS7 | 515476 | WOODRNG4 | 514715 |  |  | 1 | OKGE.OKGE.8622.A
5693 | MARSMISTEHAR | SWPP | INT | 2 |  | Monitored | WR | MARSHAL3 | WR | BAIL_WR | 115 |  | 247 | 273 | 226 | 254 | 247 | 273 | 269 | 293 | OTDF | LN MARSHAL3 - BAIL_WR 115 kV | 8 | MARSHAL3 | 533303 | BAILEYV3 | 533322 |  |  | 1 | WR.WR.MARSHAL3_BAIL.A
5693 | MARSMISTEHAR | SWPP | INT | 2 |  | Contingent | NPPD | STEELCTY | NPPD | HARBINE | 115 |  | 247 | 273 | 226 | 254 | 247 | 273 | 269 | 293 | OTDF | LN STEELCTY - HARBINE 115 kV | 8 | STEELEC7 | 640426 | HARBINE7 | 640208 |  |  | 1 | NPPD.NPPD.1275.1
5694 | PANHIGMARHUT | SWPP | INT | 2 |  | Monitored | SPS | PANTEX_S | SPS | HIGHL_TP | 115 |  | 159 | 175 | 159 | 175 | 159 | 175 | 176 | 194 | OTDF | LN PANTEX_S - HIGHL_TP 115 kV | 2 | PANTEX_S 3 | 523945 | HIGHLAND_TP3 | 523931 |  |  | 1 | SPS.SPS.HIGHLT_PANTS_1.1
5694 | PANHIGMARHUT | SWPP | INT | 2 |  | Contingent | SPS | MARTIN | SPS | HUTCH | 115 |  | 159 | 175 | 159 | 175 | 159 | 175 | 176 | 194 | OTDF | LN MARTIN - HUTCH 115 kV | 2 | MARTIN 3 | 523928 | HUTCHISON 6 | 523546 |  |  | 1 | SPS.SPS.POM_HUTCH.A
5695 | SMKSUMPOSAXT | SWPP | INT | 2 |  | Monitored | MIDW | WR_SMKHL | MIDW | SUMM | 230 |  | 330 | 350 | 330 | 350 | 330 | 350 | 363 | 363 | OTDF | LN WR_SMKHL - SUMM 230 kV | 30 | SMOKYHL6 | 530592 | SUMMIT 7 | 532873 |  |  | 1 | WR.MIDW.SUMM_SMKHL.A
5695 | SMKSUMPOSAXT | SWPP | INT | 2 |  | Contingent | NPPD | MACON345 | NPPD | AXTELL1 | 345 |  | 330 | 350 | 330 | 350 | 330 | 350 | 363 | 363 | OTDF | LN MACON345 - AXTELL1 345 kV | 30 | MACON345 | 0 | AXTELL 3 | 640065 |  |  | 1 | NPPD.NPPD.MACON_AXTELL.1
5697 | AESTARFTSAES | SWPP | INT | 8 |  | Monitored | OKGE | AES5 | OKGE | TARBY1 | 161 |  | 335 | 335 | 335 | 335 | 335 | 335 | 335 | 335 | OTDF | LN AES5 - TARBY1 161 kV | 7 | AES 5 | 515262 | TARBY 2 | 515264 |  |  | 1 | OKGE.OKGE.9127.A
5697 | AESTARFTSAES | SWPP | INT | 8 |  | Contingent | OKGE | AES5 | OKGE | BONTP | 161 |  | 335 | 335 | 335 | 335 | 335 | 335 | 335 | 335 | OTDF | LN AES5 - BONTP 161 kV | 7 | AES 5 | 515262 | BONANZT5 | 515261 |  |  | 1 | OKGE.OKGE.AES5___BONTP_1.A
5697 | AESTARFTSAES | SWPP | INT | 8 |  | Contingent | OKGE | BEVYTAP5 | OKGE | BONTP | 161 |  | 335 | 335 | 335 | 335 | 335 | 335 | 335 | 335 | OTDF | LN BEVYTAP5 - BONTP 161 kV | 7 | BEVYTAP5 | 515299 | BONANZT5 | 515261 |  |  | 1 | OKGE.OKGE.BONTP_BEVYT_1.A
5697 | AESTARFTSAES | SWPP | INT | 8 |  | Contingent | OKGE | BEVYTAP5 | OKGE | FTSMTH | 161 |  | 335 | 335 | 335 | 335 | 335 | 335 | 335 | 335 | OTDF | LN BEVYTAP5 - FTSMTH 161 kV | 7 | BEVYTAP5 | 515299 | FTSMTHW5 | 515301 |  |  | 1 | OKGE.OKGE.BEVYTA_FTSMT_1.A
5697 | AESTARFTSAES | SWPP | INT | 8 |  | Contingent | CSWS | HACKETT | CSWS | BONANZA | 161 |  | 335 | 335 | 335 | 335 | 335 | 335 | 335 | 335 | OTDF | LN HACKETT - BONANZA 161 kV | 7 | HACKETT 5 | 504181 | BONANZA5 | 507182 |  |  | 1 | CSWS.CSWS.BONANHACKE16_1.A
5697 | AESTARFTSAES | SWPP | INT | 8 |  | Contingent | CSWS | REEVES_R | CSWS | HACKETT | 161 |  | 335 | 335 | 335 | 335 | 335 | 335 | 335 | 335 | OTDF | LN REEVES_R - HACKETT 161 kV | 7 | REVESRD5 | 507185 | HACKETT 5 | 504181 |  |  | 1 | CSWS.CSWS.REEVES_HACKET.A
5697 | AESTARFTSAES | SWPP | INT | 8 |  | Contingent | CSWS | REEVES_R | CSWS | NHUNTING | 161 |  | 335 | 335 | 335 | 335 | 335 | 335 | 335 | 335 | OTDF | LN REEVES_R - NHUNTING 161 kV | 7 | REVESRD5 | 507185 | NHUNTNT2 | 507189 |  |  | 1 | CSWS.CSWS.REEVES_NHUNT.A
5697 | AESTARFTSAES | SWPP | INT | 8 |  | Contingent | CSWS | BONANZA | OKGE | BONTP | 161 |  | 335 | 335 | 335 | 335 | 335 | 335 | 335 | 335 | OTDF | ZBR BONANZA - BONTP 161 kV | 7 | BONANZA5 | 507182 | BONANZT5 | 515261 |  |  | 1 | CSWS.CSWS.BONANZA_OGE_1A.A
5698 | ORDNLOBROMUD | SWPP | INT | 2 |  | Monitored | NPPD | ORD1 | NPPD | N_LOUP | 115 |  | 140 | 154 | 140 | 154 | 140 | 154 | 140 | 154 | OTDF | LN ORD1 - N_LOUP 115 kV | 3 | ORD 7 | 640308 | N.LOUP 7 | 640284 |  |  | 1 | NPPD.NPPD.N_LOUP_ORD1.A
5698 | ORDNLOBROMUD | SWPP | INT | 2 |  | Contingent | NPPD | MUDDYCRK | NPPD | BROKENB | 115 |  | 140 | 154 | 140 | 154 | 140 | 154 | 140 | 154 | OTDF | LN MUDDYCRK - BROKENB 115 kV | 3 | Muddy Creek | 0 | BROKENB7 | 640089 |  |  | 1 | NPPD.NPPD.BROKENB_MUDDYC.A
5699 | NICGRAHITPOT | SWPP | INT | 2 |  | Monitored | SPS | NICHSUB | SPS | GRAPVINE | 230 |  | 478 | 547 | 478 | 547 | 478 | 547 | 553 | 608 | OTDF | LN NICHSUB - GRAPVINE 230 kV | 19 | NICHOLS 3 | 524044 | GRAPEVINE 3 | 523771 |  |  | 1 | SPS.SPS.NICHSGRAPV23_1.1
5699 | NICGRAHITPOT | SWPP | INT | 2 |  | Contingent | SPS | POTTER_S | SPS | HITCH | 345 |  | 478 | 547 | 478 | 547 | 478 | 547 | 553 | 608 | OTDF | LN POTTER_S - HITCH 345 kV | 19 | POTTER_CO 7 | 523961 | HITCHLAND 7 | 523097 |  |  | 1 | SPS.SPS.HITCH_POTTER.A
5700 | SCOVICSTESTG | SWPP | INT | 4 |  | Monitored | NPPD | SCOTSBLF | NPPD | VICTRY_H | 115 |  | 155 | 170 | 155 | 170 | 155 | 170 | 155 | 170 | OTDF | LN SCOTSBLF - VICTRY_H 115 kV | 55 | SCOTBLF7 | 640338 | VICTRYH7 | 640397 |  |  | 1 | NPPD.NPPD.NP_690-A.A
5700 | SCOVICSTESTG | SWPP | INT | 4 |  | Contingent | WAUE | STEGALL | WAUE | STEGALL | 345/1 |  | 155 | 170 | 155 | 170 | 155 | 170 | 155 | 170 | OTDF | XF STEGALL 345/1 kV | 55 | STEGALL4 | 659135 | STEGALL4 | 652196 | STEGALLM9 | 659167 | 1 | WAUE.WAUE.STEGALL.V3A1.KV3A1
5700 | SCOVICSTESTG | SWPP | INT | 4 |  | Contingent | SGE | STEG_TIE | WAUE | STEGALL | 230 |  | 155 | 170 | 155 | 170 | 155 | 170 | 155 | 170 | OTDF | ZBR STEG_TIE - STEGALL 230 kV | 55 | STEG_TIE | 963001 | STEGALL4 | 0 |  |  | 1 | SGE.SGE.STEGALL_DCTIE.1
5701 | FTTXFRFTTXFR | SWPP | INT | 4 |  | Monitored | WAUE | FTTHOMP | WAUE | FTTHOMP | 345/1 |  | 250 | 313 | 250 | 313 | 250 | 313 | 250 | 313 | OTDF | XF FTTHOMP 345/1 kV | 31 | FTTHOMP4 | 0 | FTTHOMP4 | 652083 | FTTHMP29 | 652274 | 8 | WAUE.WAUE.FTTHOMP.U1B1.KU1B1
5701 | FTTXFRFTTXFR | SWPP | INT | 4 |  | Monitored | WAUE | FTTHOMP | WAUE | FTTHOMP | 345/1 |  | 250 | 313 | 250 | 313 | 250 | 313 | 250 | 313 | OTDF | XF FTTHOMP 345/1 kV | 31 | FTTHOMP4 | 0 | FTTHOMP4 | 652083 | FTTHOMP4 | 652507 | 8 | WAUE.WAUE.FTTHOMP.U1B1.KU1B1
5701 | FTTXFRFTTXFR | SWPP | INT | 4 |  | Contingent | WAUE | FTTHOMP | WAUE | FTTHOMP | 345/1 |  | 250 | 313 | 250 | 313 | 250 | 313 | 250 | 313 | OTDF | XF FTTHOMP 345/1 kV | 31 | FTTHOMP4 | 0 | FTTHOMP4 | 652083 | FTTHMP29 | 652274 | 1 | WAUE.WAUE.FTTHOMP.U1A1.KU1A1
5701 | FTTXFRFTTXFR | SWPP | INT | 4 |  | Contingent | WAUE | FTTHOMP | WAUE | FTTHOMP | 345/1 |  | 250 | 313 | 250 | 313 | 250 | 313 | 250 | 313 | OTDF | XF FTTHOMP 345/1 kV | 31 | FTTHOMP4 | 0 | FTTHOMP4 | 652083 | FTTHOMP4 | 652507 | 1 | WAUE.WAUE.FTTHOMP.U1A1.KU1A1
5702 | HUDTSERSSORU | SWPP | INT | 6 |  | Monitored | CSWS | HUDSON | CSWS | TSE_NEW | 138 |  | 241 | 345 | 241 | 345 | 241 | 345 | 287 | 379 | OTDF | LN HUDSON - TSE_NEW 138 kV | 15 | S.HUD.-4 | 509833 | T.S.E.-2 | 509811 |  |  | 1 | CSWS.CSWS.2057.A
5702 | HUDTSERSSORU | SWPP | INT | 6 |  | Contingent | CSWS | 81_YALE | CSWS | WARRENM | 138 |  | 241 | 345 | 241 | 345 | 241 | 345 | 287 | 379 | OTDF | LN 81_YALE - WARRENM 138 kV | 15 | 81YALES4 | 509809 | WAREN-W4 | 509857 |  |  | 1 | CSWS.CSWS.2052-A.A
5702 | HUDTSERSSORU | SWPP | INT | 6 |  | Contingent | CSWS | RIVRSIDE | CSWS | ORU_OLD | 138 |  | 241 | 345 | 241 | 345 | 241 | 345 | 287 | 379 | OTDF | LN RIVRSIDE - ORU_OLD 138 kV | 15 | RSS2-1 | 509783 | 509853 ORU-WTP4 | 509853 |  |  | 1 | CSWS.CSWS.2014.A
5702 | HUDTSERSSORU | SWPP | INT | 6 |  | Contingent | CSWS | WARNTAP4 | CSWS | 96YALE | 138 |  | 241 | 345 | 241 | 345 | 241 | 345 | 287 | 379 | OTDF | LN WARNTAP4 - 96YALE 138 kV | 15 | WARNTAP4 | 509858 | 96YALE-4 | 509847 |  |  | 1 | CSWS.CSWS.WARNTAP_96YALE.A
5702 | HUDTSERSSORU | SWPP | INT | 6 |  | Contingent | CSWS | WARNTAP4 | CSWS | ORU_OLD | 138 |  | 241 | 345 | 241 | 345 | 241 | 345 | 287 | 379 | OTDF | LN WARNTAP4 - ORU_OLD 138 kV | 15 | WARNTAP4 | 509858 | 509853 ORU-WTP4 | 509853 |  |  | 1 | CSWS.CSWS.2052.A
5702 | HUDTSERSSORU | SWPP | INT | 6 |  | Contingent | CSWS | WARNTAP4 | CSWS | WARRENM | 138 |  | 241 | 345 | 241 | 345 | 241 | 345 | 287 | 379 | OTDF | LN WARNTAP4 - WARRENM 138 kV | 15 | WARNTAP4 | 509858 | WAREN-W4 | 509857 |  |  | 1 | CSWS.CSWS.2052-B.A
5705 | KNOSOTWHIEAS | SWPP | INT | 2 |  | Monitored | CSWS | KNOXLEE | CSWS | STEXEAS | 138 |  | 245 | 245 | 245 | 245 | 245 | 245 | 303 | 303 | OTDF | LN KNOXLEE - STEXEAS 138 kV | 124 | KNOXLEE2 | 508548 | SOTXEST4 | 508570 |  |  | 1 | CSWS.CSWS.906.A
5705 | KNOSOTWHIEAS | SWPP | INT | 2 |  | Contingent | CSWS | WHITNEY | CSWS | EASTX_SW | 138 |  | 245 | 245 | 245 | 245 | 245 | 245 | 303 | 303 | OTDF | LN WHITNEY - EASTX_SW 138 kV | 124 | WHITNEY2 | 508575 | EASTEX 4 | 508582 |  |  | 1 | CSWS.CSWS.946.A
5707 | GRNLEEPLELAK | SWPP | INT | 3 |  | Monitored | MPS | GRNWD1 | MPS | LEESUM | 161 |  | 528 | 557 | 487 | 546 | 528 | 557 | 557 | 557 | OTDF | LN GRNWD1 - LEESUM 161 kV | 19 | GRNWD 5 | 541218 | LEESUM 5 | 541233 |  |  | 1 | MPS.MPS.11022.A
5707 | GRNLEEPLELAK | SWPP | INT | 3 |  | Contingent | MPS | HOOKRD5 | MPS | LKWINGB | 161 |  | 528 | 557 | 487 | 546 | 528 | 557 | 557 | 557 | OTDF | LN HOOKRD5 - LKWINGB 161 kV | 19 | HOOKRD 5 | 541249 | LKWINGB5 | 541243 |  |  | 1 | MPS.MPS.LKWING_HOOKR_1.A
5707 | GRNLEEPLELAK | SWPP | INT | 3 |  | Contingent | MPS | LKWINGB | MPS | PHILL | 161 |  | 528 | 557 | 487 | 546 | 528 | 557 | 557 | 557 | OTDF | LN LKWINGB - PHILL 161 kV | 19 | LKWINGB5 | 541243 | PHILL 5 | 541225 |  |  | 1 | MPS.MPS.11032.A
5708 | WBUWAFAMOOVE | SWPP | RCF | 2 | SWPP | Monitored | MPS | WBURGE1 | MPS | WAFB | 161 |  | 223 | 223 | 223 | 223 | 223 | 223 | 223 | 223 | OTDF | LN WBURGE1 - WAFB 161 kV | 21 | WBURGE 2 | 541228 | WAFB 5 | 541234 |  |  | 1 | MPS.MPS.11035.A
5708 | WBUWAFAMOOVE | SWPP | RCF | 2 | SWPP | Contingent | KCPL | SIBL_KCP | AMRN | OVER | 345 |  | 223 | 223 | 223 | 223 | 223 | 223 | 223 | 223 | OTDF | LN SIBL_KCP - OVER 345 kV | 21 | KCPL SIBLEY PSEUDO STATION | 345408 | 7OVERTON | 345408 |  |  | 1 | AMRN.AMRN.OVER-SIB-3.A
5709 | STUTECLAWSWI | SWPP | INT | 2 |  | Monitored | WR | STULT | WR | TECH | 115 |  | 86 | 92 | 86 | 92 | 86 | 92 | 86 | 92 | OTDF | LN STULT - TECH 115 kV | 19 | STULL T3 | 533270 | TECHILE3 | 533182 |  |  | 1 | WR.WR.4194.1
5709 | STUTECLAWSWI | SWPP | INT | 2 |  | Contingent | WR | LAWH | WR | SWIS | 230 |  | 86 | 92 | 86 | 92 | 86 | 92 | 86 | 92 | OTDF | LN LAWH - SWIS 230 kV | 19 | LAWHILL6 | 532853 | SWISVAL7 | 532856 |  |  | 1 | WR.WR.39.1
5710 | LECMIDLAWMID | SWPP | INT | 2 |  | Monitored | WR | LEC | WR | MIDJ | 115 |  | 159 | 159 | 138 | 138 | 159 | 159 | 180 | 180 | OTDF | LN LEC - MIDJ 115 kV | 12 | LEC U4 | 533249 | MIDLNDJ3 | 0 |  |  | 1 | WR.WR.3060.1
5710 | LECMIDLAWMID | SWPP | INT | 2 |  | Contingent | WR | LAWH | WR | MIDJ | 230 |  | 159 | 159 | 138 | 138 | 159 | 159 | 180 | 180 | OTDF | LN LAWH - MIDJ 230 kV | 12 | LAWHILL6 | 532853 | MIDLNDJ3 | 532855 |  |  | 1 | WR.WR.LAWHMIDJ23_1.1
5711 | HOSXFRRAUHOS | SWPP | INT | 2 |  | Monitored | NPPD | HOSKINS | NPPD | HOSKINS | 345/230 |  | 336 | 420 | 336 | 420 | 336 | 420 | 336 | 420 | OTDF | XF HOSKINS 345/230 kV | 62 | HOSKINS3 | 640226 | HOSKINS3 | 640227 |  |  | 1 | NPPD.NPPD.HOSKINS.2.2
5711 | HOSXFRRAUHOS | SWPP | INT | 2 |  | Contingent | NPPD | HOSKINS | MEC | RAUN | 345 |  | 336 | 420 | 336 | 420 | 336 | 420 | 336 | 420 | OTDF | LN HOSKINS - RAUN 345 kV | 62 | HOSKINS3 | 640226 | RAUN 3 | 635200 |  |  | 1 | MEC.MEC.RAUNHOSKI34_1.1
5712 | HOSXFRHOSXFR | SWPP | INT | 2 |  | Monitored | NPPD | HOSKINS | NPPD | HOSKINS | 345/230 |  | 336 | 420 | 336 | 420 | 336 | 420 | 336 | 420 | OTDF | XF HOSKINS 345/230 kV | 74 | HOSKINS3 | 640226 | HOSKINS3 | 640227 |  |  | 1 | NPPD.NPPD.HOSKINS.2.2
5712 | HOSXFRHOSXFR | SWPP | INT | 2 |  | Contingent | NPPD | HOSKINS | NPPD | HOSKINS | 345/115 |  | 336 | 420 | 336 | 420 | 336 | 420 | 336 | 420 | OTDF | XF HOSKINS 345/115 kV | 74 | HOSKINS3 | 640226 | HOSKINS3 | 640228 |  |  | 3 | NPPD.NPPD.HOSKINS.4.4
5714 | SWSANASWSWAS | SWPP | INT | 2 |  | Monitored | CSWS | SW_STA | WFEC | ANADARKO | 138 |  | 191 | 191 | 191 | 191 | 191 | 191 | 191 | 191 | OTDF | LN SW_STA - ANADARKO 138 kV | 26 | SWS3-1 | 511477 | ANADARK2 | 520814 |  |  | 1 | WFEC.WFEC.ANADARKO.A
5714 | SWSANASWSWAS | SWPP | INT | 2 |  | Contingent | CSWS | SW_STA | WFEC | WASHIT1 | 138 |  | 191 | 191 | 191 | 191 | 191 | 191 | 191 | 191 | OTDF | LN SW_STA - WASHIT1 138 kV | 26 | SWS3-1 | 511477 | WASHITA2 | 521089 |  |  | 1 | WFEC.WFEC.WASHIT_SWST.A
5716 | SWSANAGRAANA | SWPP | INT | 2 |  | Monitored | CSWS | SW_STA | WFEC | ANADARKO | 138 |  | 191 | 191 | 191 | 191 | 191 | 191 | 191 | 191 | OTDF | LN SW_STA - ANADARKO 138 kV | 50 | SWS3-1 | 511477 | ANADARK2 | 520814 |  |  | 1 | WFEC.WFEC.ANADARKO.A
5716 | SWSANAGRAANA | SWPP | INT | 2 |  | Contingent | OKGE | GRACMONT | WFEC | ANADARKO | 138 |  | 191 | 191 | 191 | 191 | 191 | 191 | 191 | 191 | OTDF | LN GRACMONT - ANADARKO 138 kV | 50 | GRACMNT7 | 515802 | ANADARK2 | 520814 |  |  | 1 | OKGE.OKGE.WASH_ANAD_2.A
5717 | CHAWATCHAPAT | SWPP | RCF | 2 | SWPP | Monitored | WAUE | CHAR_CK | WAUE | WATFORD | 230 |  | 400 | 400 | 400 | 400 | 400 | 400 | 538 | 538 | OTDF | LN CHAR_CK - WATFORD 230 kV | 64 | CHARCREEK 19 | 659302 | WATFORD9 | 652216 |  |  | 1 | WAUE.WAUE.CHAR_WATFO23_1.1
5717 | CHAWATCHAPAT | SWPP | RCF | 2 | SWPP | Contingent | WAUE | CHAR_CK | WAUE | PATENT_G | 345 |  | 400 | 400 | 400 | 400 | 400 | 400 | 538 | 538 | OTDF | LN CHAR_CK - PATENT_G 345 kV | 64 | CHARCREEK 19 | 659183 | 652158 PATENT_G | 659390 |  |  | 1 | WAUE.WAUE.CHAR_CK_PATENT.A
5721 | SWIWGRWERHOY | SWPP | RCF | 2 |  | Monitored | WR | SWIS | KCPL | W_GARDNR | 345 |  | 956 | 956 | 829 | 829 | 956 | 956 | 956 | 956 | OTDF | LN SWIS - W_GARDNR 345 kV | 112 | SWISVAL7 | 532774 | W.GRDNR7 | 542965 |  |  | 1 | KCPL.KCPL.SWIS_WGARD.A
5721 | SWIWGRWERHOY | SWPP | RCF | 2 |  | Contingent | WR | HOYT | WR | STRA | 345 |  | 956 | 956 | 829 | 829 | 956 | 956 | 956 | 956 | OTDF | LN HOYT - STRA 345 kV | 112 | HOYT 7 | 532765 | STRANGR7 | 532772 |  |  | 1 | WR.WR.11_HOYT.1
5723 | BPSCLABPSSHE | SWPP | INT | 2 |  | Monitored | NPPD | BEAPWRST | NPPD | CLATONIA | 115 |  | 140 | 154 | 140 | 154 | 140 | 154 | 140 | 154 | OTDF | LN BEAPWRST - CLATONIA 115 kV | 11 | BPS SUB7 | 640088 | CLATONA7 | 640111 |  |  | 1 | NPPD.NPPD.NP_1178-B.A
5723 | BPSCLABPSSHE | SWPP | INT | 2 |  | Contingent | NPPD | BEAPWRST | NPPD | SHELDON | 115 |  | 140 | 154 | 140 | 154 | 140 | 154 | 140 | 154 | OTDF | LN BEAPWRST - SHELDON 115 kV | 11 | BPS SUB7 | 640088 | SHELDON7 | 640278 |  |  | 1 | NPPD.NPPD.NP_1177-B.A
5724 | KAWTURQUINDG | SWPP | INT | 2 |  | Monitored | KACY | KAWW1 | KACY | TURNER1 | 161 |  | 246 | 251 | 232 | 247 | 246 | 251 | 246 | 251 | OTDF | LN KAWW1 - TURNER1 161 kV | 20 | KAW W 5 | 546655 | TURNER 5 | 546665 |  |  | 1 | KACY.KACY.11275.A
5724 | KAWTURQUINDG | SWPP | INT | 2 |  | Contingent | KACY | QUIND1 | KACY | GMPLT | 161 |  | 246 | 251 | 232 | 247 | 246 | 251 | 246 | 251 | OTDF | LN QUIND1 - GMPLT 161 kV | 20 | QUIND 5 | 546652 | GM PLT 5 | 546663 |  |  | 1 | KACY.KACY.11270.A
5725 | FARSHEBUFJAM | SWPP | RCF | 2 | SWPP | Monitored | WAUE | FARGO | OTP | SHEYNNE | 230 |  | 341 | 341 | 341 | 341 | 341 | 341 | 460 | 460 | OTDF | LN FARGO - SHEYNNE 230 kV | 35 | FARGO 8 | 652435 | SHEYNNE7 | 602006 |  |  | 1 | WAUE.WAUE.FARGOSHEYN23_1.1
5725 | FARSHEBUFJAM | SWPP | RCF | 2 | SWPP | Contingent | OTP | JMSTNOTP | OTP | BUFFALO2 | 345 |  | 341 | 341 | 341 | 341 | 341 | 341 | 460 | 460 | OTDF | LN JMSTNOTP - BUFFALO2 345 kV | 35 | JAMESTN3 | 620369 | BUFFALO7 | 620358 |  |  | 1 | OTP.OTP.BUFFAJMSTN34_1.1
5731 | WEKKEYWEKSIL | SWPP | INT | 2 |  | Monitored | CSWS | WEKIWA | SPA | KEYSTON2 | 138 |  | 191 | 191 | 191 | 191 | 191 | 191 | 191 | 191 | OTDF | LN WEKIWA - KEYSTON2 138 kV | 30 | WEKIWA-4 | 509757 | KEYSTON4 | 505610 |  |  | 1 | SPA.SPA.KEYSTONE_72.A
5731 | WEKKEYWEKSIL | SWPP | INT | 2 |  | Contingent | CSWS | WEKIWA | CSWS | SILVER_T | 138 |  | 191 | 191 | 191 | 191 | 191 | 191 | 191 | 191 | OTDF | LN WEKIWA - SILVER_T 138 kV | 30 | WEKIWA-4 | 509757 | SILVCTYGR4 | 512726 |  |  | 1 | CSWS.CSWS.1977.A
5732 | DAKMARLACNEO | SWPP | RCF | 2 | SWPP | Monitored | KCPL | DAKOTA | WR | MARM | 161 |  | 271 | 301 | 250 | 281 | 271 | 301 | 294 | 320 | OTDF | LN DAKOTA - MARM 161 kV | 44 | 543650 KCPL Dakota | 543650 | MARMTNE5 | 532934 |  |  | 1 | KCPL.KCPL.DAKOTA_MARM.L9
5732 | DAKMARLACNEO | SWPP | RCF | 2 | SWPP | Contingent | KCPL | LACYGNE | WR | N345 | 345 |  | 271 | 301 | 250 | 281 | 271 | 301 | 294 | 320 | OTDF | LN LACYGNE - N345 345 kV | 44 | LACYGNE7 | 542981 | NEOSHO 7 | 532793 |  |  | 1 | KCPL.KCPL.LACYGN_NEOSHO1.1
5733 | CIRXFRSUMREN | SWPP | INT | 2 |  | Monitored | WR | CIRC | WR | CIRC | 230/115 |  | 280 | 308 | 280 | 308 | 280 | 308 | 280 | 308 | OTDF | XF CIRC 230/115 kV | 29 | CIRCLE 6 | 532871 | CIRCLE 6 | 533413 |  |  | 1 | WR.WR.CIRC.1077.CIRC_67
5733 | CIRXFRSUMREN | SWPP | INT | 2 |  | Contingent | WR | SUMM | WR | RENO | 345 |  | 280 | 308 | 280 | 308 | 280 | 308 | 280 | 308 | OTDF | LN SUMM - RENO 345 kV | 29 | SUMMIT 7 | 532773 | RENO 7 | 532771 |  |  | 1 | WR.WR.RENO_SUMM.A
5734 | EDWXFR87CRAI | SWPP | INT | 2 |  | Monitored | WR | EDWV | WR | EDWV | 115/161 |  | 167 | 167 | 167 | 167 | 167 | 167 | 167 | 167 | OTDF | XF EDWV 115/161 kV | 27 | EDWARVL3 | 533238 | EDWARVL3 | 532912 |  |  | 1 | WR.WR.EDWV.4382.EDWV_16
5734 | EDWXFR87CRAI | SWPP | INT | 2 |  | Contingent | WR | 87TH_ST | KCPL | CRAIG | 345 |  | 167 | 167 | 167 | 167 | 167 | 167 | 167 | 167 | OTDF | LN 87TH_ST - CRAIG 345 kV | 27 | 87TH 7 | 532775 | CRAIG 7 | 542977 |  |  | 1 | WR.WR.CRAIG__STR_CR1.A
5735 | KELTECCOOSTJ | SWPP | INT | 2 |  | Monitored | WR | KELL | WR | TECH | 161 |  | 112 | 123 | 112 | 123 | 112 | 123 | 112 | 123 | OTDF | LN KELL - TECH 161 kV | 16 | KELLY 5 | 532913 | TECHILE3 | 532920 |  |  | 1 | WR.WR.4055.1
5735 | KELTECCOOSTJ | SWPP | INT | 2 |  | Contingent | NPPD | COOPER | MPS | ST_JOE | 345 |  | 112 | 123 | 112 | 123 | 112 | 123 | 112 | 123 | OTDF | LN COOPER - ST_JOE 345 kV | 16 | COOPER 3 | 640139 | ST JOE 3 | 541199 |  |  | 1 | NPPD.NPPD.11310.A
5736 | LACNEOLACWGA | SWPP | RCF | 2 | SWPP | Monitored | KCPL | LACYGNE | WR | N345 | 345 |  | 1015 | 1015 | 1015 | 1015 | 1015 | 1015 | 1015 | 1015 | OTDF | LN LACYGNE - N345 345 kV | 53 | LACYGNE7 | 542981 | NEOSHO 7 | 532793 |  |  | 1 | KCPL.KCPL.LACYGN_NEOSHO1.1
5736 | LACNEOLACWGA | SWPP | RCF | 2 | SWPP | Contingent | KCPL | LACYGNE | KCPL | W_GARDNR | 345 |  | 1015 | 1015 | 1015 | 1015 | 1015 | 1015 | 1015 | 1015 | OTDF | LN LACYGNE - W_GARDNR 345 kV | 53 | LACYGNE7 | 542981 | W.GRDNR7 | 542965 |  |  | 1 | KCPL.KCPL.LACYGN_W_GARD1.1
5738 | MARNEOJAYFRA | SWPP | INT | 2 |  | Monitored | WR | MARM | WR | NSES | 161 |  | 148 | 148 | 148 | 148 | 148 | 148 | 148 | 148 | OTDF | LN MARM - NSES 161 kV | 10 | MARMTNE5 | 532934 | NEOSHO 2 | 532937 |  |  | 1 | WR.WR.29.1
5738 | MARNEOJAYFRA | SWPP | INT | 2 |  | Contingent | WR | JAY_HAWK | WR | FRANKLN5 | 161 |  | 148 | 148 | 148 | 148 | 148 | 148 | 148 | 148 | OTDF | LN JAY_HAWK - FRANKLN5 161 kV | 10 | JAY_HAWK | 532930 | FRANKLIN5 | 532938 |  |  | 1 | WR.WR.FRANKLIN_JAYH.1
5739 | KELXFRTECXFR | SWPP | INT | 2 |  | Monitored | WR | KELL | WR | KELL | 161/115 |  | 112 | 123 | 112 | 123 | 112 | 123 | 112 | 123 | OTDF | XF KELL 161/115 kV | 21 | KELLY 5 | 532913 | KELLY 5 | 533217 |  |  | 1 | WR.WR.KELL.4056.KELL_10
5739 | KELXFRTECXFR | SWPP | INT | 2 |  | Contingent | WR | TECH | WR | TECH | 161/115 |  | 112 | 123 | 112 | 123 | 112 | 123 | 112 | 123 | OTDF | XF TECH 161/115 kV | 21 | TECHILE3 | 532920 | TECHILE3 | 533182 |  |  | 3 | WR.WR.TECH.4374.TECH_1
5740 | WICBENVIOREN | SWPP | RCF | 2 | SWPP | Monitored | WR | WICH | WR | BENT | 345 |  | 878 | 956 | 878 | 956 | 878 | 956 | 878 | 956 | OTDF | LN WICH - BENT 345 kV | 282 | WICHITA7 | 532796 | BENTON 7 | 532791 |  |  | 1 | WR.WR.BENTWICH34_1.1
5740 | WICBENVIOREN | SWPP | RCF | 2 | SWPP | Contingent | WR | VIOLA7 | OKGE | RENFROW7 | 345 |  | 878 | 956 | 878 | 956 | 878 | 956 | 878 | 956 | OTDF | LN VIOLA7 - RENFROW7 345 kV | 282 | VIOLA 7 | 532798 | RENFROW7 | 515543 |  |  | 1 | WR.WR.HUNTER_VIOLA.A
5741 | AESBONAESTAR | SWPP | INT | 2 |  | Monitored | OKGE | AES5 | OKGE | BONTP | 161 |  | 335 | 335 | 335 | 335 | 335 | 335 | 335 | 335 | OTDF | LN AES5 - BONTP 161 kV | 5 | AES 5 | 515262 | BONANZT5 | 515261 |  |  | 1 | OKGE.OKGE.AES5___BONTP_1.A
5741 | AESBONAESTAR | SWPP | INT | 2 |  | Contingent | OKGE | AES5 | OKGE | TARBY1 | 161 |  | 335 | 335 | 335 | 335 | 335 | 335 | 335 | 335 | OTDF | LN AES5 - TARBY1 161 kV | 5 | AES 5 | 515262 | TARBY 2 | 515264 |  |  | 1 | OKGE.OKGE.9127.A
5742 | HOLXFRSEWPIO | SWPP | INT | 9 |  | Monitored | SECI | HOLCOM1 | SECI | HOLCOM1 | 345/1 |  | 336 | 359 | 336 | 359 | 336 | 359 | 336 | 359 | OTDF | XF HOLCOM1 345/1 kV | 7 | HOLCOMB3 | 531449 | HOLCOMB3 | 531448 | HOLCTER1 | 531450 | 01; 04 | SECI.SECI.HOLCOM1.TR16.AA
5742 | HOLXFRSEWPIO | SWPP | INT | 9 |  | Contingent | SECI | HASKEL2 | SECI | CTUSUBL | 115 |  | 336 | 359 | 336 | 359 | 336 | 359 | 336 | 359 | OTDF | LN HASKEL2 - CTUSUBL 115 kV | 7 | HASKELL3 | 531374 | SAT-TAP3 | 531442 |  |  | 1 | SECI.SECI.10060.A
5742 | HOLXFRSEWPIO | SWPP | INT | 9 |  | Contingent | SECI | PIONTAP | SECI | CTUSUBL | 115 |  | 336 | 359 | 336 | 359 | 336 | 359 | 336 | 359 | OTDF | LN PIONTAP - CTUSUBL 115 kV | 7 | PIONTAP3 | 531392 | SAT-TAP3 | 531442 |  |  | 1 | SECI.SECI.10089.A
5742 | HOLXFRSEWPIO | SWPP | INT | 9 |  | Contingent | SECI | SEWARD2 | SECI | HASKEL2 | 115 |  | 336 | 359 | 336 | 359 | 336 | 359 | 336 | 359 | OTDF | LN SEWARD2 - HASKEL2 115 kV | 7 | SEWARD-3 | 531467 | HASKELL3 | 531374 |  |  | 1 | SECI.SECI.10061.A
5742 | HOLXFRSEWPIO | SWPP | INT | 9 |  | Contingent | SECI | SATANT1 | SECI | SATANT1 | 115/34.5 |  | 336 | 359 | 336 | 359 | 336 | 359 | 336 | 359 | OTDF | XF SATANT1 115/34.5 kV | 7 | SATMKEC3 | 539691 | SATMKEC3 | 539730 |  |  | 1 | SECI.SECI.SATANT1.1095.A
5742 | HOLXFRSEWPIO | SWPP | INT | 9 |  | Contingent | SECI | SATANT1 | SECI | CTUSUBL | 115 |  | 336 | 359 | 336 | 359 | 336 | 359 | 336 | 359 | OTDF | ZBR SATANT1 - CTUSUBL 115 kV | 7 | SATMKEC3 | 539691 | SAT-TAP3 | 531442 |  |  | 1 | SECI.SECI.10138.A
5743 | CATCATTULXFR | SWPP | INT | 3 |  | Monitored | GRDA | CATSAGR5 | GRDA | CATSAGR5 | 161/138 |  | 150 | 188 | 150 | 188 | 150 | 188 | 150 | 188 | OTDF | XF CATSAGR5 161/138 kV | 54 | CATSAGR5 | 512638 | CATSAGR5 | 509790 |  |  | 01; 02 | GRDA.GRDA.CATSAGR5.1292.2
5743 | CATCATTULXFR | SWPP | INT | 3 |  | Contingent | CSWS | TULSA_NO | CSWS | TULSA_NO | 345/138 |  | 150 | 188 | 150 | 188 | 150 | 188 | 150 | 188 | OTDF | XF TULSA_NO 345/138 kV | 54 | T.NO.2-4 | 509852 | T.NO.2-4 | 509817 |  |  | 1 | CSWS.CSWS.TULSA_NO.2068.1
5744 | CATCATGRDGRE | SWPP | INT | 3 |  | Monitored | GRDA | CATSAGR5 | GRDA | CATSAGR5 | 161/138 |  | 150 | 188 | 150 | 188 | 150 | 188 | 150 | 188 | OTDF | XF CATSAGR5 161/138 kV | 74 | CATSAGR5 | 512638 | CATSAGR5 | 509790 |  |  | 01; 02 | GRDA.GRDA.CATSAGR5.1292.2
5744 | CATCATGRDGRE | SWPP | INT | 3 |  | Contingent | GRDA | GRDA17 | GRDA | GREC3 | 345 |  | 150 | 188 | 150 | 188 | 150 | 188 | 150 | 188 | OTDF | LN GRDA17 - GREC3 345 kV | 74 | GRDA1 5 | 512650 | GREC TAP5 | 512865 |  |  | 1 | GRDA.GRDA.GRDA17_GREC3.A
5745 | KILNWKRENVIO | SWPP | RCF | 2 |  | Monitored | OKGE | KILDR | OKGE | NUKRKAT4 | 138 |  | 194 | 222 | 194 | 222 | 194 | 220 | 249 | 270 | OTDF | LN KILDR - NUKRKAT4 138 kV | 64 | KILDARE4 | 514760 | NWKRKAT4 | 514764 |  |  | 1 | OKGE.OKGE.NUKRKAT4_KILDR.A
5745 | KILNWKRENVIO | SWPP | RCF | 2 |  | Contingent | OKGE | RENFROW7 | WR | VIOLA7 | 345 |  | 194 | 222 | 194 | 222 | 194 | 220 | 249 | 270 | OTDF | LN RENFROW7 - VIOLA7 345 kV | 64 | RENFROW7 | 515543 | VIOLA 7 | 532798 |  |  | 1 | WR.WR.HUNTER_VIOLA.A
5746 | PECAGEPEC5TR | SWPP | INT | 2 |  | Monitored | OKGE | PECAN1 | OKGE | AGNCY1 | 161 |  | 313 | 335 | 313 | 335 | 313 | 335 | 335 | 335 | OTDF | LN PECAN1 - AGNCY1 161 kV | 17 | PECANCK4 | 515234 | AGENCY 2 | 515230 |  |  | 1 | OKGE.OKGE.9105.A
5746 | PECAGEPEC5TR | SWPP | INT | 2 |  | Contingent | OKGE | PECAN1 | OKGE | FIVE1 | 161 |  | 313 | 335 | 313 | 335 | 313 | 335 | 335 | 335 | OTDF | LN PECAN1 - FIVE1 161 kV | 17 | PECANCK4 | 515234 | 5TRIBES2 | 515228 |  |  | 1 | OKGE.OKGE.9101.A
5747 | PILSCOHOLXFR | SWPP | INT | 13 |  | Monitored | SECI | PILE | SECI | SCOTCTY | 115 |  | 195.4 | 195.4 | 195.4 | 195.4 | 195.4 | 195.4 | 194.4 | 195.4 | OTDF | LN PILE - SCOTCTY 115 kV | 10 | PILE 3 | 531432 | SCOTCTY2 | 531433 |  |  | 1 | SECI.SECI.10129.A
5747 | PILSCOHOLXFR | SWPP | INT | 13 |  | Contingent | SECI | HOLCOM1 | SECI | HOLCOM1 | 115/1 |  | 195.4 | 195.4 | 195.4 | 195.4 | 195.4 | 195.4 | 194.4 | 195.4 | OTDF | XF HOLCOM1 115/1 kV | 10 | HOLCOMB3 | 531448 | HOLCOMB7 | 531449 | HOLCTER1 | 531450 | 02; 04 | SECI.SECI.HOLCOM1.TR16.AB
5747 | PILSCOHOLXFR | SWPP | INT | 13 |  | Contingent | SECI | HOLCOM1 | SECI | HOLCOM1 | 13.8/1 |  | 195.4 | 195.4 | 195.4 | 195.4 | 195.4 | 195.4 | 194.4 | 195.4 | OTDF | XF HOLCOM1 13.8/1 kV | 10 | HOLCOMB3 | 531450 | HOLCOMB3 | 531448 | HOLCOMB7 | 531449 | 03; 04 | SECI.SECI.HOLCOM1.TR16.AC
5747 | PILSCOHOLXFR | SWPP | INT | 13 |  | Contingent | SECI | HOLCOM1 | SECI | HOLCOM1 | 345/1 |  | 195.4 | 195.4 | 195.4 | 195.4 | 195.4 | 195.4 | 194.4 | 195.4 | OTDF | XF HOLCOM1 345/1 kV | 10 | HOLCOMB3 | 531449 | HOLCOMB3 | 531448 | HOLCTER1 | 531450 | 01; 04 | SECI.SECI.HOLCOM1.TR16.AA
5748 | 36L52DRIVORU | SWPP | INT | 6 |  | Monitored | CSWS | 36_LEWIS | CSWS | 52DELTP4 | 138 |  | 278 | 278 | 278 | 278 | 278 | 278 | 306 | 343 | OTDF | LN 36_LEWIS - 52DELTP4 138 kV | 19 | 36LEWIS4 | 509800 | 52DELTP4 | 509776 |  |  | 1 | CSWS.CSWS.52DELTP_36LEW.A
5748 | 36L52DRIVORU | SWPP | INT | 6 |  | Contingent | CSWS | 96YALE | CSWS | WARNTAP4 | 138 |  | 278 | 278 | 278 | 278 | 278 | 278 | 306 | 343 | OTDF | LN 96YALE - WARNTAP4 138 kV | 19 | 96YALE-4 | 509847 | WARNTAP4 | 509858 |  |  | 1 | CSWS.CSWS.WARNTAP_96YALE.A
5748 | 36L52DRIVORU | SWPP | INT | 6 |  | Contingent | CSWS | ORU_OLD | CSWS | RIVRSIDE | 138 |  | 278 | 278 | 278 | 278 | 278 | 278 | 306 | 343 | OTDF | LN ORU_OLD - RIVRSIDE 138 kV | 19 | 509853 ORU-WTP4 | 509853 | RSS2-1 | 509783 |  |  | 1 | CSWS.CSWS.2014.A
5748 | 36L52DRIVORU | SWPP | INT | 6 |  | Contingent | CSWS | ORU_OLD | CSWS | WARNTAP4 | 138 |  | 278 | 278 | 278 | 278 | 278 | 278 | 306 | 343 | OTDF | LN ORU_OLD - WARNTAP4 138 kV | 19 | 509853 ORU-WTP4 | 509853 | WARNTAP4 | 509858 |  |  | 1 | CSWS.CSWS.2052.A
5748 | 36L52DRIVORU | SWPP | INT | 6 |  | Contingent | CSWS | WARRENM | CSWS | 81_YALE | 138 |  | 278 | 278 | 278 | 278 | 278 | 278 | 306 | 343 | OTDF | LN WARRENM - 81_YALE 138 kV | 19 | WAREN-W4 | 509857 | 81YALES4 | 509809 |  |  | 1 | CSWS.CSWS.2052-A.A
5748 | 36L52DRIVORU | SWPP | INT | 6 |  | Contingent | CSWS | WARRENM | CSWS | WARNTAP4 | 138 |  | 278 | 278 | 278 | 278 | 278 | 278 | 306 | 343 | OTDF | LN WARRENM - WARNTAP4 138 kV | 19 | WAREN-W4 | 509857 | WARNTAP4 | 509858 |  |  | 1 | CSWS.CSWS.2052-B.A
5749 | 70BS12WAGS34 | SWPP | INT | 2 |  | Monitored | LES | 70_BLUF | OPPD | SUB1214 | 161 |  | 110 | 116 | 110 | 116 | 110 | 116 | 110 | 116 | OTDF | LN 70_BLUF - SUB1214 161 kV | 28 | 70&BLUFF 7 | 650169 | S1214 5 | 646214 |  |  | 1 | LES.LES.SUB1270_BL16_1.1
5749 | 70BS12WAGS34 | SWPP | INT | 2 |  | Contingent | LES | WAGENER | OPPD | SUB3454 | 345 |  | 110 | 116 | 110 | 116 | 110 | 116 | 110 | 116 | OTDF | LN WAGENER - SUB3454 345 kV | 28 | WAGENER 3 | 650185 | S3454 3 | 645454 |  |  | 1 | LES.LES.WAGENSUB3434_1.1
5750 | GERMORCHADUN | SWPP | INT | 3 |  | Monitored | NPPD | GERINGTP | NPPD | MORRILL | 115 |  | 120 | 120 | 120 | 120 | 120 | 120 | 120 | 120 | OTDF | LN GERINGTP - MORRILL 115 kV | 5 | GERINGT7 | 659821 | MORRILL7 | 653312 |  |  | 1 | NPPD.NPPD.MORRIGERIN11_1.1
5750 | GERMORCHADUN | SWPP | INT | 3 |  | Contingent | NPPD | DUNLAP | NPPD | BOXBUTE | 115 |  | 120 | 120 | 120 | 120 | 120 | 120 | 120 | 120 | OTDF | LN DUNLAP - BOXBUTE 115 kV | 5 | DUNLAP 7 | 653311 | BOXBUTE7 | 659815 |  |  | 1 | NPPD.NPPD.DUNLABOXBU11_1.1
5750 | GERMORCHADUN | SWPP | INT | 3 |  | Contingent | NPPD | DUNLAP | NPPD | CHADRON | 115 |  | 120 | 120 | 120 | 120 | 120 | 120 | 120 | 120 | OTDF | LN DUNLAP - CHADRON 115 kV | 5 | DUNLAP 7 | 653311 | CHADRON7 | 640109 |  |  | 1 | NPPD.NPPD.DUNLACHADR11_1.1
5751 | GRACRONORCHA | SWPP | INT | 8 |  | Monitored | KCPL | GA_WEST | KCPL | CROSTOWN | 161 |  | 259 | 259 | 259 | 259 | 259 | 259 | 259 | 259 | OTDF | LN GA_WEST - CROSTOWN 161 kV | 24 | GRAND W5 | 542988 | CROSTWN5 | 542990 |  |  | 1 | KCPL.KCPL.CROSTO_GA_WES1.1
5751 | GRACRONORCHA | SWPP | INT | 8 |  | Contingent | KCPL | CHARLOT5 | KCPL | NRTHEAST | 161 |  | 259 | 259 | 259 | 259 | 259 | 259 | 259 | 259 | OTDF | LN CHARLOT5 - NRTHEAST 161 kV | 24 | CHARLOT5 | 543133 | NEAST 5 | 542985 |  |  | 1 | KCPL.KCPL.CHARLOT5_NRTHE.A
5751 | GRACRONORCHA | SWPP | INT | 8 |  | Contingent | KCPL | NRTHEAST | KCPL | NRTHEAST | 13.8/1 |  | 259 | 259 | 259 | 259 | 259 | 259 | 259 | 259 | OTDF | XF NRTHEAST 13.8/1 kV | 24 | NEAST 5 | 542983 | NE CT18 | 542984 | NEASTREA | 542985 | 11 | KCPL.KCPL.NRTHEAST.XF78.XF78T
5751 | GRACRONORCHA | SWPP | INT | 8 |  | Contingent | KCPL | NRTHEAST | KCPL | NRTHEAST | 13.8/1 |  | 259 | 259 | 259 | 259 | 259 | 259 | 259 | 259 | OTDF | XF NRTHEAST 13.8/1 kV | 24 | NEAST 5 | 542984 | NE CT17 | 542983 | NEASTREA | 542985 | 12 | KCPL.KCPL.NRTHEAST.XF78.XF78L
5751 | GRACRONORCHA | SWPP | INT | 8 |  | Contingent | KCPL | NRTHEAST | KCPL | NRTHEAST | 161/1 |  | 259 | 259 | 259 | 259 | 259 | 259 | 259 | 259 | OTDF | XF NRTHEAST 161/1 kV | 24 | NEAST 5 | 542985 | NE CT17 | 542983 | NE CT18 | 542984 | 10 | KCPL.KCPL.NRTHEAST.XF78.XF78H
6001 | NDEX | SWPP | RCF | 23 |  | Monitored | OTP | ALEXMRES | NSP | RIVRVIEW | 345 |  | 2080 | 2080 | 2080 | 2080 | 2080 | 2080 | 2080 | 2080 | OTDF | LN ALEXMRES - RIVRVIEW 345 kV | 264 | ALEXMRES3 | 658047 | RIVRVIEW | 0 |  |  | 1 | OTP.OTP.ALEXMRIVRV34_1.1
6001 | NDEX | SWPP | RCF | 23 |  | Monitored | OTP | ASTORI | NSP | BRKNGCO | 345 |  | 2080 | 2080 | 2080 | 2080 | 2080 | 2080 | 2080 | 2080 | OTDF | LN ASTORI - BRKNGCO 345 kV | 264 | ASTORI | 0 | BRKNGCO3 | 601031 |  |  | 1 | OTP.OTP.ASTORBRKNG34_1.1
6001 | NDEX | SWPP | RCF | 23 |  | Monitored | OTP | AUDUBON | MP | HUBBARD | 230 |  | 2080 | 2080 | 2080 | 2080 | 2080 | 2080 | 2080 | 2080 | OTDF | LN AUDUBON - HUBBARD 230 kV | 264 | AUDUBON4 | 620336 | GRE-HUBBARD4 | 615341 |  |  | 1 | MP.MP.HUBBAAUD23_1.1
6001 | NDEX | SWPP | RCF | 23 |  | Monitored | OTP | BIGSTON | OTP | OTPBLAIR | 230 |  | 2080 | 2080 | 2080 | 2080 | 2080 | 2080 | 2080 | 2080 | OTDF | LN BIGSTON - OTPBLAIR 230 kV | 264 | BIGSTON4 | 620314 | 655465 BLAIR4 | 655465 |  |  | 1 | OTP.OTP.OTPBLBIGST23_1.1
6001 | NDEX | SWPP | RCF | 23 |  | Monitored | WAUE | BISON | WAUE | MAURINE | 230 |  | 2080 | 2080 | 2080 | 2080 | 2080 | 2080 | 2080 | 2080 | OTDF | LN BISON - MAURINE 230 kV | 264 | BISON 4 | 659351 | MAURINE4 | 652497 |  |  | 1 | WAUE.WAUE.MAURIBISON23_1.1
6001 | NDEX | SWPP | RCF | 23 |  | Monitored | WAUE | BRDLAND | WAUE | HURON | 230 |  | 2080 | 2080 | 2080 | 2080 | 2080 | 2080 | 2080 | 2080 | OTDF | LN BRDLAND - HURON 230 kV | 264 | BRDLAND3 | 659205 | HURON 7 | 652514 |  |  | 1 | WAUE.WAUE.BRDLAHURON23_1.1
6001 | NDEX | SWPP | RCF | 23 |  | Monitored | OTP | BROWNSV | OTP | SUMMITOT | 41.6 |  | 2080 | 2080 | 2080 | 2080 | 2080 | 2080 | 2080 | 2080 | OTDF | LN BROWNSV - SUMMITOT 41.6 kV | 264 | BROWNSV4 | 958050 |  | 620083 |  |  | 1 | OTP.OTP.BROWNSV_SUMMIT.A
6001 | NDEX | SWPP | RCF | 23 |  | Monitored | OTP | CANBY | WAUE | GRANITF | 115 |  | 2080 | 2080 | 2080 | 2080 | 2080 | 2080 | 2080 | 2080 | OTDF | LN CANBY - GRANITF 115 kV | 264 | CANBY 7 | 620211 | GRANITF7 | 652551 |  |  | 1 | OTP.OTP.CANBYGRANI11_1.1
6001 | NDEX | SWPP | RCF | 23 |  | Monitored | OTP | CASS_LK | MP | ZEMPLE | 230 |  | 2080 | 2080 | 2080 | 2080 | 2080 | 2080 | 2080 | 2080 | OTDF | LN CASS_LK - ZEMPLE 230 kV | 264 | CASS LK4 | 620447 | GRE-DEER RV7 | 608611 |  |  | 1 | OTP.OTP.CASSZEMP_904.1
6001 | NDEX | SWPP | RCF | 23 |  | Monitored | WAUE | CHAPELLE | WAUE | FTTHOMP | 345 |  | 2080 | 2080 | 2080 | 2080 | 2080 | 2080 | 2080 | 2080 | OTDF | LN CHAPELLE - FTTHOMP 345 kV | 264 | CHAPELLE 659130 | 659130 | FTTHOMP4 | 652806 |  |  | 1 | WAUE.WAUE.FTTHOMP_CHAPEL.A
6001 | NDEX | SWPP | RCF | 23 |  | Monitored | OTP | DRAYTON | MHEB | LET | 230 |  | 2080 | 2080 | 2080 | 2080 | 2080 | 2080 | 2080 | 2080 | OTDF | LN DRAYTON - LET 230 kV | 264 | DRAYTON7 | 657752 | LETELER4 | 667048 |  |  | 1 | MHEB.MHEB.LETELDRAYT23_1.1
6001 | NDEX | SWPP | RCF | 23 |  | Monitored | WAUE | EDGELEY | WAUE | BRWNCNTY | 115 |  | 2080 | 2080 | 2080 | 2080 | 2080 | 2080 | 2080 | 2080 | OTDF | LN EDGELEY - BRWNCNTY 115 kV | 264 | EDGELEY9 | 652432 | Brown County | 655528 |  |  | 1 | WAUE.WAUE.EDGELY_BRWNCTY.A
6001 | NDEX | SWPP | RCF | 23 |  | Monitored | MDU | ELLENDL | WAUE | ABDNJCT | 115 |  | 2080 | 2080 | 2080 | 2080 | 2080 | 2080 | 2080 | 2080 | OTDF | LN ELLENDL - ABDNJCT 115 kV | 264 | ELLENDL4 | 661027 | ABDNJCT7 | 660000 |  |  | 1 | MDU.MDU.ABDNJELLEN11_1.1
6001 | NDEX | SWPP | RCF | 23 |  | Monitored | WAUE | FORMNWA | WAUE | BOBS_CO | 115 |  | 2080 | 2080 | 2080 | 2080 | 2080 | 2080 | 2080 | 2080 | OTDF | LN FORMNWA - BOBS_CO 115 kV | 264 | FORMAN 8 | 652438 | ROBERTSCTY7 652455 | 652455 |  |  | 1 | WAUE.WAUE.FORMAN_ROBERTS.1
6001 | NDEX | SWPP | RCF | 23 |  | Monitored | OTP | HUDSONGR | NSP | DGLASCO | 115 |  | 2080 | 2080 | 2080 | 2080 | 2080 | 2080 | 2080 | 2080 | OTDF | LN HUDSONGR - DGLASCO 115 kV | 264 | GRE-HUDSON 7 | 619112 | DGLASCO7 | 603027 |  |  | 1 | NSP.NSP.DGLASHUDSO11_1.1
6001 | NDEX | SWPP | RCF | 23 |  | Monitored | OTP | INMAN2 | MP | WINGRIV | 230 |  | 2080 | 2080 | 2080 | 2080 | 2080 | 2080 | 2080 | 2080 | OTDF | LN INMAN2 - WINGRIV 230 kV | 264 | GRE-INMAN 7 | 615300 | GRE-WINGRIV4 | 615566 |  |  | 1 | MP.MP.WINGRINMAN23_1.1
6001 | NDEX | SWPP | RCF | 23 |  | Monitored | OTP | KERKHO | NSP | KERKHOT | 115 |  | 2080 | 2080 | 2080 | 2080 | 2080 | 2080 | 2080 | 2080 | OTDF | LN KERKHO - KERKHOT 115 kV | 264 | GRE-KERKHO 7 | 616005 | KERKHOVENTP7 | 603267 |  |  | 1 | OTP.OTP.KERKHKERKH11_1.1
6001 | NDEX | SWPP | RCF | 23 |  | Monitored | OTP | LAPORTE2 | MP | AKELAPO | 115 |  | 2080 | 2080 | 2080 | 2080 | 2080 | 2080 | 2080 | 2080 | OTDF | LN LAPORTE2 - AKELAPO 115 kV | 264 | LAPORTE7 | 657716 | AKELEY7 | 608638 |  |  | 1 | MP.MP.AKELALAPOR11_1.1
6001 | NDEX | SWPP | RCF | 23 |  | Monitored | WAUE | LELANDO | WAUE | GROTON | 345 |  | 2080 | 2080 | 2080 | 2080 | 2080 | 2080 | 2080 | 2080 | OTDF | LN LELANDO - GROTON 345 kV | 264 | LELAN41G | 659422 | GROTON 3 | 659423 |  |  | 1 | WAUE.WAUE.GROTOLELAN34_1.1
6001 | NDEX | SWPP | RCF | 23 |  | Monitored | WAUE | MORRIS | WAUE | GRANITF | 230 |  | 2080 | 2080 | 2080 | 2080 | 2080 | 2080 | 2080 | 2080 | OTDF | LN MORRIS - GRANITF 230 kV | 264 | MORRIS 4 | 652554 | GRANITF7 | 652550 |  |  | 1 | WAUE.WAUE.MORRIGRANI23_1.1
6001 | NDEX | SWPP | RCF | 23 |  | Monitored | OTP | PEACGRDN | MHEB | GLEN2 | 230 |  | 2080 | 2080 | 2080 | 2080 | 2080 | 2080 | 2080 | 2080 | OTDF | LN PEACGRDN - GLEN2 230 kV | 264 | 602057 PEACE GARD 5 | 602057 | GLENBOR4 | 667052 |  |  | 1 | MHEB.MHEB.GLENBPEACGRD_1.1
6001 | NDEX | SWPP | RCF | 23 |  | Monitored | WAUE | SULLYBT | WAUE | OAHE | 230 |  | 2080 | 2080 | 2080 | 2080 | 2080 | 2080 | 2080 | 2080 | OTDF | LN SULLYBT - OAHE 230 kV | 264 | SULLYBT4 | 655587 | OAHE 4 | 652519 |  |  | 1 | WAUE.WAUE.OAHESULLY23_1.1
6001 | NDEX | SWPP | RCF | 23 |  | Monitored | OTP | BENSON | NSP | BENSONSP | 115 |  | 2080 | 2080 | 2080 | 2080 | 2080 | 2080 | 2080 | 2080 | OTDF | ZBR BENSON - BENSONSP 115 kV | 264 | GRE-BENSON 7 | 615365 |  | 600107 |  |  | 1 | OTP.OTP.BENSOBENSO11_1.1
6006 | GGS | SWPP | INT | 6 |  | Monitored | NPPD | G_GENT1 | NPPD | N_PLT1 | 230 | 1385 | 1625 | 1625 | 1625 | 1625 | 1625 | 1625 | 1625 | 1625 | OTDF | LN G_GENT1 - N_PLT1 230 kV | 188 | GENTLMN3 | 640184 | N.PLATT4 | 640286 |  |  | 1 | NPPD.NPPD.N_PLT1_GG1.A
6006 | GGS | SWPP | INT | 6 |  | Monitored | NPPD | G_GENT1 | NPPD | N_PLT1 | 230 | 1385 | 1625 | 1625 | 1625 | 1625 | 1625 | 1625 | 1625 | 1625 | OTDF | LN G_GENT1 - N_PLT1 230 kV | 188 | GENTLMN3 | 640184 | N.PLATT4 | 640286 |  |  | 2 | NPPD.NPPD.N_PLT1_GG2.A
6006 | GGS | SWPP | INT | 6 |  | Monitored | NPPD | G_GENT1 | NPPD | N_PLT1 | 230 | 1385 | 1625 | 1625 | 1625 | 1625 | 1625 | 1625 | 1625 | 1625 | OTDF | LN G_GENT1 - N_PLT1 230 kV | 188 | GENTLMN3 | 640184 | N.PLATT4 | 640286 |  |  | 3 | NPPD.NPPD.N_PLT1_GG3.1
6006 | GGS | SWPP | INT | 6 |  | Monitored | NPPD | G_GENT1 | NPPD | REDWLO1 | 345 | 1385 | 1625 | 1625 | 1625 | 1625 | 1625 | 1625 | 1625 | 1625 | OTDF | LN G_GENT1 - REDWLO1 345 kV | 188 | GENTLMN3 | 640183 | REDWILO3 | 640325 |  |  | 1 | NPPD.NPPD.12111.A
6006 | GGS | SWPP | INT | 6 |  | Monitored | NPPD | G_GENT1 | NPPD | SWEETW4 | 345 | 1385 | 1625 | 1625 | 1625 | 1625 | 1625 | 1625 | 1625 | 1625 | OTDF | LN G_GENT1 - SWEETW4 345 kV | 188 | GENTLMN3 | 640183 | SWEET W3 | 640374 |  |  | 2 | NPPD.NPPD.12113.B
6006 | GGS | SWPP | INT | 6 |  | Monitored | NPPD | G_GENT1 | NPPD | SWEETW4 | 345 | 1385 | 1625 | 1625 | 1625 | 1625 | 1625 | 1625 | 1625 | 1625 | OTDF | LN G_GENT1 - SWEETW4 345 kV | 188 | GENTLMN3 | 640183 | SWEET W3 | 640374 |  |  | 1 | NPPD.NPPD.12212.A
6007 | GENTLMREDWIL | SWPP | RCF | 1 | SWPP | Monitored | NPPD | G_GENT1 | NPPD | REDWLO1 | 345 |  | 540 | 540 | 540 | 540 | 533 | 533 | 533 | 533 | OTDF | LN G_GENT1 - REDWLO1 345 kV | 62 | GENTLMN3 | 640183 | REDWILO3 | 640325 |  |  | 1 | NPPD.NPPD.12111.A
6011 | MRLGLEMAYPLS | MISO | RCF | 2 |  | Monitored | EES | MRLT_E | EES | GLESON | 161 |  | 249 | 249 | 249 | 249 | 249 | 249 | 249 | 249 | OTDF | LN MRLT_E - GLESON 161 kV | 12.56 | 5MORILTON.E! | 337921 | 5GLEASON | 337927 |  |  | 1 | EES.EES.GLESON_MRLT_E5.A
6011 | MRLGLEMAYPLS | MISO | RCF | 2 |  | Contingent | EES | PLS_HL | EES | MAYFLR | 500 |  | 249 | 249 | 249 | 249 | 249 | 249 | 249 | 249 | OTDF | LN PLS_HL - MAYFLR 500 kV | 12.56 | 8P.HILL% | 337922 | 8MAYFLOWER% | 337937 |  |  | 1 | EES.EES.MAYFLR_PLS_HL8.A
6012 | PR_ISLNROCH | MISO | RCF | 1 | MISO | Monitored | NSP | PR_ISLD | NSP | NROCH | 345 | 1195 | 1195 | 1195 | 1195 | 1195 | 1195 | 1195 | 1195 | 1195 | OTDF | LN PR_ISLD - NROCH 345 kV | 54.52 | PR IS31G | 601003 | NROC 5 | 601039 |  |  | 1 | NSP.NSP.NROCHPR_IS34_1.1
6060 | RIELROSEAU | MISO | RCF | 1 |  | Monitored | MHEB | RIEL | NSP | ROSEAU | 500 |  | 1732 | 2165 | 1732 | 2165 | 1732 | 2165 | 1732 | 2165 | OTDF | LN RIEL - ROSEAU 500 kV | 82.44 | RIELTER9 | 667501 | ROSEAUS2 | 601013 |  |  | 1 | MHEB.MHEB.ROSEARIEL50_1.1
6120 | GLEN2PEACGR | MISO | RCF | 1 |  | Monitored | MHEB | GLEN2 | OTP | PEACGRDN | 230 |  | 390 | 429 | 390 | 429 | 390 | 429 | 495 | 530 | OTDF | LN GLEN2 - PEACGRDN 230 kV | 68 | GLENBOR4 | 667052 | 602057 PEACE GARD 5 | 602057 |  |  | 1 | MHEB.MHEB.GLENBPEACGRD_1.1
6126 | SUBTEKFTCRAU | SWPP | RCF | 3 | SWPP | Monitored | OPPD | SUB1226 | OPPD | TEKAMHO | 161 |  | 256 | 256 | 256 | 256 | 256 | 256 | 256 | 256 | OTDF | LN SUB1226 - TEKAMHO 161 kV | 46 | S1226 5 | 646226 | TEKAMAH5 | 640377 |  |  | 1 | OPPD.OPPD.TEKAMSUB1216_1.1
6126 | SUBTEKFTCRAU | SWPP | RCF | 3 | SWPP | Contingent | OPPD | FT_CAL | OPPD | FT_CAL | 345 |  | 256 | 256 | 256 | 256 | 256 | 256 | 256 | 256 | OTDF | LN FT_CAL - FT_CAL 345 kV | 46 | S3451 3 | 645451 | S3451 3 | 645451 |  |  | 1 | OPPD.OPPD.FT_CAFT_CA34_2.S
6126 | SUBTEKFTCRAU | SWPP | RCF | 3 | SWPP | Contingent | OPPD | FT_CAL | MEC | RAUN | 345 |  | 256 | 256 | 256 | 256 | 256 | 256 | 256 | 256 | OTDF | LN FT_CAL - RAUN 345 kV | 46 | S3451 3 | 645451 | RAUN 3 | 635200 |  |  | 1 | MEC.MEC.FT_CARAUN34_1.1
6138 | PEACGRGLEN2 | MISO | RCF | 1 |  | Monitored | OTP | PEACGRDN | MHEB | GLEN2 | 230 |  | 390 | 429 | 390 | 429 | 390 | 429 | 495 | 530 | OTDF | LN PEACGRDN - GLEN2 230 kV | 23.7 | 602057 PEACE GARD 5 | 602057 | GLENBOR4 | 667052 |  |  | 1 | MHEB.MHEB.GLENBPEACGRD_1.1
6152 | STMDSJFAFACO | SWPP | INT | 4 |  | Monitored | MPS | ST_JOE | MPS | AVECTYTP | 161 |  | 174 | 192 | 161 | 180 | 174 | 192 | 187 | 204 | OTDF | LN ST_JOE - AVECTYTP 161 kV | 52 | ST JOE 3 | 541253 | Avenue City Tap | 541394 |  |  | 1 | MPS.MPS.11306.A
6152 | STMDSJFAFACO | SWPP | INT | 4 |  | Contingent | NPPD | COOPER | AECI | FAIRPORT | 345 |  | 174 | 192 | 161 | 180 | 174 | 192 | 187 | 204 | OTDF | LN COOPER - FAIRPORT 345 kV | 52 | COOPER 3 | 640139 | 5FAIRPT | 300039 |  |  | 1 | NPPD.NPPD.FAIRPT-COOPR.A
6152 | STMDSJFAFACO | SWPP | INT | 4 |  | Contingent | MPS | ST_JOE | AECI | FAIRPORT | 345 |  | 174 | 192 | 161 | 180 | 174 | 192 | 187 | 204 | OTDF | LN ST_JOE - FAIRPORT 345 kV | 52 | ST JOE 3 | 541199 | 5FAIRPT | 300039 |  |  | 1 | MPS.MPS.FAIRPT-STJOE.A
6152 | STMDSJFAFACO | SWPP | INT | 4 |  | Contingent | AECI | FAIRPORT | AECI | FAIRPORT | 345/161 |  | 174 | 192 | 161 | 180 | 174 | 192 | 187 | 204 | OTDF | XF FAIRPORT 345/161 kV | 52 | 5FAIRPT | 300039 | 5FAIRPT | 300076 |  |  | 3 | AECI.AECI.FAIRPORT.3498.T3
6160 | LAVLETDSYLEO | MISO | RCF | 2 |  | Monitored | MHEB | LAV2 | MHEB | LET | 230 |  | 420 | 461 | 420 | 461 | 420 | 461 | 547 | 591 | OTDF | LN LAV2 - LET 230 kV | 45.2 | LAVEREN19 | 667047 | LETELER4 | 667048 |  |  | 1 | MHEB.MHEB.Y51L_1.1
6160 | LAVLETDSYLEO | MISO | RCF | 2 |  | Contingent | MHEB | DSY | MHEB | LEON2MH | 230 |  | 420 | 461 | 420 | 461 | 420 | 461 | 547 | 591 | OTDF | LN DSY - LEON2MH 230 kV | 45.2 | DSY | 667106 | 667050 ST.LEON4 | 667050 |  |  | 1 | MHEB.MHEB.D14S_1.1
6192 | ARROWHST_LAK | MISO | RCF | 1 |  | Monitored | WPS | ARROWHD1 | WPS | ST_LAKE1 | 345 |  | 720 | 720 | 720 | 720 | 720 | 720 | 720 | 720 | OTDF | LN ARROWHD1 - ST_LAKE1 345 kV | 83.8 | ARROWHD4 | 699449 | STONE LK B2 | 694076 |  |  | 1 | WPS.WPS.MP_651.1
6193 | MWEX | MISO | RCF | 2 | MISO_N | Monitored | NSP | KING | NSP | EAU_CLA | 345 | 1661 | 287 | 1627 | 287 | 1627 | 287 | 1627 | 287 | 1627 | OTDF | LN KING - EAU_CLA 345 kV | 182.64 | KING 31G | 601014 | EAU CL 3 | 601028 |  |  | 1 | NSP.NSP.EAU_CKING34_1.1
6193 | MWEX | MISO | RCF | 2 | MISO_N | Monitored | MP | ARROWHD | WPS | ARROWHD1 | 230 | 1661 | 287 | 1627 | 287 | 1627 | 287 | 1627 | 287 | 1627 | OTDF | ZBR ARROWHD - ARROWHD1 230 kV | 182.64 | ARROWHD7 | 608615 | ARROWHD4 | 608615 |  |  | 1 | WPS.WPS.ARROWHDTIE.1
6200 | ADABVRHAZMIT | MISO | RCF | 2 |  | Monitored | ALTW | ADAMS_I | DPC | BVR_CRK | 161 |  | 240 | 264 | 240 | 264 | 240 | 264 | 314 | 335 | OTDF | LN ADAMS_I - BVR_CRK 161 kV | 63 | ADAMS_N5 | 631122 | BVR CRK5 | 681527 |  |  | 1 | DPC.DPC.BVR_CADAMS16_1.1
6200 | ADABVRHAZMIT | MISO | RCF | 2 |  | Contingent | ALTW | MITCHLCO | ALTW | HAZLTON | 345 |  | 240 | 264 | 240 | 264 | 240 | 264 | 314 | 335 | OTDF | LN MITCHLCO - HAZLTON 345 kV | 63 | MITCHLCO3 | 631144 | HAZLTNN8 | 631139 |  |  | 1 | ALTW.ALTW.MITCHHAZLT34_1.1
6213 | RUGGLEDORROS | MISO | RCF | 3 |  | Monitored | OTP | PEACGRDN | MHEB | GLEN2 | 230 |  | 390 | 429 | 390 | 429 | 390 | 429 | 495 | 530 | OTDF | LN PEACGRDN - GLEN2 230 kV | 25.588 | 602057 PEACE GARD 5 | 602057 | GLENBOR4 | 667052 |  |  | 1 | MHEB.MHEB.GLENBPEACGRD_1.1
6213 | RUGGLEDORROS | MISO | RCF | 3 |  | Contingent | MP | FORBES | NSP | ROSEAU | 500 |  | 390 | 429 | 390 | 429 | 390 | 429 | 495 | 530 | OTDF | LN FORBES - ROSEAU 500 kV | 25.588 | FORBES 4 | 601001 | ROSEAUS2 | 601013 |  |  | 1 | NSP.NSP.FORBEROSEA50_1.1
6213 | RUGGLEDORROS | MISO | RCF | 3 |  | Contingent | MHEB | RIEL | MHEB | RIEL | 500 |  | 390 | 429 | 390 | 429 | 390 | 429 | 495 | 530 | OTDF | LN RIEL - RIEL 500 kV | 25.588 | RIELTER9 | 667501 | RIELTER9 | 667501 |  |  | 1 | MHEB.MHEB.M602F_1.1
6214 | BUNHASCOOSTJ | MISO | RCF | 2 | MISO | Monitored | MEC | BUNGE | MEC | HASTING | 161 |  | 199 | 199 | 199 | 199 | 199 | 199 | 233 | 233 | OTDF | LN BUNGE - HASTING 161 kV | 12.88 | BUNGE 5 | 635031 | HASTING8 | 635032 |  |  | 1 | MEC.MEC.BUNGEHASTI16_1.1
6214 | BUNHASCOOSTJ | MISO | RCF | 2 | MISO | Contingent | NPPD | COOPER | MPS | ST_JOE | 345 |  | 199 | 199 | 199 | 199 | 199 | 199 | 233 | 233 | OTDF | LN COOPER - ST_JOE 345 kV | 12.88 | COOPER 3 | 640139 | ST JOE 3 | 541199 |  |  | 1 | NPPD.NPPD.11310.A
6235 | CENTERJMSTNO | MISO | RCF | 1 | MISO | Monitored | OTP | CENTER2 | OTP | JMSTNOTP | 345 |  | 705 | 705 | 705 | 705 | 705 | 705 | 717 | 717 | OTDF | LN CENTER2 - JMSTNOTP 345 kV | 39.68 | CENTER 4 | 657791 | JAMESTN3 | 620369 |  |  | 1 | OTP.OTP.CENTEJMSTN34_1.1
6237 | AUDUBNHUBBAR | MISO | RCF | 1 |  | Monitored | OTP | AUDUBON | MP | HUBBARD | 230 |  | 305 | 305 | 305 | 305 | 400 | 400 | 400 | 400 | OTDF | LN AUDUBON - HUBBARD 230 kV | 31.6 | AUDUBON4 | 620336 | GRE-HUBBARD4 | 615341 |  |  | 1 | MP.MP.HUBBAAUD23_1.1
6238 | BUNHASSTJCOO | MISO | RCF | 4 | MISO | Monitored | MEC | BUNGE | MEC | HASTING | 161 |  | 199 | 199 | 199 | 199 | 199 | 199 | 233 | 233 | OTDF | LN BUNGE - HASTING 161 kV | 13.48 | BUNGE 5 | 635031 | HASTING8 | 635032 |  |  | 1 | MEC.MEC.BUNGEHASTI16_1.1
6238 | BUNHASSTJCOO | MISO | RCF | 4 | MISO | Contingent | NPPD | COOPER | AECI | FAIRPORT | 345 |  | 199 | 199 | 199 | 199 | 199 | 199 | 233 | 233 | OTDF | LN COOPER - FAIRPORT 345 kV | 13.48 | COOPER 3 | 640139 | 5FAIRPT | 300039 |  |  | 1 | NPPD.NPPD.FAIRPT-COOPR.A
6238 | BUNHASSTJCOO | MISO | RCF | 4 | MISO | Contingent | MPS | ST_JOE | AECI | FAIRPORT | 345 |  | 199 | 199 | 199 | 199 | 199 | 199 | 233 | 233 | OTDF | LN ST_JOE - FAIRPORT 345 kV | 13.48 | ST JOE 3 | 541199 | 5FAIRPT | 300039 |  |  | 1 | MPS.MPS.FAIRPT-STJOE.A
6238 | BUNHASSTJCOO | MISO | RCF | 4 | MISO | Contingent | AECI | FAIRPORT | AECI | FAIRPORT | 345/161 |  | 199 | 199 | 199 | 199 | 199 | 199 | 233 | 233 | OTDF | XF FAIRPORT 345/161 kV | 13.48 | 5FAIRPT | 300039 | 5FAIRPT | 300076 |  |  | 3 | AECI.AECI.FAIRPORT.3498.T3
6267 | PLEXFRANOXFR | MISO | RCF | 4 | MISO | Monitored | EES | PLS_HL | EES | PLS_HL | 500/1 |  | 600 | 600 | 600 | 600 | 600 | 600 | 600 | 600 | OTDF | XF PLS_HL 500/1 kV | 18.9 | 8P.HILL% | 337922 | 5P.HILL% | 337923 | 1P.HILL | 337939 | 1 | EES.EES.PLS_HL.AT1.AT1_500
6267 | PLEXFRANOXFR | MISO | RCF | 4 | MISO | Contingent | EES | ARK_NU | EES | ARK_NU | 500/1 |  | 600 | 600 | 600 | 600 | 600 | 600 | 600 | 600 | OTDF | XF ARK_NU 500/1 kV | 18.9 | 1ANO U1 | 337909 | ARK_NU | 337912 | 1ANO AUX | 337913 | 1 | EES.EES.ARK_NU.AT1.AT1_500
6276 | GRIXF1GRIXF2 | MISO | RCF | 3 |  | Monitored | EES | GRI | EES | GRI | 345/1 |  | 478 | 478 | 478 | 478 | 478 | 478 | 478 | 478 | OTDF | XF GRI 345/1 kV | 28.46 | 4GRIMES% | 334028 | 4GRIMES% | 334026 | GRI | 334276 | 2 | EES.EES.GRI.AT1.AT1
6276 | GRIXF1GRIXF2 | MISO | RCF | 3 |  | Contingent | EES | GRI | EES | GRI | 345/138 |  | 478 | 478 | 478 | 478 | 478 | 478 | 478 | 478 | OTDF | XF GRI 345/138 kV | 28.46 | 4GRIMES% | 334028 | 4GRIMES% | 334026 |  |  | 6 | EES.EES.GRI.AT2.AT2_345
6323 | CHEHSVARKFTS | MISO | RCF | 2 | MISO | Monitored | EES | CHETAX | EES | HSVILG | 115 |  | 106 | 106 | 106 | 106 | 106 | 106 | 106 | 106 | OTDF | LN CHETAX - HSVILG 115 kV | 9.02 | 3CHEETAH% | 337705 | 3HS VILLAGE | 337707 |  |  | 1 | EES.EES.CHETAX_HSVILG3.A
6323 | CHEHSVARKFTS | MISO | RCF | 2 | MISO | Contingent | EES | ARK_NU | OKGE | FTSMTH | 500 |  | 106 | 106 | 106 | 106 | 106 | 106 | 106 | 106 | OTDF | LN ARK_NU - FTSMTH 500 kV | 9.02 | 1ANO U1 | 337909 | FTSMTHW5 | 515305 |  |  | 1 | OKGE.OKGE.FTSMTH-ARK_NU8.A
6331 | BUL5MI4CL5CL | MISO | RCF | 2 |  | Monitored | SPA | BULL_SHL | EES | MIDWA2 | 161 |  | 162 | 162 | 162 | 162 | 162 | 162 | 162 | 162 | OTDF | LN BULL_SHL - MIDWA2 161 kV | 30.84 | BULL SH5 | 505460 | 5MIDWY JRDN# | 338813 |  |  | 1 | SPA.SPA.BUL_SH-MIDWA25.A
6331 | BUL5MI4CL5CL | MISO | RCF | 2 |  | Contingent | AMRN | CLK | AMRN | CLK | 138/161 |  | 162 | 162 | 162 | 162 | 162 | 162 | 162 | 162 | OTDF | XF CLK 138/161 kV | 30.84 | 5CLARK UE | 344361 | 5CLARK UE | 344359 |  |  | 1 | AMRN.AMRN.CLK.XFM3.XFMR_3
6332 | BUL5MI5GR5ST | MISO | RCF | 2 |  | Monitored | SPA | BULL_SHL | EES | MIDWA2 | 161 |  | 162 | 162 | 162 | 162 | 162 | 162 | 162 | 162 | OTDF | LN BULL_SHL - MIDWA2 161 kV | 30.84 | BULL SH5 | 505460 | 5MIDWY JRDN# | 338813 |  |  | 1 | SPA.SPA.BUL_SH-MIDWA25.A
6332 | BUL5MI5GR5ST | MISO | RCF | 2 |  | Contingent | AECI | ST_FRAN | AECI | GRN_FRST | 161 |  | 162 | 162 | 162 | 162 | 162 | 162 | 162 | 162 | OTDF | LN ST_FRAN - GRN_FRST 161 kV | 30.84 | 5STFRAN | 300115 | 5GRNFRT | 300084 |  |  | 1 | AECI.AECI.GRN_FR-ST_FRN.A
6338 | RSNRSEANOPLH | MISO | RCF | 2 | MISO | Monitored | EES | RUSL_N | EES | RUSL_E | 161 |  | 396 | 396 | 396 | 396 | 396 | 396 | 396 | 396 | OTDF | LN RUSL_N - RUSL_E 161 kV | 15.12 | 5RUSSELVL.N | 337906 | 5RUSSELVL.E! | 337905 |  |  | 1 | EES.EES.RUSL_E_RUSL_N5.A
6338 | RSNRSEANOPLH | MISO | RCF | 2 | MISO | Contingent | EES | ARK_NU | EES | PLS_HL | 500 |  | 396 | 396 | 396 | 396 | 396 | 396 | 396 | 396 | OTDF | LN ARK_NU - PLS_HL 500 kV | 15.12 | 1ANO U1 | 337909 | 8P.HILL% | 337922 |  |  | 1 | EES.EES.ARK_NU_PLS_HL8.A
6341 | WODALTWODSTU | MISO | RCF | 2 |  | Monitored | EES | WODWRD | EES | ALTIMX | 115 |  | 106 | 106 | 106 | 106 | 106 | 106 | 106 | 106 | OTDF | LN WODWRD - ALTIMX 115 kV | 6.82 | 3WOODWARD-N! | 337620 | 3ALTHEIMER+ | 337962 |  |  | 1 | EES.EES.ALTIMX_WODWRD3.A
6341 | WODALTWODSTU | MISO | RCF | 2 |  | Contingent | EES | WODWRD | EES | STUTRK | 230 |  | 106 | 106 | 106 | 106 | 106 | 106 | 106 | 106 | OTDF | LN WODWRD - STUTRK 230 kV | 6.82 | 3WOODWARD-N! | 337633 | 3RICUSKEY! | 337968 |  |  | 1 | EES.EES.STUTRK_WODWRD6.A
6350 | NORSOUHARHIL | MISO | RCF | 4 | MISO | Monitored | SPA | NORFORK | EES | SOULAN | 161 |  | 162 | 162 | 162 | 162 | 162 | 162 | 162 | 162 | OTDF | LN NORFORK - SOULAN 161 kV | 11.54 | NORFORK2 | 505448 | 5SOUTHLAND# | 338814 |  |  | 1 | SPA.SPA.NORFRK-SOLAND5.A
6350 | NORSOUHARHIL | MISO | RCF | 4 | MISO | Contingent | EES | HILTOP_E | EES | ST_JOE_E | 161 |  | 162 | 162 | 162 | 162 | 162 | 162 | 162 | 162 | OTDF | LN HILTOP_E - ST_JOE_E 161 kV | 11.54 | 5HILLTOP% | 338110 | 5ST JOE | 338108 |  |  | 1 | EES.EES.HILTOP_ST_JOE5.A
6350 | NORSOUHARHIL | MISO | RCF | 4 | MISO | Contingent | EES | HRSN_E | EES | EVRTON | 161 |  | 162 | 162 | 162 | 162 | 162 | 162 | 162 | 162 | OTDF | LN HRSN_E - EVRTON 161 kV | 11.54 | 5HARRISON.E! | 338104 | 5EVERTON RD | 338107 |  |  | 1 | EES.EES.HRSN_E_EVRTON5.A
6350 | NORSOUHARHIL | MISO | RCF | 4 | MISO | Contingent | EES | ST_JOE_E | EES | EVRTON | 161 |  | 162 | 162 | 162 | 162 | 162 | 162 | 162 | 162 | OTDF | LN ST_JOE_E - EVRTON 161 kV | 11.54 | 5ST JOE | 338108 | 5EVERTON RD | 338107 |  |  | 1 | EES.EES.EVRTON_ST_JOE5.A
6370 | ANOMABANOPLH | MISO | RCF | 2 | MISO | Monitored | EES | ARK_NU | EES | MABELV | 500 |  | 1732 | 1732 | 1732 | 1732 | 1732 | 1732 | 1732 | 1732 | OTDF | LN ARK_NU - MABELV 500 kV | 96.44 | 1ANO U1 | 337909 | 8MABELVALE% | 337808 |  |  | 1 | EES.EES.ARK_NU_MABELV8.A
6370 | ANOMABANOPLH | MISO | RCF | 2 | MISO | Contingent | EES | ARK_NU | EES | PLS_HL | 500 |  | 1732 | 1732 | 1732 | 1732 | 1732 | 1732 | 1732 | 1732 | OTDF | LN ARK_NU - PLS_HL 500 kV | 96.44 | 1ANO U1 | 337909 | 8P.HILL% | 337922 |  |  | 1 | EES.EES.ARK_NU_PLS_HL8.A
6385 | DARRUSANOFTS | MISO | RCF | 2 | MISO | Monitored | SPA | DARD_D | EES | RUSL_S | 161 |  | 396 | 396 | 396 | 396 | 396 | 396 | 396 | 396 | OTDF | LN DARD_D - RUSL_S 161 kV | 0 | DARDANE5 | 505508 | 5RUSSELVL.S | 337904 |  |  | 1 | SPA.SPA.DARD_D-RUSL-S5.A
6385 | DARRUSANOFTS | MISO | RCF | 2 | MISO | Contingent | OKGE | FTSMTH | EES | ARK_NU | 500 |  | 396 | 396 | 396 | 396 | 396 | 396 | 396 | 396 | OTDF | LN FTSMTH - ARK_NU 500 kV | 0 | FTSMTHW5 | 515305 | 1ANO U1 | 337909 |  |  | 1 | OKGE.OKGE.FTSMTH-ARK_NU8.A
6425 | GRIXF2GRIXF1 | MISO | RCF | 3 |  | Monitored | EES | GRI | EES | GRI | 345/138 |  | 478 | 478 | 478 | 478 | 478 | 478 | 478 | 478 | OTDF | XF GRI 345/138 kV | 29.36 | 4GRIMES% | 334028 | 4GRIMES% | 334026 |  |  | 6 | EES.EES.GRI.AT2.AT2_345
6425 | GRIXF2GRIXF1 | MISO | RCF | 3 |  | Contingent | EES | GRI | EES | GRI | 345/1 |  | 478 | 478 | 478 | 478 | 478 | 478 | 478 | 478 | OTDF | XF GRI 345/1 kV | 29.36 | 4GRIMES% | 334028 | 4GRIMES% | 334026 | GRI | 334276 | 2 | EES.EES.GRI.AT1.AT1
6478 | MCAXF2MCAXF1 | MISO | RCF | 4 |  | Monitored | EES | MCADMS | EES | MCADMS | 500/1 |  | 615 | 615 | 615 | 615 | 615 | 615 | 615 | 615 | OTDF | XF MCADMS 500/1 kV | 94.42 | 8MCADAMS% | 337009 | 8MCADAMS% | 334403 | 6MCADAMS% | 337000 | 4 | EES.EES.MCADMS.AT2.AT2
6478 | MCAXF2MCAXF1 | MISO | RCF | 4 |  | Monitored | EES | MCADMS | EES | MCADMS | 500/1 |  | 615 | 615 | 615 | 615 | 615 | 615 | 615 | 615 | OTDF | XF MCADMS 500/1 kV | 94.42 | 8MCADAMS% | 337009 | 8MCADAMS% | 334403 | MCADMS | 334404 | 4 | EES.EES.MCADMS.AT2.AT2
6478 | MCAXF2MCAXF1 | MISO | RCF | 4 |  | Contingent | EES | MCADMS | EES | MCADMS | 500/1 |  | 615 | 615 | 615 | 615 | 615 | 615 | 615 | 615 | OTDF | XF MCADMS 500/1 kV | 94.42 | 8MCADAMS% | 337009 | 8MCADAMS% | 334403 | 6MCADAMS% | 337000 | 1 | EES.EES.MCADMS.AT1.AT1
6478 | MCAXF2MCAXF1 | MISO | RCF | 4 |  | Contingent | EES | MCADMS | EES | MCADMS | 500/1 |  | 615 | 615 | 615 | 615 | 615 | 615 | 615 | 615 | OTDF | XF MCADMS 500/1 kV | 94.42 | 8MCADAMS% | 337009 | 8MCADAMS% | 334403 | MCADMS | 334404 | 1 | EES.EES.MCADMS.AT1.AT1
6504 | MTOHART_PTDF | MISO | RCF | 1 | MISO | Monitored | EES | MOLIVE | CSWS | LAYFLD_A | 500 |  | 2595 | 2595 | 2595 | 2595 | 2595 | 2595 | 2595 | 2595 | OTDF | LN MOLIVE - LAYFLD_A 500 kV | 261 | 3MT_OLIVE | 337368 | LAYFLD8 | 509366 |  |  | 1 | CSWS.CSWS.LAYFL_MTOL.A
6511 | BC2FCYWEBBYU | MISO | RCF | 2 | MISO | Monitored | CAJN | BC2 | EES | FCY | 500 |  | 2048 | 2048 | 2048 | 2048 | 2048 | 2048 | 2048 | 2048 | OTDF | LN BC2 - FCY 500 kV | 287.46 | 8BIG_CAJUN2% | 303005 | 8FANCY_PT% | 335835 |  |  | 1 | EES.EES.BIGTWO_FANCYP8.A
6511 | BC2FCYWEBBYU | MISO | RCF | 2 | MISO | Contingent | EES | WEB | EES | BYULAB | 500 |  | 2048 | 2048 | 2048 | 2048 | 2048 | 2048 | 2048 | 2048 | OTDF | LN WEB - BYULAB 500 kV | 287.46 | 8WEBRE% | 335500 | 8BYULABUTTE% | 336010 |  |  | 1 | EES.EES.BYULAB_WEBRE_8.A
6514 | HOTMAGSHEELD | MISO | RCF | 2 | MISO | Monitored | EES | HS_EHV | EES | MAGNET | 500 |  | 2165 | 2165 | 2165 | 2165 | 2165 | 2165 | 2165 | 2165 | OTDF | LN HS_EHV - MAGNET 500 kV | 130.04 | 8HS EHV% | 337753 | 8MAGNETCOVE% | 337763 |  |  | 1 | EES.EES.HS_EHV_MAGNET8.A
6514 | HOTMAGSHEELD | MISO | RCF | 2 | MISO | Contingent | EES | EL_EHV | EES | SH_EHV | 500 |  | 2165 | 2165 | 2165 | 2165 | 2165 | 2165 | 2165 | 2165 | OTDF | LN EL_EHV - SH_EHV 500 kV | 130.04 | 8EL DORADO% | 337561 | 8SHERIDAN% | 337643 |  |  | 1 | EES.EES.EL_EHV_SH_EHV8.A
6516 | STEELDWEBBAY | MISO | RCF | 2 |  | Monitored | EES | STL500 | EES | EL_EHV | 500 |  | 1732 | 1732 | 1732 | 1732 | 1732 | 1732 | 1732 | 1732 | OTDF | LN STL500 - EL_EHV 500 kV | 170.34 | 8STERLING2% | 337413 | 8EL DORADO% | 337561 |  |  | 1 | EES.EES.STL500_EL_EHV8.A
6516 | STEELDWEBBAY | MISO | RCF | 2 |  | Contingent | EES | BYULAB | EES | WEB | 500 |  | 1732 | 1732 | 1732 | 1732 | 1732 | 1732 | 1732 | 1732 | OTDF | LN BYULAB - WEB 500 kV | 170.34 | 8BYULABUTTE% | 336010 | 8WEBRE% | 335500 |  |  | 1 | EES.EES.BYULAB_WEBRE_8.A
6569 | GAVYANGAVHAR | SWPP | INT | 2 |  | Monitored | WAUE | GAVINS | WAUE | YKNTJCT | 115 |  | 120 | 121 | 120 | 121 | 120 | 121 | 120 | 132 | OTDF | LN GAVINS - YKNTJCT 115 kV | 13 | GAVINS 7 | 652511 | YKNTJCT7 | 660006 |  |  | 1 | WAUE.WAUE.GAVINYKNTJ11_1.1
6569 | GAVYANGAVHAR | SWPP | INT | 2 |  | Contingent | WAUE | GAVINS | NPPD | HARTNGTN | 115 |  | 120 | 121 | 120 | 121 | 120 | 121 | 120 | 132 | OTDF | LN GAVINS - HARTNGTN 115 kV | 13 | GAVINS 7 | 652511 | HARTGTN7 | 640212 |  |  | 1 | WAUE.WAUE.HARTGGAVIN11_1.1
6573 | GAVYANGAVSPI | SWPP | INT | 2 |  | Monitored | WAUE | GAVINS | WAUE | YKNTJCT | 115 |  | 120 | 121 | 120 | 121 | 120 | 121 | 120 | 132 | OTDF | LN GAVINS - YKNTJCT 115 kV | 18 | GAVINS 7 | 652511 | YKNTJCT7 | 660006 |  |  | 1 | WAUE.WAUE.GAVINYKNTJ11_1.1
6573 | GAVYANGAVSPI | SWPP | INT | 2 |  | Contingent | WAUE | GAVINS | WAUE | SPIRITM | 115 |  | 120 | 121 | 120 | 121 | 120 | 121 | 120 | 132 | OTDF | LN GAVINS - SPIRITM 115 kV | 18 | GAVINS 7 | 652511 | SPIRITM7 | 659121 |  |  | 1 | WAUE.WAUE.GAVINSPIRI11_1.1
6575 | FORBESFORBET | MISO | RCF | 1 | MISO | Monitored | MP | FORBES | NSP | FORBTAP | 500 |  | 1732.1 | 1732.1 | 1732.1 | 1732.1 | 1732.1 | 1732.1 | 1732.1 | 1732.1 | OTDF | LN FORBES - FORBTAP 500 kV | 125.542 | FORBES 4 | 601001 | FORBES 2 | 601001 |  |  | 1 | MP.MP.FORBTFORBE50_1.1
6587 | MCNCOUELDSAR | MISO | RCF | 2 | MISO | Monitored | EES | MCNEIL | EES | COUCH | 115 |  | 239 | 239 | 239 | 239 | 239 | 239 | 239 | 239 | OTDF | LN MCNEIL - COUCH 115 kV | 39.38 | 3MCNEIL! | 337516 | 3COUCH% | 337502 |  |  | 1 | EES.EES.COUCH__MCNEIL3.A
6587 | MCNCOUELDSAR | MISO | RCF | 2 | MISO | Contingent | EES | EL_EHV | EES | SAREPT | 345 |  | 239 | 239 | 239 | 239 | 239 | 239 | 239 | 239 | OTDF | LN EL_EHV - SAREPT 345 kV | 39.38 | 8EL DORADO% | 337562 | 3SAREPTA! | 337376 |  |  | 1 | EES.EES.EL_EHV_SAREPT7.A
6614 | CHEHOTRUSDAR | MISO | RCF | 2 |  | Monitored | EES | CHETAX | EES | HSVILG | 115 |  | 106 | 106 | 106 | 106 | 106 | 106 | 106 | 106 | OTDF | LN CHETAX - HSVILG 115 kV | 9.02 | 3CHEETAH% | 337705 | 3HS VILLAGE | 337707 |  |  | 1 | EES.EES.CHETAX_HSVILG3.A
6614 | CHEHOTRUSDAR | MISO | RCF | 2 |  | Contingent | EES | RUSL_S | SPA | DARD_D | 161 |  | 106 | 106 | 106 | 106 | 106 | 106 | 106 | 106 | OTDF | LN RUSL_S - DARD_D 161 kV | 9.02 | 5RUSSELVL.S | 337904 | DARDANE5 | 505508 |  |  | 1 | SPA.SPA.DARD_D-RUSL-S5.A
6641 | MCHXFRLELLOG | MISO | RCF | 3 |  | Monitored | GRE | MCHENRY | GRE | MCHENRY | 230/1 |  | 84 | 84 | 84 | 84 | 84 | 84 | 84 | 84 | OTDF | XF MCHENRY 230/1 kV | 6 | GRE-MCHENRY7 | 615347 | GRE-MCHENRY7 | 615028 | GRE-MCHENRY7 | 615348 | 1 | GRE.GRE.MCHENRY.TR1.TR11
6641 | MCHXFRLELLOG | MISO | RCF | 3 |  | Monitored | GRE | MCHENRY | GRE | MCHENRY | 230/1 |  | 84 | 84 | 84 | 84 | 84 | 84 | 84 | 84 | OTDF | XF MCHENRY 230/1 kV | 6 | GRE-MCHENRY7 | 615347 | GRE-MCHENRY7 | 615028 | GRE-MCHENRYT | 615349 | 1 | GRE.GRE.MCHENRY.TR1.TR11
6641 | MCHXFRLELLOG | MISO | RCF | 3 |  | Contingent | WAUE | LELANDO | WAUE | LOGANWA | 230 |  | 84 | 84 | 84 | 84 | 84 | 84 | 84 | 84 | OTDF | LN LELANDO - LOGANWA 230 kV | 6 | LELAN41G | 659106 | LOGAN 4 | 659108 |  |  | 1 | WAUE.WAUE.LOGANLELAN23_1.1
6708 | ELDXFRMCNXFR | MISO | RCF | 3 |  | Monitored | EES | EL_EHV | EES | EL_EHV | 500/1 |  | 433 | 433 | 433 | 433 | 433 | 433 | 433 | 433 | OTDF | XF EL_EHV 500/1 kV | 16.96 | 8EL DORADO% | 337561 | 3EL DORADO! | 337539 | 3EL DORADO! | 337539 | 01; 01 | EES.EES.EL_EHV.AT1.AT1
6708 | ELDXFRMCNXFR | MISO | RCF | 3 |  | Contingent | EES | MCNEIL | EES | MCNEIL | 500/115 |  | 433 | 433 | 433 | 433 | 433 | 433 | 433 | 433 | OTDF | XF MCNEIL 500/115 kV | 16.96 | 3MCNEIL! | 337515 | 3MCNEIL! | 337516 |  |  | 1 | EES.EES.MCNEIL.AT1.AT1
6723 | BULMIDBUFNOR | MISO | RCF | 4 | MISO | Monitored | SPA | BULL_SHL | EES | MIDWA2 | 161 |  | 162 | 162 | 162 | 162 | 162 | 162 | 162 | 162 | OTDF | LN BULL_SHL - MIDWA2 161 kV | 30.84 | BULL SH5 | 505460 | 5MIDWY JRDN# | 338813 |  |  | 1 | SPA.SPA.BUL_SH-MIDWA25.A
6723 | BULMIDBUFNOR | MISO | RCF | 4 | MISO | Contingent | SPA | BUFRDTP5 | SPA | BULL_SHL | 161 |  | 162 | 162 | 162 | 162 | 162 | 162 | 162 | 162 | OTDF | LN BUFRDTP5 - BULL_SHL 161 kV | 30.84 | BUFORD 5 | 504440 | BULL SH5 | 505461 |  |  | 1 | SPA.SPA.7332B.B
6723 | BULMIDBUFNOR | MISO | RCF | 4 | MISO | Contingent | SPA | BUFRDTP5 | SPA | NORFORK | 161 |  | 162 | 162 | 162 | 162 | 162 | 162 | 162 | 162 | OTDF | LN BUFRDTP5 - NORFORK 161 kV | 30.84 | BUFORD 5 | 504440 | NORFORK2 | 505448 |  |  | 1 | SPA.SPA.7332.A
6723 | BULMIDBUFNOR | MISO | RCF | 4 | MISO | Contingent | SPA | BUFRDTP5 | EES | SPA_EES | 161 |  | 162 | 162 | 162 | 162 | 162 | 162 | 162 | 162 | OTDF | ZBR BUFRDTP5 - SPA_EES 161 kV | 30.84 | BUFORD 5 | 504440 |  |  |  |  | 1 | SPA.SPA.BUFRD_EES_TIE.A
6729 | TBDLCHMOLHAR | MISO | RCF | 2 | SWPP | Monitored | EES | TBD | EES | LCH | 138 |  | 287 | 287 | 287 | 287 | 287 | 287 | 287 | 287 | OTDF | LN TBD - LCH 138 kV | 16.04 | 1TOLEDO | 334335 | 4LEACH | 334334 |  |  | 1 | EES.EES.TOLEDO_LEACH_4.A
6729 | TBDLCHMOLHAR | MISO | RCF | 2 | SWPP | Contingent | CSWS | LAYFLD_A | EES | HARTBG | 500 |  | 287 | 287 | 287 | 287 | 287 | 287 | 287 | 287 | OTDF | LN LAYFLD_A - HARTBG 500 kV | 16.04 | LAYFLD8 | 509366 | 6HARTBRG! | 303028 |  |  | 1 | CSWS.CSWS.LAYFL_HART.A
6745 | SANSHEWMPBHA | MISO | RCF | 2 | MISO | Monitored | EES | SANSSU | EES | DRIVER | 500 |  | 2546 | 2546 | 2546 | 2546 | 2546 | 2546 | 2546 | 2546 | OTDF | LN SANSSU - DRIVER 500 kV | 95.76 | 8SANS SOUCI% | 338188 | 338198 8DRIVER% | 338198 |  |  | 1 | EES.EES.DRIVER_SANSSU8.1
6745 | SANSHEWMPBHA | MISO | RCF | 2 | MISO | Contingent | EES | WMPEHV | TVA | BHAM_STE | 500 |  | 2546 | 2546 | 2546 | 2546 | 2546 | 2546 | 2546 | 2546 | OTDF | LN WMPEHV - BHAM_STE 500 kV | 95.76 | 8W.MEMPHIS% | 338162 | 4BHAM STEEL | 360075 |  |  | 1 | EES.EES.WMPEHV_BIRSTL8.A
6753 | ANDXFRANDIND | MISO | RCF | 2 |  | Monitored | EES | ANDRUS | EES | ANDRUS | 230/115 |  | 392 | 392 | 392 | 392 | 392 | 392 | 392 | 392 | OTDF | XF ANDRUS 230/115 kV | 12.54 | 3ANDRUS! | 337040 | 3ANDRUS! | 337042 |  |  | 1 | EES.EES.ANDRUS.AT1.AT1
6753 | ANDXFRANDIND | MISO | RCF | 2 |  | Contingent | EES | ANDRUS | EES | IND230 | 230 |  | 392 | 392 | 392 | 392 | 392 | 392 | 392 | 392 | OTDF | LN ANDRUS - IND230 230 kV | 12.54 | 3ANDRUS! | 337040 | 6INDIANOLA! | 337050 |  |  | 1 | EES.EES.ANDRUS_IND2306.A
6763 | MABWRIWH_KEO | MISO | RCF | 2 | MISO | Monitored | EES | MABELV | EES | WRIGHT_E | 500 |  | 1732 | 1732 | 1732 | 1732 | 1732 | 1732 | 1732 | 1732 | OTDF | LN MABELV - WRIGHT_E 500 kV | 149.24 | 8MABELVALE% | 337808 | 8WRIGHTSVLE% | 337860 |  |  | 1 | EES.EES.MABELV_WRIGHT8.A
6763 | MABWRIWH_KEO | MISO | RCF | 2 | MISO | Contingent | EES | WH_BLF | EES | KEO | 500 |  | 1732 | 1732 | 1732 | 1732 | 1732 | 1732 | 1732 | 1732 | OTDF | LN WH_BLF - KEO 500 kV | 149.24 | 8WHT BLUFF% | 337651 | 8KEO% | 337957 |  |  | 1 | EES.EES.WH_BLF_KEO___8.A
6781 | COULEWSARLON | MISO | RCF | 2 | MISO | Monitored | EES | COUCH | EES | LEWISV | 115 |  | 159 | 159 | 159 | 159 | 159 | 159 | 159 | 159 | OTDF | LN COUCH - LEWISV 115 kV | 48.68 | 3COUCH% | 337502 | 3LEWISVILLE# | 338874 |  |  | 1 | EES.EES.COUCH__LEWISV3.A
6781 | COULEWSARLON | MISO | RCF | 2 | MISO | Contingent | EES | SAREPT | CSWS | LONGWOO | 345 |  | 159 | 159 | 159 | 159 | 159 | 159 | 159 | 159 | OTDF | LN SAREPT - LONGWOO 345 kV | 48.68 | 3SAREPTA! | 337376 | LONGWD 4 | 508809 |  |  | 1 | EES.EES.EL_EHV_LONGWD7.B
6783 | FRETWIFREHOR | MISO | RCF | 2 |  | Monitored | EES | FREPT5 | EES | TWKLTN | 230 |  | 462 | 462 | 462 | 462 | 462 | 462 | 462 | 462 | OTDF | LN FREPT5 - TWKLTN 230 kV | 49.84 | 6FREEPORT% | 337162 | 6TWINKLTOWN! | 337163 |  |  | 1 | EES.EES.FREPT5_TWKLTN6.A
6783 | FRETWIFREHOR | MISO | RCF | 2 |  | Contingent | EES | FREPT5 | EES | HORNLK | 230 |  | 462 | 462 | 462 | 462 | 462 | 462 | 462 | 462 | OTDF | LN FREPT5 - HORNLK 230 kV | 49.84 | 6FREEPORT% | 337162 | 5HORN LAKE% | 337180 |  |  | 1 | EES.EES.HORNLK_FREPT56.A
6791 | OSEWILSANSHE | MISO | RCF | 2 |  | Monitored | EES | OSEOL2 | EES | WILSON | 161 |  | 148 | 148 | 148 | 148 | 148 | 148 | 148 | 148 | OTDF | LN OSEOL2 - WILSON 161 kV | 17.56 | 5OSCEOLA! | 338390 | 5WILSON! | 338181 |  |  | 1 | EES.EES.OSEOL2_WILSON5.A
6791 | OSEWILSANSHE | MISO | RCF | 2 |  | Contingent | EES | DRIVER | TVA | SHELBYTV | 500 |  | 148 | 148 | 148 | 148 | 148 | 148 | 148 | 148 | OTDF | LN DRIVER - SHELBYTV 500 kV | 17.56 | 338198 8DRIVER% | 338198 | 8SHELBY TN | 360021 |  |  | 1 | EES.EES.SHEL12_DRIVER8.1
6803 | WALINTDOLXFR | MISO | RCF | 2 | MISO | Monitored | CSWS | WALLACE3 | CLEC | IPMANS | 138 |  | 188 | 188 | 188 | 188 | 188 | 188 | 233 | 234 | OTDF | LN WALLACE3 - IPMANS 138 kV | 14.96 | WALLAKE2 | 507765 | IPAPER 4 | 500430 |  |  | 1 | CLEC.CLEC.MANSF_CLECO_1A.A
6803 | WALINTDOLXFR | MISO | RCF | 2 | MISO | Contingent | CLEC | DOLET | CLEC | DOLET | 345/230 |  | 188 | 188 | 188 | 188 | 188 | 188 | 233 | 234 | OTDF | XF DOLET 345/230 kV | 14.96 | DOLHILL6 | 500250 | DOLHILL6 | 500260 |  |  | 2 | CLEC.CLEC.DOLET.5093.DOLET_AUTO
6811 | WODALTKEOWMP | MISO | RCF | 2 |  | Monitored | EES | WODWRD | EES | ALTIMX | 115 |  | 106 | 106 | 106 | 106 | 106 | 106 | 106 | 106 | OTDF | LN WODWRD - ALTIMX 115 kV | 6.82 | 3WOODWARD-N! | 337620 | 3ALTHEIMER+ | 337962 |  |  | 1 | EES.EES.ALTIMX_WODWRD3.A
6811 | WODALTKEOWMP | MISO | RCF | 2 |  | Contingent | EES | KEO | EES | WMPEHV | 500 |  | 106 | 106 | 106 | 106 | 106 | 106 | 106 | 106 | OTDF | LN KEO - WMPEHV 500 kV | 6.82 | 8KEO% | 337957 | 8W.MEMPHIS% | 338162 |  |  | 1 | EES.EES.KEO____WMPEHV8.A
6813 | BULMIDKEOHOL | MISO | RCF | 2 | MISO | Monitored | SPA | BULL_SHL | EES | MIDWA2 | 161 |  | 162 | 162 | 162 | 162 | 162 | 162 | 162 | 162 | OTDF | LN BULL_SHL - MIDWA2 161 kV | 30.84 | BULL SH5 | 505460 | 5MIDWY JRDN# | 338813 |  |  | 1 | SPA.SPA.BUL_SH-MIDWA25.A
6813 | BULMIDKEOHOL | MISO | RCF | 2 | MISO | Contingent | EES | KEO | EES | HOLBOT | 500 |  | 162 | 162 | 162 | 162 | 162 | 162 | 162 | 162 | OTDF | LN KEO - HOLBOT 500 kV | 30.84 | 8KEO% | 337957 | 8HOLND BTM% | 338140 |  |  | 1 | EES.EES.HOLBOT_KEO___8.A
6817 | QUIBEERUSRUS | MISO | RCF | 3 | MISO | Monitored | EES | QUITMN | EES | BEE_BR | 161 |  | 205 | 205 | 205 | 205 | 223 | 223 | 223 | 223 | OTDF | LN QUITMN - BEE_BR 161 kV | 15.32 | 5QUITMAN! | 337926 | 5BEE BRANCH# | 338831 |  |  | 1 | EES.EES.BEE_BR_QUITMN5.A
6817 | QUIBEERUSRUS | MISO | RCF | 3 | MISO | Contingent | SPA | DARD_D | EES | RUSL_S | 161 |  | 205 | 205 | 205 | 205 | 223 | 223 | 223 | 223 | OTDF | LN DARD_D - RUSL_S 161 kV | 15.32 | DARDANE5 | 505508 | 5RUSSELVL.S | 337904 |  |  | 1 | SPA.SPA.DARD_D-RUSL-S5.A
6817 | QUIBEERUSRUS | MISO | RCF | 3 | MISO | Contingent | EES | RUSL_E | EES | RUSL_S | 161 |  | 205 | 205 | 205 | 205 | 223 | 223 | 223 | 223 | OTDF | LN RUSL_E - RUSL_S 161 kV | 15.32 | 5RUSSELVL.E! | 337905 | 5RUSSELVL.S | 337904 |  |  | 1 | EES.EES.RUSL_E_RUSL_S5.A
6820 | HORDESFRETWK | MISO | RCF | 2 |  | Monitored | EES | HORNLK | EES | DESOTO_E | 115 |  | 120 | 120 | 120 | 120 | 120 | 120 | 120 | 120 | OTDF | LN HORNLK - DESOTO_E 115 kV | 14 | 5HORN LAKE% | 337150 | 3DESOTO MS | 337151 |  |  | 1 | EES.EES.DESOTO_HORNLK3.A
6820 | HORDESFRETWK | MISO | RCF | 2 |  | Contingent | EES | FREPT5 | EES | TWKLTN | 230 |  | 120 | 120 | 120 | 120 | 120 | 120 | 120 | 120 | OTDF | LN FREPT5 - TWKLTN 230 kV | 14 | 6FREEPORT% | 337162 | 6TWINKLTOWN! | 337163 |  |  | 1 | EES.EES.FREPT5_TWKLTN6.A
6833 | WMEWMEWMEBHA | MISO | RCF | 3 |  | Monitored | EES | WMPEHV | EES | WMPEHV | 500/1 |  | 442 | 442 | 442 | 442 | 442 | 442 | 442 | 442 | OTDF | XF WMPEHV 500/1 kV | 0 | 8W.MEMPHIS% | 338162 | 5W.MEMPHIS! | 338161 | 5W.MEMPHIS! | 338161 | 01; 01 | EES.EES.WMPEHV.AT1.AT1
6833 | WMEWMEWMEBHA | MISO | RCF | 3 |  | Contingent | EES | WMPEHV | TVA | BHAM_STE | 500 |  | 442 | 442 | 442 | 442 | 442 | 442 | 442 | 442 | OTDF | LN WMPEHV - BHAM_STE 500 kV | 0 | 8W.MEMPHIS% | 338162 | 4BHAM STEEL | 360075 |  |  | 1 | EES.EES.WMPEHV_BIRSTL8.A
6834 | ARKXFRARKPLS | MISO | RCF | 3 |  | Monitored | EES | ARK_NU | EES | ARK_NU | 500/1 |  | 672 | 672 | 672 | 672 | 672 | 672 | 672 | 672 | OTDF | XF ARK_NU 500/1 kV | 19.64 | 1ANO U1 | 337909 | ARK_NU | 337912 | 1ANO AUX | 337913 | 1 | EES.EES.ARK_NU.AT1.AT1_500
6834 | ARKXFRARKPLS | MISO | RCF | 3 |  | Contingent | EES | ARK_NU | EES | PLS_HL | 500 |  | 672 | 672 | 672 | 672 | 672 | 672 | 672 | 672 | OTDF | LN ARK_NU - PLS_HL 500 kV | 19.64 | 1ANO U1 | 337909 | 8P.HILL% | 337922 |  |  | 1 | EES.EES.ARK_NU_PLS_HL8.A
6916 | CARLAYELDMOL | MISO | RCF | 2 | MISO | Monitored | CLEC | CAROLL | CLEC | LAYFLD_C | 230 |  | 633 | 633 | 633 | 633 | 633 | 633 | 633 | 633 | OTDF | LN CAROLL - LAYFLD_C 230 kV | 74 | CARROLL4 | 500140 | 500465 6LAYFLD | 500465 |  |  | 1 | CLEC.CLEC.LYFLD_CAROL.A
6916 | CARLAYELDMOL | MISO | RCF | 2 | MISO | Contingent | EES | EL_EHV | EES | MOLIVE | 500 |  | 633 | 633 | 633 | 633 | 633 | 633 | 633 | 633 | OTDF | LN EL_EHV - MOLIVE 500 kV | 74 | 8EL DORADO% | 337561 | 3MT_OLIVE | 337368 |  |  | 1 | EES.EES.EL_EHV_MOLIVE8.A
25809 | GGSXF1GGSXF2 | SWPP | INT | 14 |  | Monitored | NPPD | G_GENT1 | NPPD | G_GENT1 | 230/1 |  | 336 | 420 | 336 | 420 | 336 | 420 | 336 | 420 | OTDF | XF G_GENT1 230/1 kV | 119 | GENTLMN3 | 640184 | GENTLMN3 | 640183 | G.GENT19 | 640185 | 01; 02 | NPPD.NPPD.G_GENT1.1.1S
25809 | GGSXF1GGSXF2 | SWPP | INT | 14 |  | Contingent | NPPD | G_GENT1 | NPPD | G_GENT1 | 13.8/1 |  | 336 | 420 | 336 | 420 | 336 | 420 | 336 | 420 | OTDF | XF G_GENT1 13.8/1 kV | 119 | GENTLMN3 | 643066 | GENTLMN3 | 640183 | GENTLMN4 | 640184 | 04; 06 | NPPD.NPPD.G_GENT1.2.2T
25809 | GGSXF1GGSXF2 | SWPP | INT | 14 |  | Contingent | NPPD | G_GENT1 | NPPD | G_GENT1 | 230/1 |  | 336 | 420 | 336 | 420 | 336 | 420 | 336 | 420 | OTDF | XF G_GENT1 230/1 kV | 119 | GENTLMN3 | 640184 | GENTLMN3 | 640183 | GENTLEMANT29 | 643066 | 04; 05 | NPPD.NPPD.G_GENT1.2.2S
25809 | GGSXF1GGSXF2 | SWPP | INT | 14 |  | Contingent | NPPD | G_GENT1 | NPPD | G_GENT1 | 345/1 |  | 336 | 420 | 336 | 420 | 336 | 420 | 336 | 420 | OTDF | XF G_GENT1 345/1 kV | 119 | GENTLMN3 | 640183 | GENTLMN4 | 640184 | GENTLEMANT29 | 643066 | 4 | NPPD.NPPD.G_GENT1.2.2
25811 | HERDS6DEAPLX | SWPP | INT | 2 |  | Monitored | SPS | HEREFORD | SPS | DS_REC6 | 115 |  | 96 | 105 | 96 | 105 | 96 | 105 | 106 | 117 | OTDF | LN HEREFORD - DS_REC6 115 kV | 31 | HEREFORD 2 | 524606 | 524629 DS-#6 | 524629 |  |  | 1 | SPS.SPS.DS6_HEREFORD.A
25811 | HERDS6DEAPLX | SWPP | INT | 2 |  | Contingent | SPS | DEAFSMIT | SPS | PLXSUB | 230 |  | 96 | 105 | 96 | 105 | 96 | 105 | 106 | 117 | OTDF | LN DEAFSMIT - PLXSUB 230 kV | 31 | DEAFSMITH 3 | 524623 | PLANT_X 3 | 525481 |  |  | 1 | SPS.SPS.7.1
25812 | OSAWEBCLESOO | SWPP | INT | 2 |  | Monitored | OKGE | OSAGE_OG | CSWS | WEBBTAP4 | 138 |  | 152 | 180 | 152 | 180 | 152 | 180 | 174 | 211 | OTDF | LN OSAGE_OG - WEBBTAP4 138 kV | 23 | OSGE 2 | 514743 | WEBBTAP4 | 510376 |  |  | 1 | CSWS.CSWS.OSAGE.B
25812 | OSAWEBCLESOO | SWPP | INT | 2 |  | Contingent | OKGE | SONR1 | GRDA | CLEVLND7 | 345 |  | 152 | 180 | 152 | 180 | 152 | 180 | 174 | 211 | OTDF | LN SONR1 - CLEVLND7 345 kV | 23 | SOONER 4 | 514803 | AFTONTER2 | 512694 |  |  | 1 | GRDA.GRDA.SONR_CLEVLND.A
25813 | REDRDRKIONLO | SWPP | INT | 2 | SWPP | Monitored | SPS | RDRUNNER | SPS | REDBLUFF | 115 |  | 159 | 175 | 159 | 175 | 159 | 175 | 176 | 194 | OTDF | LN RDRUNNER - REDBLUFF 115 kV | 3 | RDRUNNER 6 | 528025 | RED_BLUFF 3 | 528018 |  |  | 1 | SPS.SPS.RDRUNNR_REDBLF.A
25813 | REDRDRKIONLO | SWPP | INT | 2 | SWPP | Contingent | SPS | KIOWASPS | SPS | N_LOVING | 345 |  | 159 | 175 | 159 | 175 | 159 | 175 | 176 | 194 | OTDF | LN KIOWASPS - N_LOVING 345 kV | 3 | KIOWA 7 | 527965 | NORTH_LOVNG3 | 528185 |  |  | 1 | SPS.SPS.KIOWAS_NLOVING.1

## Temporary_Flowgates
Flowgate | IDC | Owner | Type | To Area | From Area | Element | ElementType | NormLimit | EmerLimit | IROLLimit | CreatedTime | TOP | IDC_From_Name | IDC_From_Number | IDC_ToName1 | IDC_To_Number1 | IDC_To_Name2 | IDC_To_Number2 | IDC_CKT_ID | EMS NETMOM Key | M2M Monitoring RTO
TEMP01_21271 | 21271 | TVA | CFG | AECI | AECI | LN CLEV_AEC - SILVR_CY 138 kV | Monitored | 174 | 174 |  |  | AECI | 2CLEVLND | 300138 | 2SILVCTY | 300140 |  |  | 1 | AECI.AECI.8370.A
TEMP01_21271 | 21271 | TVA | CFG | CSWS | GRDA | LN CLEVLND7 - TULSA_NO 345 kV | Contingent | 174 | 174 |  |  | GRDA/CSWS | AFTONTER2 | 512694 | T.NO.2-4 | 509852 |  |  | 1 | GRDA.GRDA.CLEVELAND.A
TEMP02_20990 | 20990 | TVA | RCF | AMIL | AMRN | LN PLMY - MRBN 161 kV | Monitored | 250 | 250 |  |  | AMRN/AMIL | 5PALMYRA | 345437 | 5MARBLE N | 347516 |  |  | 1 | AMIL.AMIL.PLMY-NMRB-1.A
TEMP02_20990 | 20990 | TVA | RCF | AMRN | AMRN | LN ENON_TP - MTGY 345 kV | Contingent | 250 | 250 |  |  | AMRN | 7ENON | 344535 | 7MONTGMRY | 345230 |  |  | 2 | AMRN.AMRN.BELU-MTGY-6.B
TEMP03_22472 | 22472 | MISO | RCF | AEP | CE | LN WILTON00 - DUMONT 765 kV | Contingent | 2038 | 2038 |  |  | CE/AEP | WILTON ; B | 270644 | 05DUMONT | 243206 |  |  | 1 | AEP.AEP.DUMONWILTO76_1.1
TEMP03_22472 | 22472 | MISO | RCF | NIPS | NIPS | LN BABCOCK3 - STILLWEL 345 kV | Monitored | 2038 | 2038 |  |  | NIPS | 17BABCOCK | 255100 | 17STILLWELL | 255113 |  |  | 1 | NIPS.NIPS.34514.A
TEMP04_24033 | 24033 | SWPP | INT | KCPL | KCPL | LN CENTNIAL - PAOLA 161 kV | Monitored | 167 | 167 |  | 2020-11-30 16:21 | KCPL | CENTENL5 | 543067 | PAOLA 5 | 543069 |  |  | 1 | KCPL.KCPL.CENTNI_PAOLA_1.1
TEMP04_24033 | 24033 | SWPP | INT | KCPL | KCPL | LN W_GARDNR - PLESNTV 161 kV | Contingent | 167 | 167 |  | 2020-11-30 16:21 | KCPL | W.GRDNR7 | 542966 | PLSTVAL5 | 543077 |  |  | 1 | KCPL.KCPL.PLESNTV_WGRDNR.A
TEMP05_26136 | 26136 | TVA | RCF | AECI | AECI | LN STILWT1 - SILVR_CY 138 kV | Monitored | 199 | 199 |  | 2020-11-04 17:07 | AECI | 4STILWTR | 300141 | 2SILVCTY | 300140 |  |  | 1 | AECI.AECI.8404.A
TEMP05_26136 | 26136 | TVA | RCF | GRDA | OKGE | LN SONR1 - CLEVLND7 345 kV | Contingent | 199 | 199 |  | 2020-11-04 17:07 | OKGE/GRDA | SOONER 4 | 514803 | AFTONTER2 | 512694 |  |  | 1 | GRDA.GRDA.SONR_CLEVLND.A
TEMP06_27817 | 27817 | SWPP | INT | WAUE | WAUE | LN STORLA - MTVERN 115 kV | Monitored | 120 | 120 |  | 2022-07-04 00:18 | WAUE | STORLA 4 | 659123 | MTVERN 7 | 652518 |  |  | 1 | WAUE.WAUE.MTVERSTORL11_1.1
TEMP06_27817 | 27817 | SWPP | INT | WAUE | WAUE | XF FTRANDL 115/1 kV | Contingent | 120 | 120 |  | 2022-07-04 00:18 | WAUE | FTRANDL4 | 652510 | FTRANDL4 | 652079 | FTRANDL4 | 652509 | 04; 05 | WAUE.WAUE.FTRANDL.TRE1.TRE2
TEMP06_27817 | 27817 | SWPP | INT | WAUE | WAUE | XF FTRANDL 115/1 kV | Contingent | 120 | 120 |  | 2022-07-04 00:18 | WAUE | FTRANDL4 | 652510 | FTRANDL4 | 652079 | FTRDL78G | 652549 | 05; 04 | WAUE.WAUE.FTRANDL.TRE1.TRE2
TEMP06_27817 | 27817 | SWPP | INT | WAUE | WAUE | XF FTRANDL 13.8/1 kV | Contingent | 120 | 120 |  | 2022-07-04 00:18 | WAUE | FTRANDL4 | 652549 | FTRANDL4 | 652079 | FTRANDL4 | 652509 | 04; 06 | WAUE.WAUE.FTRANDL.TRE1.TRE3
TEMP06_27817 | 27817 | SWPP | INT | WAUE | WAUE | XF FTRANDL 13.8/1 kV | Contingent | 120 | 120 |  | 2022-07-04 00:18 | WAUE | FTRANDL4 | 652549 | FTRANDL4 | 652079 | FTRANDL7 | 652510 | 06; 04 | WAUE.WAUE.FTRANDL.TRE1.TRE3
TEMP06_27817 | 27817 | SWPP | INT | WAUE | WAUE | XF FTRANDL 230/1 kV | Contingent | 120 | 120 |  | 2022-07-04 00:18 | WAUE | FTRANDL4 | 652509 | FTRANDL4 | 652079 | FTRANDL7 | 652510 | 4 | WAUE.WAUE.FTRANDL.TRE1.TRE1
TEMP06_27817 | 27817 | SWPP | INT | WAUE | WAUE | XF FTRANDL 230/1 kV | Contingent | 120 | 120 |  | 2022-07-04 00:18 | WAUE | FTRANDL4 | 652509 | FTRANDL4 | 652079 | FTRDL78G | 652549 | 4 | WAUE.WAUE.FTRANDL.TRE1.TRE1
TEMP06_27817 | 27817 | SWPP | INT | WAUE | WAUE | XF FTRANDL 230/115 kV | Contingent | 120 | 120 |  | 2022-07-04 00:18 | WAUE | FTRANDL4 | 652509 | FTRANDL4 | 652510 |  |  | 1 | WAUE.WAUE.FTRANDL.TRF.TRF
TEMP07_25138 | 25138 | SWPP | INT | WR | WR | LN GORD - MAIZ 138 kV | Monitored | 382 | 382 |  | 2019-09-25 16:58 | WR | EVANS S4 | 533041 | MAIZEE 4 | 533391 |  |  | 1 | WR.WR.GORD_MAIZ.A
TEMP07_25138 | 25138 | SWPP | INT | WR | WR | LN WICH - BENT 345 kV | Contingent | 382 | 382 |  | 2019-09-25 16:58 | WR | WICHITA7 | 532796 | BENTON 7 | 532791 |  |  | 1 | WR.WR.BENTWICH34_1.1
TEMP08_27441 | 27441 | TVA | RCF | AECI | AECI | LN ESEX - W_NEWMAD 345 kV | Contingent | 247 | 290 |  | 2022-03-04 07:56 | AECI | 1ESSEXG | 300038 | 8WNEWMADRID | 301407 |  |  | 1 | AECI.AECI.WNMAD_ESEX.A
TEMP08_27441 | 27441 | TVA | RCF | AMRN | AECI | LN ESEX - LUTS 345 kV | Contingent | 247 | 290 |  | 2022-03-04 07:56 | AECI/AMRN | 1ESSEXG | 300038 | 7LUTESVIL | 344974 |  |  | 1 | AMRN.AMRN.NMAD-LUTS-1.A
TEMP08_27441 | 27441 | TVA | RCF | EES | AECI | LN ST_FRAN - JIMHIL 161 kV | Monitored | 247 | 290 |  | 2022-03-04 07:56 | AECI/EES | 5STFRAN | 300115 | 3JIM HILL! | 338202 |  |  | 1 | EES.EES.JIMHIL_ST_FRA5.A
TEMP09_26226 | 26226 | SWPP | INT | NPPD | NPPD | LN GRISLD1 - HOLT_CO 345 kV | Contingent | 250 | 313 |  | 2020-12-04 21:41 | NPPD | GR ISLD7 | 653571 | 640510 NPPD Holt County | 640510 |  |  | 1 | NPPD.NPPD.HOLT_GRISLD.A
TEMP09_26226 | 26226 | SWPP | INT | NPPD | WAUE | LN GRPRAIR - GRISLD1 345 kV | Contingent | 250 | 313 |  | 2020-12-04 21:41 | WAUE/NPPD | 652532 GRPRAIRIE3 | 652532 | GR ISLD7 | 653571 |  |  | 1 | NPPD.NPPD.GRISLD1_GRPRAI.A
TEMP09_26226 | 26226 | SWPP | INT | WAUE | NPPD | LN HOLT_CO - GRPRAIR 345 kV | Contingent | 250 | 313 |  | 2020-12-04 21:41 | NPPD/WAUE | 640510 NPPD Holt County | 640510 | 652532 GRPRAIRIE3 | 652532 |  |  | 1 | WAUE.WAUE.GRPRAIR_HOLT.A
TEMP09_26226 | 26226 | SWPP | INT | WAUE | WAUE | XF FTTHOMP 345/1 kV | Monitored | 250 | 313 |  | 2020-12-04 21:41 | WAUE | FTTHOMP4 | 0 | FTTHOMP4 | 652083 | FTTHMP29 | 652274 | 1 | WAUE.WAUE.FTTHOMP.U1A1.KU1A1
TEMP09_26226 | 26226 | SWPP | INT | WAUE | WAUE | XF FTTHOMP 345/1 kV | Monitored | 250 | 313 |  | 2020-12-04 21:41 | WAUE | FTTHOMP4 | 0 | FTTHOMP4 | 652083 | FTTHOMP4 | 652507 | 1 | WAUE.WAUE.FTTHOMP.U1A1.KU1A1
TEMP10_27659 | 27659 | SWPP | INT | EDE | WR | LN LITC - ASB3491 161 kV | Contingent | 148 | 148 |  | 2022-05-15 11:41 | WR/EDE | LITCH 5 | 532932 | ASB349 5 | 547476 |  |  | 1 | EDE.EDE.10282.A
TEMP10_27659 | 27659 | SWPP | INT | WR | WR | LN MARM - NSES 161 kV | Monitored | 148 | 148 |  | 2022-05-15 11:41 | WR | MARMTNE5 | 532934 | NEOSHO 2 | 532937 |  |  | 1 | WR.WR.29.1
TEMP11_27171 | 27171 | MISO | RCF | EES | EES | LN SH_EHV - WH_BLF 500 kV | Contingent | 2165 | 2165 |  | 2021-11-19 20:33 | EES | 8SHERIDAN% | 337643 | 8WHT BLUFF% | 337651 |  |  | 1 | EES.EES.WH_BLF_SH_EHV8.A | MISO
TEMP11_27171 | 27171 | MISO | RCF | EES | EES | LN WRIGHT_E - KEO 500 kV | Monitored | 2165 | 2165 |  | 2021-11-19 20:33 | EES | 8WRIGHTSVLE% | 337860 | 8KEO% | 337957 |  |  | 1 | EES.EES.WRIGHT_KEO___8.A | MISO
TEMP12_27814 | 27814 | SWPP | INT | GRDA | GRDA | XF GRDA17 13.8/1 kV | Contingent | 448 | 478 |  | 2022-07-01 00:54 | GRDA | GRDA1 5 | 0 | GRDA1 7 | 512650 | GRDA1 5 | 512656 | 3 | GRDA.GRDA.GRDA17.SOTH.SOUTH_T
TEMP12_27814 | 27814 | SWPP | INT | GRDA | GRDA | XF GRDA17 161/1 kV | Contingent | 448 | 478 |  | 2022-07-01 00:54 | GRDA | GRDA1 5 | 512656 |  | 0 | GRDA1 7 | 512650 | 2 | GRDA.GRDA.GRDA17.SOTH.SOUTH_L
TEMP12_27814 | 27814 | SWPP | INT | GRDA | GRDA | XF GRDA17 345/1 kV | Contingent | 448 | 478 |  | 2022-07-01 00:54 | GRDA | GRDA1 5 | 512650 |  | 0 | GRDA1 5 | 512656 | 1 | GRDA.GRDA.GRDA17.SOTH.SOUTH_H
TEMP12_27814 | 27814 | SWPP | INT | GRDA | GRDA | XF GRDA17 345/1 kV | Monitored | 448 | 478 |  | 2022-07-01 00:54 | GRDA | GRDA1 5 | 512650 |  | 0 | GRDA1 5 | 512656 | 4 | GRDA.GRDA.GRDA17.NRTH.NORTH_H
TEMP13_27799 | 27799 | SWPP | INT | OKGE | OKGE | LN DATON - HOBBYLO4 138 kV | Monitored | 233 | 267 |  | 2022-06-28 13:40 | OKGE | DAYTON 4 | 514892 | HOBBYLO4 | 515338 |  |  | 1 | OKGE.OKGE.8794.A
TEMP13_27799 | 27799 | SWPP | INT | OKGE | OKGE | LN MSTNG1 - CUNCL 138 kV | Contingent | 233 | 267 |  | 2022-06-28 13:40 | OKGE | MUSTNG4G | 514861 | COUNCIL4 | 514865 |  |  | 1 | OKGE.OKGE.8772.A
TEMP14_27818 | 27818 | SWPP | INT | SPS | SPS | LN LUBBOCKS - ALLEN2 115 kV | Contingent | 81 | 81 |  | 2022-07-04 17:13 | SPS | LUBBCK_STH 6 | 526268 | ALLEN 3 | 526213 |  |  | 1 | SPS.SPS.173.1
TEMP14_27818 | 27818 | SWPP | INT | SPS | SPS | LN QUINCY_S - SP-FRNK3 115 kV | Monitored | 81 | 81 |  | 2022-07-04 17:13 | SPS | 526195 QUINCY 3 | 526195 | SP-FRANKFRD3 | 526199 |  |  | 1 | SPS.SPS.QUINCY_FRANKF.A
TEMP15_25917 | 25917 | MISO | RCF | AMRN | AECI | LN MCC2 - MTGY 345 kV | Contingent | 204 | 242 |  | 2020-08-25 19:26 | AECI/AMRN | 7MCCRED | 300044 | 7MONTGMRY | 345230 |  |  | 1 | AECI.AECI.MCC2-MTGY.A | MISO
TEMP15_25917 | 25917 | MISO | RCF | AMRN | AMRN | LN CALF - APCT 161 kV | Monitored | 204 | 242 |  | 2020-08-25 19:26 | AMRN | 5CALIF UE | 344233 | 5APCH TP | 344026 |  |  | 1 | AMRN.AMRN.BARN-CALF-1.B | MISO
TEMP16_21078 | 21078 | TVA | CFG | AECI | AECI | LN FAIRPORT - OSBORN 161 kV | Monitored | 223 | 244 |  | 2022-07-13 00:49 | AECI | 5FAIRPT | 300076 | 2OSBORN | 300107 |  |  | 1 | AECI.AECI.FARPT-LAT_UE.A
TEMP16_21078 | 21078 | TVA | CFG | MPS | NPPD | LN COOPER - ST_JOE 345 kV | Contingent | 223 | 244 |  | 2022-07-13 00:49 | NPPD/MPS | COOPER 3 | 640139 | ST JOE 3 | 541199 |  |  | 1 | NPPD.NPPD.11310.A
TEMP17_24078 | 24078 | SWPP | RCF | GRDA | GRDA | LN GRDA17 - TONNECE 345 kV | Contingent | 448 | 478 |  | 2018-08-09 09:08 | GRDA | GRDA1 5 | 512650 | TONECE7 | 512750 |  |  | 1 | GRDA.GRDA.TONN_GRDA.A
TEMP17_24078 | 24078 | SWPP | RCF | GRDA | GRDA | XF GRDA17 345/1 kV | Monitored | 448 | 478 |  | 2018-08-09 09:08 | GRDA | GRDA1 5 | 512650 |  | 0 | GRDA1 5 | 512656 | 4 | GRDA.GRDA.GRDA17.NRTH.NORTH_H
TEMP18_24758 | 24758 | SWPP | RCF | MEC | MEC | LN LEHIGH2 - BVRCRFBC 345 kV | Contingent | 217 | 217 |  | 2019-04-23 13:31 | MEC | LEHIGH 3 | 636010 | BVRCRFBC | 0 |  |  | 1 | MEC.MEC.LEHIGBVRCR34_1.1 | SWPP
TEMP18_24758 | 24758 | SWPP | RCF | OPPD | MEC | LN RAUN - TEKAMHO 161 kV | Monitored | 217 | 217 |  | 2019-04-23 13:31 | MEC/OPPD | RAUN 3 | 635201 | TEKAMAH5 | 640377 |  |  | 1 | MEC.MEC.RAUNTEKAM16_1.1 | SWPP
TEMP19_26723 | 26723 | MISO | RCF | OTP | OTP | LN BUFFALO2 - BISON_3 345 kV | Contingent | 166 | 182 |  | 2021-05-28 22:56 | OTP | BUFFALO7 | 620358 | 620110 BISON_3 | 620110 |  |  | 1 | OTP.OTP.BISONBUFFA34_1.1 | MISO
TEMP19_26723 | 26723 | MISO | RCF | OTP | OTP | LN MAPLTNOT - SHEYNNE 115 kV | Monitored | 166 | 182 |  | 2021-05-28 22:56 | OTP | MAPLTN 7 | 620203 | SHEYNNE7 | 603018 |  |  | 1 | OTP.OTP.MAPLTSHEYN11_1.1 | MISO
TEMP20_27445 | 27445 | TVA | RCF | AECI | AECI | XF ESEX 345/161 kV | Monitored | 392 | 392 |  | 2022-03-04 11:51 | AECI | 1ESSEXG | 300038 | 1ESSEXG | 300075 |  |  | 2 | AECI.AECI.ESEX.T1.T1
TEMP20_27445 | 27445 | TVA | RCF | AMRN | AMRN | LN LUTS - KEL 345 kV | Contingent | 392 | 392 |  | 2022-03-04 11:51 | AMRN | 7LUTESVIL | 344974 | 5KELSO | 344849 |  |  | 1 | AMRN.AMRN.KEL_LUTS_1.A
TEMP21_19090 | 19090 | TVA | CFG | AECI | AECI | LN BTLFIELD - JAMESVIL 161 kV | Monitored | 312 | 312 |  | 2018-12-04 08:41 | AECI | 5BTLFD | 300348 | 5JAMESV | 300089 |  |  | 1 | AECI.AECI.BTLFIELD_JAMES.A
TEMP21_19090 | 19090 | TVA | CFG | AECI | SPRM | LN SWPS5 - BROOK_LN 161 kV | Contingent | 312 | 312 |  | 2018-12-04 08:41 | SPRM/AECI | JTEC 5 | 549954 | BROOKLINE 5 | 549969 |  |  | 1 | SPRM.SPRM.BROOKL-SWPP.A
TEMP22_27446 | 27446 | TVA | RCF | AECI | AECI | LN NEW_MAD - W_NEWMAD 345 kV | Monitored | 1195 | 1195 |  | 2022-03-04 11:51 | AECI | 5NEWMAD | 300046 | 8WNEWMADRID | 301407 |  |  | 1 | AECI.AECI.NMAD_WNEWMAD2.A
TEMP22_27446 | 27446 | TVA | RCF | AMRN | AMRN | LN STFR - LUTS 345 kV | Contingent | 1195 | 1195 |  | 2022-03-04 11:51 | AMRN | 4ST FRANC 2 | 345773 | 7LUTESVIL | 344974 |  |  | 1 | AMRN.AMRN.LUTS-STFR-1.A
TEMP23_22895 | 22895 | SWPP | RCF | AECI | AECI | LN BLACKBRY - JASPER7 345 kV | Contingent | 212 | 237 |  | 2018-07-24 06:16 | AECI | 3007397BLACKBERRY | 300739 | JASPER7 | 300949 |  |  | 1 | AECI.AECI.BLCKBRY_JASPER.A | SWPP
TEMP23_22895 | 22895 | SWPP | RCF | EDE | WR | LN NSES - RAM452 161 kV | Monitored | 212 | 237 |  | 2018-07-24 06:16 | WR/EDE | NEOSHO 2 | 532937 | RIV4525 | 547469 |  |  | 1 | WR.WR.10291.A | SWPP
TEMP24_25918 | 25918 | MISO | RCF | ALTW | ALTW | LN FOX_LK - RUTLAND 161 kV | Monitored | 195 | 195 |  | 2020-08-25 19:26 | ALTW | FOX LK 5 | 631042 | RUTLAND5 | 613370 |  |  | 1 | ALTW.ALTW.FOX_LRUTLA16_1.1
TEMP24_25918 | 25918 | MISO | RCF | ALTW | ALTW | LN LAKEFLD - HUNTLEY2 345 kV | Contingent | 195 | 195 |  | 2020-08-25 19:26 | ALTW | LKFLD698 | 631138 | HUNTLEY2 | 0 |  |  | 1 | ALTW.ALTW.HUNTLLAKEF34_1.1
TEMP25_27236 | 27236 | SWPP | INT | AECI | CSWS | LN FLINTCRK - BROOK_LN 345 kV | Contingent | 223 | 223 |  | 2021-12-06 16:12 | CSWS/AECI | FLINTCR7 | 506935 | BROOKLINE 5 | 549984 |  |  | 1 | AECI.AECI.FLNTCK-BROOK1.A
TEMP25_27236 | 27236 | SWPP | INT | EDE | EDE | LN MONETT - AUR1241 161 kV | Monitored | 223 | 223 |  | 2021-12-06 16:12 | EDE | MON383 2 | 547480 | AUR124 2 | 547468 |  |  | 1 | EDE.EDE.11337.A
TEMP27_27665 | 27665 | SWPP | INT | INDN | KCPL | LN HAWTHORN - SUB_M 161 kV | Contingent | 199 | 223 |  | 2022-05-17 13:49 | KCPL/INDN | HAWTH 7 | 542973 | SUB M | 548814 |  |  | 1 | INDN.INDN.HAWTHO_SUB_M_1.A
TEMP27_27665 | 27665 | SWPP | INT | MPS | KCPL | LN T_BRMGHM - LBRTYST5 161 kV | Monitored | 199 | 223 |  | 2022-05-17 13:49 | KCPL/MPS | BRMGHAM5 | 543020 | LBRTYST5 | 541248 |  |  | 1 | MPS.MPS.MO_CIT_T_BRMG1.A
TEMP29_23044 | 23044 | SWPP | RCF | CSWS | CSWS | LN PITTSB9 - VALLIANT 345 kV | Contingent | 143 | 143 |  | 2018-08-01 00:01 | CSWS | PITTSB-7 | 510907 | VALIANT2 | 510911 |  |  | 1 | CSWS.CSWS.2160.A | SWPP
TEMP29_23044 | 23044 | SWPP | RCF | WFEC | WFEC | LN STONEWSW - TUPELO2 138 kV | Monitored | 143 | 143 |  | 2018-08-01 00:01 | WFEC | Stonewall Switching Station | 521071 | TUPELO 4 | 505600 |  |  | 1 | WFEC.WFEC.STONESW_TUPELO.A | SWPP
TEMP30_20581 | 20581 | TVA | RCF | AECI | AECI | LN FAIRPORT - GENTRY 161 kV | Monitored | 242 | 242 |  |  | AECI | 5FAIRPT | 300076 | 5GENTRY | 300073 |  |  | 1 | AECI.AECI.FAIRPT-NODAWY.A
TEMP30_20581 | 20581 | TVA | RCF | KCPL | MPS | LN ST_JOE - NASHUA 345 kV | Contingent | 242 | 242 |  |  | MPS/KCPL | ST JOE 3 | 541199 | NASHUA 7 | 542980 |  |  | 1 | KCPL.KCPL.NASHUA_ST_JOE.A
TEMP31_21278 | 21278 | TVA | RCF | AMRN | AMRN | XF PLMY 345/161 kV | Monitored | 336 | 336 |  |  | AMRN | 5PALMYRA | 345436 | 5PALMYRA | 345437 |  |  | 1 | AMRN.AMRN.PLMY.XFM1.XFMR_1
TEMP31_21278 | 21278 | TVA | RCF | MEC | ALTW | LN OTTUMWA - MNTZUMA 345 kV | Contingent | 336 | 336 |  |  | ALTW/MEC | OTTUMWA5 | 631143 | MNTZUMA3 | 635730 |  |  | 1 | ALTW.ALTW.OTTUMMNTZU34_1.1
TEMP32_27807 | 27807 | SWPP | INT | KCPL | KCPL | LN CRAIG - PFLUMM5 161 kV | Contingent | 311 | 334 |  | 2022-06-29 16:12 | KCPL | CRAIG 7 | 542978 | PFLUMM 5 | 542979 |  |  | 1 | KCPL.KCPL.CRAIG__OVRLD_1.1
TEMP32_27807 | 27807 | SWPP | INT | KCPL | KCPL | LN LENEXA - SHWNMSN5 161 kV | Monitored | 311 | 334 |  | 2022-06-29 16:12 | KCPL | LENEXAN5 | 543039 | 543031 SHWNMSN5 ¦ GREENWOOD | 543031 |  |  | 1 | KCPL.KCPL.GRNWOO_LENEXA1.1
TEMP34_27548 | 27548 | SWPP | RCF | GRE | GRE | LN BALTAJCT - RAMSEY 230 kV | Contingent | 99 | 99 |  | 2022-04-08 23:43 | GRE | GRE-BALTA 4 | 615903 | RAMSEY 7 | 615335 |  |  | 1 | GRE.GRE.BALTARAMSE23_1.1
TEMP34_27548 | 27548 | SWPP | RCF | WAUE | WAUE | LN LEEDS2 - PENN_TAP 115 kV | Monitored | 99 | 99 |  | 2022-04-08 23:43 | WAUE | LEEDS 7 | 652447 | PENN 7 | 652465 |  |  | 1 | WAUE.WAUE.PENN_LEEDS11_1.1
TEMP35_27655 | 27655 | SWPP | INT | AMRN | KCPL | LN SIBL_KCP - OVER 345 kV | Contingent | 177 | 198 |  | 2022-05-13 17:52 | KCPL/AMRN | KCPL SIBLEY PSEUDO STATION | 345408 | 7OVERTON | 345408 |  |  | 1 | AMRN.AMRN.OVER-SIB-3.A
TEMP35_27655 | 27655 | SWPP | INT | MPS | MPS | LN ORRICK9 - RICHMN2 161 kV | Monitored | 177 | 198 |  | 2022-05-13 17:52 | MPS | ORRICK 5 | 541244 | RICHMND5 | 541236 |  |  | 1 | MPS.MPS.11046.A
TEMP36_27688 | 27688 | SWPP | INT | NPPD | NPPD | LN GENEVA - FRIEND 115 kV | Monitored | 120 | 132 |  | 2022-05-22 00:07 | NPPD | GENEVA 7 | 640178 | FRIEND 7 | 640174 |  |  | 1 | NPPD.NPPD.1259A.A
TEMP36_27688 | 27688 | SWPP | INT | NPPD | NPPD | LN MCCOOL - MOORE 345 kV | Contingent | 120 | 132 |  | 2022-05-22 00:07 | NPPD | MCCOOL 3 | 640271 | MOORE 3 | 640277 |  |  | 1 | NPPD.NPPD.NP_3502-A.A
TEMP37_25116 | 25116 | SWPP | INT | WR | WR | LN COLI - TECH 115 kV | Monitored | 106 | 106 |  | 2019-09-18 19:11 | WR | COLINE 3 | 533153 | TECHILE3 | 533182 |  |  | 1 | WR.WR.COLITECH.A
TEMP37_25116 | 25116 | SWPP | INT | WR | WR | LN HOYT - STRA 345 kV | Contingent | 106 | 106 |  | 2019-09-18 19:11 | WR | HOYT 7 | 532765 | STRANGR7 | 532772 |  |  | 1 | WR.WR.11_HOYT.1
TEMP38_22486 | 22486 | SWPP | INT | WR | WR | LN BUTL - ALTO 138 kV | Monitored | 87 | 101 |  | 2018-09-11 14:03 | WR | BUTLERS4 | 532989 | ALTOO W2 | 533001 |  |  | 1 | WR.WR.ALTOBUTL13_1.1
TEMP38_22486 | 22486 | SWPP | INT | WR | WR | LN NEORDG - N345 345 kV | Contingent | 87 | 101 |  | 2018-09-11 14:03 | WR | NEORDG | 532777 | NEOSHO 7 | 532793 |  |  | 1 | WR.WR.NEOS_N345_1345.A
TEMP39_26016 | 26016 | SWPP | RCF | MEC | OPPD | LN FT_CAL - RAUN 345 kV | Contingent | 256 | 256 |  | 2020-10-04 20:16 | OPPD/MEC | S3451 3 | 645451 | RAUN 3 | 635200 |  |  | 1 | MEC.MEC.FT_CARAUN34_1.1 | SWPP
TEMP39_26016 | 26016 | SWPP | RCF | OPPD | OPPD | LN FT_CAL - FT_CAL 345 kV | Contingent | 256 | 256 |  | 2020-10-04 20:16 | OPPD | S3451 3 | 645451 | S3451 3 | 645451 |  |  | 1 | OPPD.OPPD.FT_CAFT_CA34_2.S | SWPP
TEMP39_26016 | 26016 | SWPP | RCF | OPPD | OPPD | LN TEKAMHO - SUB1226 161 kV | Monitored | 256 | 256 |  | 2020-10-04 20:16 | OPPD | TEKAMAH5 | 640377 | S1226 5 | 646226 |  |  | 1 | OPPD.OPPD.TEKAMSUB1216_1.1 | SWPP
TEMP40_26024 | 26024 | SWPP | RCF | AECI | WR | LN N345 - BLACKBRY 345 kV | Monitored | 870 | 870 |  | 2020-10-06 22:59 | WR/AECI | NEOSHO 7 | 532793 | 3007397BLACKBERRY | 300739 |  |  | 1 | WR.WR.BLCKBRY_NEOSH.A
TEMP40_26024 | 26024 | SWPP | RCF | KCPL | KCPL | LN LACYGNE - W_GARDNR 345 kV | Contingent | 870 | 870 |  | 2020-10-06 22:59 | KCPL | LACYGNE7 | 542981 | W.GRDNR7 | 542965 |  |  | 1 | KCPL.KCPL.LACYGN_W_GARD1.1
TEMP41_27700 | 27700 | SWPP | INT | NPPD | NPPD | LN SWEETW4 - GRISLD1 345 kV | Contingent | 187 | 234 |  | 2022-05-27 11:30 | NPPD | SWEET W3 | 640374 | GR ISLD7 | 653571 |  |  | 1 | NPPD.NPPD.GRISLD1_SWEETW.A
TEMP41_27700 | 27700 | SWPP | INT | NPPD | NPPD | XF HASTING_ 115/230 kV | Monitored | 187 | 234 |  | 2022-05-27 11:30 | NPPD | HASTCTY7 | 641088 | HASTCTY7 | 640214 |  |  | 1 | NPPD.NPPD.HASTING_.3.3
TEMP42_27703 | 27703 | MISO | RCF | ALTW | MEC | LN FT_DODG - BNE_JCT 161 kV | Monitored | 315 | 327 |  | 2022-05-29 17:18 | MEC/ALTW | SB TFD 8 | 636020 | BNE JCT5 | 631079 |  |  | 1 | ALTW.ALTW.BNE_JFT_DO16_1.1 | MISO
TEMP42_27703 | 27703 | MISO | RCF | MEC | MEC | LN BVRCRFBC - GRIMES 345 kV | Contingent | 315 | 327 |  | 2022-05-29 17:18 | MEC | BVRCRFBC | 0 | GRIMES 3 | 635600 |  |  | 1 | MEC.MEC.BVRCRGRIME34_1.1 | MISO
TEMP43_23017 | 23017 | SWPP | INT | CSWS | CSWS | LN DRFTSND4 - SANTAFE4 138 kV | Monitored | 100 | 100 |  | 2018-06-01 05:52 | CSWS | Drift Sand4 | 511448 | RUSHNGT4 | 511492 |  |  | 1 | CSWS.CSWS.DRIFTSAND_LINE.A
TEMP44_23741 | 23741 | TVA | RCF | TVA | TVA | LN BFNP1 - MAURY1 500 kV | Monitored | 2598 | 2598 |  | 2018-04-17 23:14 | TVA | 8BR FERRY NP | 360052 | 8MAURY TN | 360050 |  |  | 1 | TVA.TVA.1985.X2
TEMP45_23744 | 23744 | TVA | RCF | TVA | TVA | LN BFNP1 - MAURY1 500 kV | Contingent | 1732 | 1732 |  | 2018-04-17 23:25 | TVA | 8BR FERRY NP | 360052 | 8MAURY TN | 360050 |  |  | 1 | TVA.TVA.1985.X2
TEMP45_23744 | 23744 | TVA | RCF | TVA | TVA | LN CORDOV1 - JACKSO1 500 kV | Monitored | 1732 | 1732 |  | 2018-04-17 23:25 | TVA | 8CORDOVA TN | 360025 | 8JACKSON TN | 360019 |  |  | 1 | TVA.TVA.1901.A
TEMP46_24416 | 24416 | SWPP | INT | WR | WR | LN HOYT - STRA 345 kV | Contingent | 86 | 92 |  | 2018-12-12 01:01 | WR | HOYT 7 | 532765 | STRANGR7 | 532772 |  |  | 1 | WR.WR.11_HOYT.1
TEMP46_24416 | 24416 | SWPP | INT | WR | WR | LN TECH - STULT 115 kV | Monitored | 86 | 92 |  | 2018-12-12 01:01 | WR | TECHILE3 | 533182 | STULL T3 | 533270 |  |  | 1 | WR.WR.4194.1
TEMP47_27714 | 27714 | SWPP | INT | EDE | EDE | UN STL4391 - STL4391 13.8 kV | Contingent | 212 | 237 |  | 2022-06-01 11:06 | EDE | STL439 5 |  | STL439 5 | 0 |  |  | 1 | EDE.EDE.STL4391.13.8.CT1
TEMP47_27714 | 27714 | SWPP | INT | EDE | EDE | UN STL4391 - STL4391 13.8 kV | Contingent | 212 | 237 |  | 2022-06-01 11:06 | EDE | STL439 5 |  | STL439 5 | 0 |  |  | 1 | EDE.EDE.STL4391.13.8.CT2
TEMP47_27714 | 27714 | SWPP | INT | EDE | EDE | UN STL4391 - STL4391 13.8 kV | Contingent | 212 | 237 |  | 2022-06-01 11:06 | EDE | STL439 5 |  | STL439 5 | 0 |  |  | 1 | EDE.EDE.STL4391.13.8.ST
TEMP47_27714 | 27714 | SWPP | INT | EDE | EDE | XF STL4391 13.8/161 kV | Contingent | 212 | 237 |  | 2022-06-01 11:06 | EDE | STL439 5 | 547657 | STL439 5 | 547498 |  |  | 3 | EDE.EDE.STL4391.1139.XF21
TEMP47_27714 | 27714 | SWPP | INT | EDE | EDE | XF STL4391 13.8/161 kV | Contingent | 212 | 237 |  | 2022-06-01 11:06 | EDE | STL439 5 | 547658 | STL439 5 | 547498 |  |  | 4 | EDE.EDE.STL4391.1140.XF22
TEMP47_27714 | 27714 | SWPP | INT | EDE | EDE | XF STL4391 13.8/161 kV | Contingent | 212 | 237 |  | 2022-06-01 11:06 | EDE | STL439 5 | 923003 | STL439 5 | 547498 |  |  | 2 | EDE.EDE.STL4391.XF23.XF23
TEMP47_27714 | 27714 | SWPP | INT | EDE | WR | LN NSES - RAM452 161 kV | Monitored | 212 | 237 |  | 2022-06-01 11:06 | WR/EDE | NEOSHO 2 | 532937 | RIV4525 | 547469 |  |  | 1 | WR.WR.10291.A
TEMP48_26143 | 26143 | SWPP | INT | SECI | SECI | LN ARNOLD2 - RANSOM1 115 kV | Monitored | 79.7 | 79.7 |  | 2020-11-05 20:37 | SECI | ARNOLD3 | 531409 | RANSOM 3 | 531414 |  |  | 1 | SECI.SECI.10102.A
TEMP48_26143 | 26143 | SWPP | INT | SECI | SECI | LN MINGO1 - SETAB1 345 kV | Contingent | 79.7 | 79.7 |  | 2020-11-05 20:37 | SECI | MINGO 3 | 531451 | SETAB 7 | 531465 |  |  | 1 | SECI.SECI.10151.A
TEMP49_24153 | 24153 | SWPP | CFG | OKGE | OKGE | LN MUSKOGEE - FTSMTH 345 kV | Contingent | 288 | 288 |  | 2018-09-21 10:57 | OKGE | MUSKOGE2 | 515224 | FTSMTHW5 | 515302 |  |  | 1 | OKGE.OKGE.9099.A
TEMP49_24153 | 24153 | SWPP | CFG | SPA | SPA | LN SALISA1 - 5AKINS 161 kV | Monitored | 288 | 288 |  | 2018-09-21 10:57 | SPA | SALISAW5 | 505550 | 5AKINS | 301366 |  |  | 1 | SPA.SPA.5AKINS_SALISA1.A
TEMP50_23126 | 23126 | SWPP | INT | SPS | OKGE | LN BORDER - TUCO 345 kV | Contingent | 516 | 559 |  | 2019-08-01 11:34 | OKGE/SPS | BORDER 7 | 515458 | TUCO_INT 6 | 525832 |  |  | 1 | SPS.SPS.TUCO_BORDER.A
TEMP50_23126 | 23126 | SWPP | INT | SPS | SPS | XF POTTER_S 345/230 kV | Monitored | 516 | 559 |  | 2019-08-01 11:34 | SPS | POTTER_CO 7 | 523961 | POTTER_CO 7 | 523959 |  |  | 1 | SPS.SPS.POTTER_S.XF1.XF345
TEMP51_23907 | 23907 | SWPP | RCF | GRDA | AECI | LN CHOUT_AE - MAID1 161 kV | Contingent | 448 | 478 |  | 2018-05-31 12:58 | AECI/GRDA | 5CHOTEAU1 | 300069 | MAID 2 | 512648 |  |  | 1 | GRDA.GRDA.CHTEAU-MAID.A
TEMP51_23907 | 23907 | SWPP | RCF | GRDA | GRDA | XF GRDA17 345/1 kV | Monitored | 448 | 478 |  | 2018-05-31 12:58 | GRDA | GRDA1 5 | 512650 |  | 0 | GRDA1 5 | 512656 | 4 | GRDA.GRDA.GRDA17.NRTH.NORTH_H
TEMP52_26352 | 26352 | SWPP | INT | OKGE | OKGE | LN WDWRD1 - WDWRDEHV 138 kV | Contingent | 74 | 83 |  | 2021-02-01 19:35 | OKGE | WODWRD 2 | 514785 | WWRDEHV7 | 515376 |  |  | 1 | OKGE.OKGE.WWEHV_PS_1.1
TEMP52_26352 | 26352 | SWPP | INT | WFEC | WFEC | LN OKEENE1 - DOVERS1 138 kV | Monitored | 74 | 83 |  | 2021-02-01 19:35 | WFEC | OKEENE 2 | 521016 | DOVERSW2 | 520882 |  |  | 1 | WFEC.WFEC.9316.A
TEMP53_26926 | 26926 | SWPP | RCF | AMRN | KCPL | LN SIBL_KCP - OVER 345 kV | Contingent | 400 | 440 |  | 2021-09-07 09:11 | KCPL/AMRN | KCPL SIBLEY PSEUDO STATION | 345408 | 7OVERTON | 345408 |  |  | 1 | AMRN.AMRN.OVER-SIB-3.A | SWPP
TEMP53_26926 | 26926 | SWPP | RCF | MPS | MPS | XF SIBLEY 345/1 kV | Monitored | 400 | 440 |  | 2021-09-07 09:11 | MPS | SIBLEY 7 | 541201 | SIBLEY5 | 541202 | SIBLEY5 | 541202 | 01; 01 | MPS.MPS.SIBLEY.T1.T1_P | SWPP
TEMP54_20943 | 20943 | SWPP | RCF | GRDA | GRDA | LN MAID1 - KERR_HYD 161 kV | Contingent | 198 | 198 |  | 2018-03-31 23:55 | GRDA | MAID 2 | 512648 | KERR GR3 | 512635 |  |  | 2 | GRDA.GRDA.8530.B
TEMP54_20943 | 20943 | SWPP | RCF | GRDA | GRDA | LN MAID1 - KERR_HYD 161 kV | Monitored | 198 | 198 |  | 2018-03-31 23:55 | GRDA | MAID 2 | 512648 | KERR GR3 | 512635 |  |  | 1 | GRDA.GRDA.8529.A
TEMP55_18963 | 18963 | TVA | CFG | AECI | INDN | LN ECKLES - MO_CITY 161 kV | Monitored | 322 | 322 |  |  | INDN/AECI | ECKLES-161 | 548808 | MOCTYG1-13 | 300098 |  |  | 1 | INDN.INDN.ECKLE__MO_CIT1.1
TEMP55_18963 | 18963 | TVA | CFG | MPS | KCPL | LN IATAN - EASTTOWN 345 kV | Contingent | 322 | 322 |  |  | KCPL/MPS | IATAN 7 | 542982 | EASTOWN7 | 541400 |  |  | 1 | MPS.MPS.IATAN__ST_JOE1.A
TEMP56_27824 | 27824 | SWPP | INT | KCPL | KCPL | LN CRAIG - COLLEGE 161 kV | Monitored | 311 | 351 |  | 2022-07-08 16:58 | KCPL | CRAIG 7 | 542978 | COLLEGE5 | 543048 |  |  | 1 | KCPL.KCPL.COLLEG_CRAIG_1.1
TEMP56_27824 | 27824 | SWPP | INT | KCPL | KCPL | LN STILWELL - ANTIOCH 161 kV | Contingent | 311 | 351 |  | 2022-07-08 16:58 | KCPL | STILWEL7 | 542969 | ANTIOCH5 | 543050 |  |  | 1 | KCPL.KCPL.ANTIOC_STILWE1.1
TEMP57_25049 | 25049 | SWPP | INT | SECI | SECI | LN SETAB1 - HOLCOM1 345 kV | Contingent | 195 | 195 |  | 2019-08-24 11:39 | SECI | SETAB 7 | 531465 | HOLCOMB3 | 531449 |  |  | 1 | SECI.SECI.10148.A
TEMP57_25049 | 25049 | SWPP | INT | SECI | SECI | LN SETAB1 - SCOTCTY 115 kV | Monitored | 195 | 195 |  | 2019-08-24 11:39 | SECI | SETAB 7 | 531464 | SCOTCTY2 | 531433 |  |  | 1 | SECI.SECI.10130.A
TEMP58_27820 | 27820 | MISO | RCF | ALTW | WAUE | LN ANTA_TP - ANITA 161 kV | Monitored | 135 | 135 |  | 2022-07-05 14:25 | WAUE/ALTW | ANTA TP5 | 631069 | ANITA 8 | 631070 |  |  | 1 | ALTW.ALTW.ANTA_ANITA16_1.1 | MISO
TEMP58_27820 | 27820 | MISO | RCF | MEC | MEC | LN MAXBURG - WNTRSTAT 161 kV | Contingent | 135 | 135 |  | 2022-07-05 14:25 | MEC | MCKSBRG 3 | 635645 | WNTRSET8 | 631078 |  |  | 1 | MEC.MEC.MAXBUWNTRS16_1.1 | MISO
TEMP59_26838 | 26838 | MISO | RCF | ALTW | WAUE | LN ANTA_TP - ANITA 161 kV | Monitored | 135 | 135 |  | 2021-07-21 23:44 | WAUE/ALTW | ANTA TP5 | 631069 | ANITA 8 | 631070 |  |  | 1 | ALTW.ALTW.ANTA_ANITA16_1.1 | MISO
TEMP59_26838 | 26838 | MISO | RCF | WAUE | WAUE | XF DENISON 13.8/1 kV | Contingent | 135 | 135 |  | 2021-07-21 23:44 | WAUE | DENISON8 | 652657 | DENISON8 | 652051 | DENISON4 | 652567 | 6 | WAUE.WAUE.DENISON.V1A1.KV1A3 | MISO
TEMP59_26838 | 26838 | MISO | RCF | WAUE | WAUE | XF DENISON 13.8/1 kV | Contingent | 135 | 135 |  | 2021-07-21 23:44 | WAUE | DENISON8 | 652657 | DENISON8 | 652051 | DENISON5 | 652561 | 6 | WAUE.WAUE.DENISON.V1A1.KV1A3 | MISO
TEMP59_26838 | 26838 | MISO | RCF | WAUE | WAUE | XF DENISON 161/1 kV | Contingent | 135 | 135 |  | 2021-07-21 23:44 | WAUE | DENISON8 | 652561 | DENISON8 | 652051 | DENISON 9 | 652657 | 4 | WAUE.WAUE.DENISON.V1A1.KV1A2 | MISO
TEMP59_26838 | 26838 | MISO | RCF | WAUE | WAUE | XF DENISON 161/1 kV | Contingent | 135 | 135 |  | 2021-07-21 23:44 | WAUE | DENISON8 | 652561 | DENISON8 | 652051 | DENISON4 | 652567 | 4 | WAUE.WAUE.DENISON.V1A1.KV1A2 | MISO
TEMP59_26838 | 26838 | MISO | RCF | WAUE | WAUE | XF DENISON 230/1 kV | Contingent | 135 | 135 |  | 2021-07-21 23:44 | WAUE | DENISON8 | 652567 | DENISON8 | 652051 | DENISON 9 | 652657 | 5 | WAUE.WAUE.DENISON.V1A1.KV1A1 | MISO
TEMP59_26838 | 26838 | MISO | RCF | WAUE | WAUE | XF DENISON 230/1 kV | Contingent | 135 | 135 |  | 2021-07-21 23:44 | WAUE | DENISON8 | 652567 | DENISON8 | 652051 | DENISON5 | 652561 | 5 | WAUE.WAUE.DENISON.V1A1.KV1A1 | MISO
TEMP60_27246 | 27246 | MISO | RCF | MEC | MEC | LN GRIMES - SYCAMOR 345 kV | Monitored | 1018 | 1018 |  | 2021-12-09 15:33 | MEC | GRIMES 3 | 635600 | SYCAMOR5 | 635700 |  |  |  | MEC.MEC.GRIMESYCAM34_N.1 | MISO
TEMP60_27246 | 27246 | MISO | RCF | MEC | MEC | LN GRIMES - SYCAMOR 345 kV | Monitored | 1018 | 1018 |  | 2021-12-09 15:33 | MEC | GRIMES 3 | 635600 | SYCAMOR5 | 635700 |  |  |  | MEC.MEC.GRIMESYCAM34_S.1 | MISO
TEMP60_27246 | 27246 | MISO | RCF | MEC | MEC | LN MADNCO - NORWLKMC 345 kV | Contingent | 1018 | 1018 |  | 2021-12-09 15:33 | MEC | MADISON3 | 635635 | NORWLK3 | 635640 |  |  | 1 | MEC.MEC.NORWLMADNC34_1.1 | MISO
TEMP60_27246 | 27246 | MISO | RCF | MEC | MEC | LN SE_POLK - NORWLKMC 345 kV | Contingent | 1018 | 1018 |  | 2021-12-09 15:33 | MEC | SEPOLK 5 | 635650 | NORWLK3 | 635640 |  |  | 1 | MEC.MEC.NORWLSE_PO34_1.1 | MISO
TEMP60_27246 | 27246 | MISO | RCF | MEC | MEC | XF NORWLKMC 161/345 kV | Contingent | 1018 | 1018 |  | 2021-12-09 15:33 | MEC | NORWLK3 | 635641 | NORWLK3 | 635640 |  |  | 1 | MEC.MEC.NORWLKMC.9T1.DGN_9T1 | MISO
TEMP61_22964 | 22964 | SWPP | INT | MIDW | MIDW | LN WR_SMKHL - SUMM 230 kV | Monitored | 330 | 350 |  | 2018-02-26 13:18 | WR/MIDW | SMOKYHL6 | 530592 | SUMMIT 7 | 532873 |  |  | 1 | WR.MIDW.SUMM_SMKHL.A
TEMP61_22964 | 22964 | SWPP | INT | SECI | SECI | LN CLARKCO - THISTLE7 345 kV | Contingent | 330 | 350 |  | 2018-02-26 13:18 | SECI | CLARKCOUNTY7 | 539800 | THISTLE4 | 539801 |  |  | 1 | SECI.SECI.CLARK_THISTLE2.A
TEMP62_25113 | 25113 | MISO | RCF | ALTW | ALTW | LN LIME_CK - BARTONSS 161 kV | Monitored | 266 | 266 |  | 2019-09-19 05:32 | ALTW | LIME CK5 | 631047 | BARTON5 | 631154 |  |  | 1 | ALTW.ALTW.LIME_BARTO16_1.1
TEMP62_25113 | 25113 | MISO | RCF | MEC | ALTW | LN QUINN - BLKHAWK 345 kV | Contingent | 266 | 266 |  | 2019-09-19 05:32 | ALTW/MEC | QUINN | 0 | BLKHWK 8 | 636199 |  |  | 1 | MEC.MEC.BLKHAQUINN34_1.1
TEMP63_27710 | 27710 | SWPP | INT | GRDA | GRDA | XF GRDA17 345/1 kV | Monitored | 448 | 478 |  | 2022-06-01 00:44 | GRDA | GRDA1 5 | 512650 |  | 0 | GRDA1 5 | 512656 | 4 | GRDA.GRDA.GRDA17.NRTH.NORTH_H
TEMP64_27679 | 27679 | SWPP | RCF | ALTW | ALTW | LN STORY_CO - MTOWNWT 161 kV | Contingent | 46 | 50 |  | 2022-05-20 16:21 | ALTW | STRY_CO5 | 631156 | M-TOWN_W5 | 631128 |  |  | 1 | ALTW.ALTW.STORYMTOWN16_1.1 | SWPP
TEMP64_27679 | 27679 | SWPP | RCF | WAUE | ALTW | LN FERNALD - RLND 69 kV | Monitored | 46 | 50 |  | 2022-05-20 16:21 | ALTW/WAUE | FERNALD8 | 630710 | ROLAND8 | 0 |  |  | 1 | WAUE.WAUE.RLNDFERNA69_1.1 | SWPP
TEMP65_27747 | 27747 | SWPP | INT | CSWS | CSWS | LN AMER_AIR - WHIRL_TP 138 kV | Contingent | 152 | 152 |  | 2022-06-13 12:45 | CSWS | A.A.---4 | 509784 | CDC-WT 4 | 509842 |  |  | 1 | CSWS.CSWS.2021.A
TEMP65_27747 | 27747 | SWPP | INT | CSWS | CSWS | LN TULSA_NO - 46_ST_TP 138 kV | Monitored | 152 | 152 |  | 2022-06-13 12:45 | CSWS | T.NO.2-4 | 509817 | 509900 46TH STREET TAP | 509900 |  |  | 1 | CSWS.CSWS.2045.A
TEMP65_27747 | 27747 | SWPP | INT | CSWS | CSWS | LN TULSA_NO - WHIRL_TP 138 kV | Contingent | 152 | 152 |  | 2022-06-13 12:45 | CSWS | T.NO.2-4 | 509817 | CDC-WT 4 | 509842 |  |  | 1 | CSWS.CSWS.021B.A
TEMP65_27747 | 27747 | SWPP | INT | CSWS | CSWS | LN WHIRL_TP - WHIRLPOL 138 kV | Contingent | 152 | 152 |  | 2022-06-13 12:45 | CSWS | CDC-WT 4 | 509842 | 509840 CSWS Whirlpool | 509840 |  |  | 1 | CSWS.CSWS.2021A.T1
TEMP66_27742 | 27742 | SWPP | RCF | WAUE | WAUE | LN BROOKNGS - AURORAWA 115 kV | Monitored | 121 | 121 |  | 2022-06-12 10:22 | WAUE | BROOKNG7 | 652504 | AURORA 7 | 652474 |  |  | 1 | WAUE.WAUE.AURORA_BROOKNG.A | SWPP
TEMP66_27742 | 27742 | SWPP | RCF | WAUE | WAUE | LN WHITE - SPLT_RT 345 kV | Contingent | 121 | 121 |  | 2022-06-12 10:22 | WAUE | WHITE 3 | 652537 | SPLT RK3 | 601006 |  |  | 1 | WAUE.WAUE.SPLT_WHITE34_1.1 | SWPP
TEMP67_27802 | 27802 | SWPP | INT | CSWS | GRDA | LN IGLOOVAL - TULSA_NO 345 kV | Monitored | 901 | 1055 |  | 2022-06-28 15:14 | GRDA/CSWS | Igloo Valley | 513596 | T.NO.2-4 | 509852 |  |  | 1 | CSWS.CSWS.TULSANO_IGLOOV.A
TEMP67_27802 | 27802 | SWPP | INT | GRDA | GRDA | LN GRDA17 - TONNECE 345 kV | Contingent | 901 | 1055 |  | 2022-06-28 15:14 | GRDA | GRDA1 5 | 512650 | TONECE7 | 512750 |  |  | 1 | GRDA.GRDA.TONN_GRDA.A
TEMP68_27668 | 27668 | SWPP | INT | WAUE | WAUE | LN SIOUXCY - SIOUXCY2 230 kV | Contingent | 120 | 120 |  | 2022-05-18 15:41 | WAUE | SIOUXC49 | 652565 | 652564 SIOUXCY3 | 0 |  |  |  | WAUE.WAUE.SIOUX_SC2_2_23.1
TEMP68_27668 | 27668 | SWPP | INT | WAUE | WAUE | LN UTICAJC - NAPAJCT7 115 kV | Monitored | 120 | 120 |  | 2022-05-18 15:41 | WAUE | UTICAJC4 | 652626 | NAPA JCT7 | 660026 |  |  | 1 | WAUE.WAUE.UTICAJC_NAPAJ.A
TEMP69_27518 | 27518 | SWPP | INT | NPPD | NPPD | LN HARBINE - BEATRICE 115 kV | Monitored | 99 | 109 |  | 2022-03-30 01:33 | NPPD | HARBINE7 | 640208 | BEATRCE7 | 640076 |  |  | 1 | NPPD.NPPD.1175A.A
TEMP69_27518 | 27518 | SWPP | INT | NPPD | NPPD | LN ROSEMONT - PAULINE 115 kV | Contingent | 99 | 109 |  | 2022-03-30 01:33 | NPPD | NPPD Rosemont | 0 | PAULINE3 | 640313 |  |  | 1 | NPPD.NPPD.1171B.A
TEMP70_27712 | 27712 | SWPP | INT | SECI | SECI | LN GRNBUR1 - SUNCIT1 115 kV | Monitored | 131 | 131 |  | 2022-06-01 06:18 | SECI | GRNBURG3 | 539664 | SUNCITY3 | 539697 |  |  | 1 | SECI.SECI.10909.A
TEMP70_27712 | 27712 | SWPP | INT | SECI | SECI | XF SPERVI1 13.8/1 kV | Contingent | 131 | 131 |  | 2022-06-01 06:18 | SECI | SPRVL-T | 539935 | SPERVIL7 | 531469 | SPEARVL6 | 539695 | 5 | SECI.SECI.SPERVI1.AT1.T13
TEMP70_27712 | 27712 | SWPP | INT | SECI | SECI | XF SPERVI1 230/1 kV | Contingent | 131 | 131 |  | 2022-06-01 06:18 | SECI | SPRVL-T | 539695 | SPERVIL7 | 531469 | SPERVLTT | 539935 | 4 | SECI.SECI.SPERVI1.AT1.T12
TEMP70_27712 | 27712 | SWPP | INT | SECI | SECI | XF SPERVI1 345/1 kV | Contingent | 131 | 131 |  | 2022-06-01 06:18 | SECI | SPRVL-T | 531469 | SPEARVL6 | 539695 | SPERVLTT | 539935 | 3 | SECI.SECI.SPERVI1.AT1.T11
TEMP71_27746 | 27746 | MISO | RCF | EES | EES | LN HOLBOT - INDEP2 500 kV | Contingent | 1732 | 1732 |  | 2022-06-13 13:39 | EES | 8HOLND BTM% | 338140 | 8ISES% | 338145 |  |  | 1 | EES.EES.INDEP2_HOLBOT8.A | MISO
TEMP71_27746 | 27746 | MISO | RCF | EES | EES | LN KEO - WMPEHV 500 kV | Monitored | 1732 | 1732 |  | 2022-06-13 13:39 | EES | 8KEO% | 337957 | 8W.MEMPHIS% | 338162 |  |  | 1 | EES.EES.KEO____WMPEHV8.A | MISO
TEMP72_22893 | 22893 | SWPP | INT | KCPL | WR | LN WOLF - WAVERLY7 345 kV | Contingent | 100 | 120 |  | 2018-04-24 16:59 | WR/KCPL | WOLFCRK7 | 532797 | WAVERLY7 | 532799 |  |  | 1 | WR.WR.WOLF_WAVERLY.A
TEMP72_22893 | 22893 | SWPP | INT | WR | WR | XF WOLF 345/1 kV | Monitored | 100 | 120 |  | 2018-04-24 16:59 | WR | WOLFCRK7 | 532797 |  | 0 | WOLFCRK2 | 533653 | 1 | WR.WR.WOLF.TX_6.WOLF12
TEMP73_27519 | 27519 | MISO | RCF | ALTW | ALTW | LN BISONSS - LEDYARD 345 kV | Contingent | 212 | 212 |  | 2022-03-30 20:52 | ALTW | BISONSS | 0 |  |  |  |  | 1 | ALTW.ALTW.BISONLEDYA34_1.1 | MISO
TEMP73_27519 | 27519 | MISO | RCF | ALTW | ALTW | LN LEDYARD - HUNTLEY2 345 kV | Contingent | 212 | 212 |  | 2022-03-30 20:52 | ALTW | LEDYARD | 0 | HUNTLEY2 | 0 |  |  | 1 | ALTW.ALTW.LEDYAHUNTL34_1.1 | MISO
TEMP73_27519 | 27519 | MISO | RCF | MEC | MEC | LN WEBSTER2 - WRIGHT2 161 kV | Monitored | 212 | 212 |  | 2022-03-30 20:52 | MEC | WEBSTER3 | 636001 | WRIGHT 8 | 636050 |  |  | 1 | MEC.MEC.WEBSTWRIGH16_1.1 | MISO
TEMP74_27835 | 27835 | SWPP | INT | OKGE | OKGE | LN FPLSWTCH - WDWRD1 138 kV | Monitored | 133 | 153 |  | 2022-07-15 14:26 | OKGE | WINDFRM4 | 515785 | WODWRD 2 | 514785 |  |  | 1 | OKGE.OKGE.8691.A
TEMP74_27835 | 27835 | SWPP | INT | WFEC | WFEC | LN MORWODS4 - NINMILE4 138 kV | Contingent | 133 | 153 |  | 2022-07-15 14:26 | WFEC | MORWODS2 | 521001 | NINMILE 4 | 521128 |  |  | 1 | WFEC.WFEC.NIN_MORW.A
TEMP74_27835 | 27835 | SWPP | INT | WFEC | WFEC | LN NINMILE4 - BEARCAT 138 kV | Contingent | 133 | 153 |  | 2022-07-15 14:26 | WFEC | NINMILE 4 | 521128 | BEARCAT | 520500 |  |  | 1 | WFEC.WFEC.NINEMIL_BEARCT.A
TEMP75_17884 | 17884 | TVA | RCF | AEP | AEP | LN CULLODEN - WYOMING 765 kV | Contingent | 1800 | 1800 |  |  | AEP | 05CULLOD | 242513 | 05WYOMIN | 242517 |  |  | 1 | AEP.AEP.CULLOWYOMI76_1.1
TEMP75_17884 | 17884 | TVA | RCF | TVA | TVA | LN VOLUNT1 - PHIPP1 500 kV | Monitored | 1800 | 1800 |  |  | TVA | 8VOLUNTEER | 360097 | 8PHIPPS B NP | 360102 |  |  | 1 | TVA.TVA.1586.A
TEMP79_27801 | 27801 | SWPP | INT | GRDA | CSWS | LN DELAWARE - COFFEYGR 138 kV | Contingent | 191 | 191 |  | 2022-06-28 15:25 | CSWS/GRDA | DELWARE7 | 510379 | COFFGEN6_1 | 512734 |  |  | 1 | GRDA.GRDA.81_564.A
TEMP79_27801 | 27801 | SWPP | INT | WR | WR | LN NSES - KTV01 138 kV | Monitored | 191 | 191 |  | 2022-06-28 15:25 | WR | NEOSHO 2 | 533022 | TV1MNDV4 | 533008 |  |  | 1 | WR.WR.KTV01NSES13_1.1
TEMP80_27043 | 27043 | SWPP | INT | SPS | SPS | LN BUSHLAND - POTTER_S 230 kV | Contingent | 159 | 159 |  | 2021-10-12 00:42 | SPS | BUSHLAND 6 | 524267 | POTTER_CO 7 | 523959 |  |  | 1 | SPS.SPS.POTTER_BUSH.1
TEMP80_27043 | 27043 | SWPP | INT | SPS | SPS | XF BUSHLAND 230/115 kV | Monitored | 159 | 159 |  | 2021-10-12 00:42 | SPS | BUSHLAND 6 | 524267 | BUSHLAND 6 | 524266 |  |  | 1 | SPS.SPS.BUSHLAND.728B.728B
TEMP81_27706 | 27706 | SWPP | INT | MIDW | MIDW | LN SEGUIN - HOXIE_1 115 kV | Monitored | 83 | 99 |  | 2022-05-31 09:07 | MIDW | SEGNTP 3 | 530682 | HOXIE 3 | 530556 |  |  | 1 | WR.MIDW.SEGUIN_HOXIE.A
TEMP81_27706 | 27706 | SWPP | INT | MIDW | MIDW | XF POSTROCK 345/230 kV | Contingent | 83 | 99 |  | 2022-05-31 09:07 | MIDW | POSTROCK7 | 530583 | POSTROCK7 | 0 |  |  | 1 | WR.MIDW.POSTROCK.XF1.XF1
TEMP82_22539 | 22539 | SWPP | RCF | MIDW | MIDW | LN SHAYS - MULGRE2 230 kV | Monitored | 297 | 297 |  | 2018-03-01 13:08 | MIDW | S HAYS 3 | 530582 | GRTBEND6 | 539679 |  |  | 1 | WR.MIDW.MULGRE2_SHAYS.A | SWPP
TEMP82_22539 | 22539 | SWPP | RCF | MIDW | MIDW | LN WR_SMKHL - SUMM 230 kV | Contingent | 297 | 297 |  | 2018-03-01 13:08 | WR/MIDW | SMOKYHL6 | 530592 | SUMMIT 7 | 532873 |  |  | 1 | WR.MIDW.SUMM_SMKHL.A | SWPP
TEMP83_20708 | 20708 | TVA | RCF | TVA | TVA | LN BATSV7 - SARDIT 161 kV | Monitored | 335 | 335 |  |  | TVA | 3BATESVILLE | 360214 | 5SARDIS MS T | 361071 |  |  | 1 | TVA.TVA.2259.A
TEMP83_20708 | 20708 | TVA | RCF | TVA | TVA | LN CHOCTAW - 8CLAY 500 kV | Contingent | 335 | 335 |  |  | TVA | CHOCTAW | 360654 | 5CLAY | 360688 |  |  | 1 | TVA.TVA.CHOC_WPONT.A
TEMP84_27752 | 27752 | SWPP | INT | GRDA | OKGE | LN SONR1 - CLEVLND7 345 kV | Contingent | 448 | 448 |  | 2022-06-13 17:36 | OKGE/GRDA | SOONER 4 | 514803 | AFTONTER2 | 512694 |  |  | 1 | GRDA.GRDA.SONR_CLEVLND.A
TEMP84_27752 | 27752 | SWPP | INT | OKGE | OKGE | XF SONR1 345/138 kV | Monitored | 448 | 448 |  | 2022-06-13 17:36 | OKGE | SOONER 4 | 514803 | SOONER 4 | 514802 |  |  | 01; 03 | OKGE.OKGE.SONR1.8702.AA
TEMP85_27405 | 27405 | SWPP | INT | KCPL | KCPL | LN CEDAR_CR - SHWNMSN5 161 kV | Contingent | 311 | 334 |  | 2022-02-16 11:32 | KCPL | CEDRCRK5 | 543049 | 543031 SHWNMSN5 ¦ GREENWOOD | 543031 |  |  | 1 | KCPL.KCPL.CEDAR__GRNWOO1.1
TEMP85_27405 | 27405 | SWPP | INT | KCPL | KCPL | LN LENEXA - SHWNMSN5 161 kV | Monitored | 311 | 334 |  | 2022-02-16 11:32 | KCPL | LENEXAN5 | 543039 | 543031 SHWNMSN5 ¦ GREENWOOD | 543031 |  |  | 1 | KCPL.KCPL.GRNWOO_LENEXA1.1
TEMP85_27405 | 27405 | SWPP | INT | KCPL | KCPL | UN SHWNMSN5 - SHWNMSN5 161 kV | Contingent | 311 | 334 |  | 2022-02-16 11:32 | KCPL | 543031 SHWNMSN5 ¦ GREENWOOD | 543031 | 543031 SHWNMSN5 ¦ GREENWOOD |  |  |  | 1 | KCPL.KCPL.SHWNMSN5.161.SHAW_DDR_GEN
TEMP86_27403 | 27403 | MISO | RCF | ALTW | ALTW | LN GLENWTH - HAYWARD 161 kV | Monitored | 335 | 335 |  | 2022-02-16 11:32 | ALTW | GLENWRTH5 | 631174 | HAYWD#15 | 631127 |  |  | 1 | ALTW.ALTW.GLENWHAYWA16_1.1 | MISO
TEMP86_27403 | 27403 | MISO | RCF | ALTW | ALTW | LN LEDYARD - HUNTLEY2 345 kV | Contingent | 335 | 335 |  | 2022-02-16 11:32 | ALTW | LEDYARD | 0 | HUNTLEY2 | 0 |  |  | 1 | ALTW.ALTW.LEDYAHUNTL34_1.1 | MISO
TEMP88_26233 | 26233 | SWPP | RCF | AECI | AECI | LN MARYVIL - NODAWAY 161 kV | Contingent | 557 | 557 |  | 2020-12-08 21:09 | AECI | 5MARYVL | 300097 | 1NDWYG1 | 300104 |  |  | 1 | AECI.AECI.NODAWY-MARYVL.A | SWPP
TEMP88_26233 | 26233 | SWPP | RCF | MPS | AECI | LN MARYVIL - MRYVL_SJ 161 kV | Monitored | 557 | 557 |  | 2020-12-08 21:09 | AECI/MPS | 5MARYVL | 300097 | MARYVLE5 | 541251 |  |  | 1 | MPS.MPS.MARY-MARY_SJ.A | SWPP
TEMP89_22229 | 22229 | SWPP | INT | CSWS | WFEC | LN WASHIT1 - SW_STA 138 kV | Contingent | 200 | 234 |  |  | WFEC/CSWS | WASHITA2 | 521089 | SWS3-1 | 511477 |  |  | 1 | WFEC.WFEC.WASHIT_SWST.A
TEMP89_22229 | 22229 | SWPP | INT | WFEC | OKGE | LN GRACMONT - ANADARKO 138 kV | Monitored | 200 | 234 |  |  | OKGE/WFEC | GRACMNT7 | 515802 | ANADARK2 | 520814 |  |  | 1 | OKGE.OKGE.WASH_ANAD_2.A
TEMP90_26027 | 26027 | SWPP | INT | AECI | AECI | LN BLACKBRY - JASPER7 345 kV | Contingent | 223 | 223 |  | 2020-10-07 01:50 | AECI | 3007397BLACKBERRY | 300739 | JASPER7 | 300949 |  |  | 1 | AECI.AECI.BLCKBRY_JASPER.A
TEMP90_26027 | 26027 | SWPP | INT | EDE | EDE | LN MONETT - AUR1241 161 kV | Monitored | 223 | 223 |  | 2020-10-07 01:50 | EDE | MON383 2 | 547480 | AUR124 2 | 547468 |  |  | 1 | EDE.EDE.11337.A
TEMP91_27666 | 27666 | SWPP | INT | CSWS | CSWS | LN TULSA_NO - CID_TAP 138 kV | Monitored | 156 | 172 |  | 2022-05-17 14:53 | CSWS | T.NO.2-4 | 509817 | CDC-ET 4 | 509839 |  |  | 1 | CSWS.CSWS.2065.A
TEMP91_27666 | 27666 | SWPP | INT | GRDA | GRDA | LN GREC3 - GRDA17 345 kV | Contingent | 156 | 172 |  | 2022-05-17 14:53 | GRDA | GREC TAP5 | 512865 | GRDA1 5 | 512650 |  |  | 1 | GRDA.GRDA.GRDA17_GREC3.A
TEMP92_25953 | 25953 | MISO | RCF | AECI | AECI | LN TH_HILL - MCC2 345 kV | Contingent | 263 | 290 |  | 2020-09-08 13:37 | AECI | 5THMHIL | 300049 | 7MCCRED | 300044 |  |  | 1 | AECI.AECI.TH_HIL-MCCRED.A | MISO
TEMP92_25953 | 25953 | MISO | RCF | AMRN | AMRN | LN MOB - OVER 161 kV | Monitored | 263 | 290 |  | 2020-09-08 13:37 | AMRN | 5MOBERLY | 345221 | 7OVERTON | 345409 |  |  | 1 | AMRN.AMRN.OVRT-MOB-1.A | MISO
TEMP93_27247 | 27247 | MISO | RCF | AECI | AECI | LN MARYVIL - NODAWAY 161 kV | Contingent | 146 | 146 |  | 2021-12-09 15:33 | AECI | 5MARYVL | 300097 | 1NDWYG1 | 300104 |  |  | 1 | AECI.AECI.NODAWY-MARYVL.A | MISO
TEMP93_27247 | 27247 | MISO | RCF | MEC | MEC | LN WNTRSTAT - NORWLKMC 161 kV | Monitored | 146 | 146 |  | 2021-12-09 15:33 | MEC | WNTRSET8 | 631078 | NORWLK3 | 635641 |  |  | 1 | MEC.MEC.NORWLWNTRS16_1.1 | MISO
TEMP94_21410 | 21410 | SWPP | RCF | MIDW | MIDW | LN POSTROCK - SPERVI1 345 kV | Contingent | 297 | 297 |  | 2018-03-01 13:08 | MIDW | POSTROCK7 | 530583 | SPRVL-T | 531469 |  |  | 1 | WR.MIDW.POSTRCK_SPERV.A | SWPP
TEMP94_21410 | 21410 | SWPP | RCF | MIDW | MIDW | LN SHAYS - MULGRE2 230 kV | Monitored | 297 | 297 |  | 2018-03-01 13:08 | MIDW | S HAYS 3 | 530582 | GRTBEND6 | 539679 |  |  | 1 | WR.MIDW.MULGRE2_SHAYS.A | SWPP
TEMP95_23241 | 23241 | SWPP | INT | NPPD | NPPD | LN AXTELL1 - PAULINE 345 kV | Contingent | 717 | 789 |  | 2019-07-19 10:36 | NPPD | AXTELL 3 | 640065 | PAULINE3 | 640312 |  |  | 1 | NPPD.NPPD.12005.A
TEMP95_23241 | 23241 | SWPP | INT | NPPD | NPPD | LN SWEETW4 - GRISLD1 345 kV | Monitored | 717 | 789 |  | 2019-07-19 10:36 | NPPD | SWEET W3 | 640374 | GR ISLD7 | 653571 |  |  | 1 | NPPD.NPPD.GRISLD1_SWEETW.A
TEMP96_27834 | 27834 | SWPP | INT | OKGE | OKGE | LN SEMINOLE - MAUD_TAP 138 kV | Contingent | 287 | 287 |  | 2022-07-14 15:26 | OKGE | SEMINOL4 | 515044 | MAUD 2 | 515055 |  |  | 2 | OKGE.OKGE.8935.A
TEMP96_27834 | 27834 | SWPP | INT | OKGE | OKGE | LN SEMINOLE - MAUD_TAP 138 kV | Monitored | 287 | 287 |  | 2022-07-14 15:26 | OKGE | SEMINOL4 | 515044 | MAUD 2 | 515055 |  |  | 1 | OKGE.OKGE.8936.B
TEMP97_22552 | 22552 | SWPP | INT | MIDW | MIDW | LN WR_SMKHL - SUMM 230 kV | Monitored | 330 | 350 |  | 2018-02-26 13:18 | WR/MIDW | SMOKYHL6 | 530592 | SUMMIT 7 | 532873 |  |  | 1 | WR.MIDW.SUMM_SMKHL.A
TEMP97_22552 | 22552 | SWPP | INT | SPS | SPS | LN CARPENTR - HITCH 345 kV | Contingent | 330 | 350 |  | 2018-02-26 13:18 | SPS | Carpenter Walkemeyer | 523823 | HITCHLAND 7 | 523097 |  |  | 1 | SPS.SPS.CARPNTR_HITCH.A
TEMP98_27754 | 27754 | SWPP | INT | NPPD | NPPD | LN BLMFLD - CREITON 115 kV | Contingent | 120 | 121 |  | 2022-06-14 02:18 | NPPD | BLMFLD 7 | 640084 | CREITON7 | 640149 |  |  | 1 | NPPD.NPPD.BLMFLD_CREITON.A
TEMP98_27754 | 27754 | SWPP | INT | WAUE | WAUE | LN GAVINS - YKNTJCT 115 kV | Monitored | 120 | 121 |  | 2022-06-14 02:18 | WAUE | GAVINS 7 | 652511 | YKNTJCT7 | 660006 |  |  | 1 | WAUE.WAUE.GAVINYKNTJ11_1.1
TEMP99_22214 | 22214 | SWPP | RCF | OKGE | OKGE | XF FTSMTH 345/1 kV | Monitored | 493 | 493 |  | 2018-10-24 08:46 | OKGE | FTSMTHW5 | 515302 |  | 0 | FTSMTHW5 | 515301 | 13 | OKGE.OKGE.FTSMTH.BNK5.T5_H | SWPP
TMP100_23510 | 23510 | SWPP | RCF | AECI | AECI | XF FAIRPORT 161/345 kV | Contingent | 1042 | 1185 |  | 2018-09-04 08:30 | AECI | 5FAIRPT | 300076 | 5FAIRPT | 300039 |  |  | 3 | AECI.AECI.FAIRPORT.3498.T3 | SWPP
TMP100_23510 | 23510 | SWPP | RCF | MPS | AECI | LN FAIRPORT - ST_JOE 345 kV | Contingent | 1042 | 1185 |  | 2018-09-04 08:30 | AECI/MPS | 5FAIRPT | 300039 | ST JOE 3 | 541199 |  |  | 1 | MPS.MPS.FAIRPT-STJOE.A | SWPP
TMP100_23510 | 23510 | SWPP | RCF | MPS | NPPD | LN COOPER - ST_JOE 345 kV | Monitored | 1042 | 1185 |  | 2018-09-04 08:30 | NPPD/MPS | COOPER 3 | 640139 | ST JOE 3 | 541199 |  |  | 1 | NPPD.NPPD.11310.A | SWPP
TMP100_23510 | 23510 | SWPP | RCF | NPPD | AECI | LN FAIRPORT - COOPER 345 kV | Contingent | 1042 | 1185 |  | 2018-09-04 08:30 | AECI/NPPD | 5FAIRPT | 300039 | COOPER 3 | 640139 |  |  | 1 | NPPD.NPPD.FAIRPT-COOPR.A | SWPP
TMP101_25324 | 25324 | SWPP | INT | OKGE | OKGE | LN CKSKI1 - KILDR 138 kV | Monitored | 194 | 222 |  | 2019-11-19 20:21 | OKGE | CHIKASI2 | 514757 | KILDARE4 | 514760 |  |  | 1 | OKGE.OKGE.8669.A
TMP101_25324 | 25324 | SWPP | INT | OKGE | OKGE | LN HUNTERS7 - WDRNG1 345 kV | Contingent | 194 | 222 |  | 2019-11-19 20:21 | OKGE | HUNTERS7 | 515476 | WOODRNG4 | 514715 |  |  | 1 | OKGE.OKGE.8622.A
TMP102_27670 | 27670 | MISO | RCF | MEC | MEC | LN PLALTFPA - KOSSUTHC 345 kV | Contingent | 864 | 864 |  | 2022-05-19 16:28 | MEC | PLALTFPA | 944066 | 635091 KOSSUTHC | 635091 |  |  | 1 | MEC.MEC.PLALTKOSSU34_1.1 | MISO
TMP102_27670 | 27670 | MISO | RCF | MEC | MEC | LN REMSNSRT - RAUN 345 kV | Monitored | 864 | 864 |  | 2022-05-19 16:28 | MEC |  | 0 | RAUN 3 | 635200 |  |  | 1 | MEC.MEC.RAUNREMSN34_1.1 | MISO
TMP103_27080 | 27080 | MISO | RCF | MEC | MEC | LN BVRCRFBC - GRIMES 345 kV | Contingent | 223 | 224 |  | 2021-10-29 14:50 | MEC | BVRCRFBC | 0 | GRIMES 3 | 635600 |  |  | 1 | MEC.MEC.BVRCRGRIME34_1.1
TMP103_27080 | 27080 | MISO | RCF | MEC | MEC | LN TATELYLE - FT_DODG 161 kV | Monitored | 223 | 224 |  | 2021-10-29 14:50 | MEC | TATELYL5 | 636023 | SB TFD 8 | 636020 |  |  | 1 | MEC.MEC.TATELFT_DO16_1.1
TMP104_27674 | 27674 | MISO | RCF | MDU | MDU | LN NAPOLNSW - WISHEK 230 kV | Monitored | 234 | 257 |  | 2022-05-19 16:49 | MDU | Napoleon SW | 0 | WISHEK 7 | 661094 |  |  | 1 | MDU.MDU.WISHENAPOL23_1.1 | MISO
TMP104_27674 | 27674 | MISO | RCF | OTP | OTP | LN CENTER2 - JMSTNOTP 345 kV | Contingent | 234 | 257 |  | 2022-05-19 16:49 | OTP | CENTER 4 | 657791 | JAMESTN3 | 620369 |  |  | 1 | OTP.OTP.CENTEJMSTN34_1.1 | MISO
TMP105_27630 | 27630 | SWPP | INT | SPS | SPS | XF MOORE_CO 230/115 kV | Monitored | 239 | 239 |  | 2022-05-07 02:41 | SPS | MOORE_W 3 | 523309 | MOORE_W 3 | 523304 |  |  | 1 | SPS.SPS.MOORE_CO.718.MC_115XFMR
TMP105_27630 | 27630 | SWPP | INT | SPS | SPS | XF POTTER_S 345/230 kV | Contingent | 239 | 239 |  | 2022-05-07 02:41 | SPS | POTTER_CO 7 | 523961 | POTTER_CO 7 | 523959 |  |  | 1 | SPS.SPS.POTTER_S.XF1.XF345
TMP106_26365 | 26365 | SWPP | RCF | WAUE | ALTW | LN CAYLER - WISDOMCB 161 kV | Contingent | 71 | 71 |  | 2021-02-03 19:09 | ALTW/WAUE | CAYLER5 | 631183 | WISDOM G | 656570 |  |  | 1 | ALTW.ALTW.CAYLEWISDO16_1.1 | SWPP
TMP106_26365 | 26365 | SWPP | RCF | WAUE | ALTW | LN RANG - PLCN 69 kV | Monitored | 71 | 71 |  | 2021-02-03 19:09 | ALTW/WAUE | RANGE 8 | 656542 | PELICAN8 | 656531 |  |  | 1 | WAUE.WAUE.PLCNRANG69_1.1 | SWPP
TMP107_25560 | 25560 | MISO | RCF | ALTW | ALTW | LN HCKRYCK - LORE 161 kV | Monitored | 336 | 336 |  | 2020-03-22 19:48 | ALTW | 631191 HCKRYCK3 | 631159 | LORE 5 | 631056 |  |  | 1 | ALTW.ALTW.HCKRLORE16_1.1
TMP107_25560 | 25560 | MISO | RCF | ALTW | ALTW | LN HCKRYCK - SALEM3 345 kV | Contingent | 336 | 336 |  | 2020-03-22 19:48 | ALTW | 631191 HCKRYCK3 | 631191 | SALEM S5 | 631140 |  |  | 1 | ALTW.ALTW.HCKRYSALEM34_1.1
TMP108_25016 | 25016 | MISO | RCF | EES | EES | LN EL_EHV - MOLIVE 500 kV | Contingent | 895 | 895 |  | 2019-08-08 14:45 | EES | 8EL DORADO% | 337561 | 3MT_OLIVE | 337368 |  |  | 1 | EES.EES.EL_EHV_MOLIVE8.A | MISO
TMP108_25016 | 25016 | MISO | RCF | EES | EES | XF EL_EHV 500/1 kV | Monitored | 895 | 895 |  | 2019-08-08 14:45 | EES | 8EL DORADO% | 337561 | 7EL DORADO | 337562 | 7EL DORADO | 337562 | 07; 07 | EES.EES.EL_EHV.AT2.AT2 | MISO
TMP109_22593 | 22593 | SWPP | RCF | CSWS | OKGE | LN SEMINOLE - PITTSB9 345 kV | Contingent | 143 | 143 |  | 2018-08-01 00:01 | OKGE/CSWS | SEMINOL4 | 515045 | PITTSB-7 | 510907 |  |  | 1 | OKGE.OKGE.SEMINOLE.A | SWPP
TMP109_22593 | 22593 | SWPP | RCF | WFEC | WFEC | LN STONEWSW - TUPELO2 138 kV | Monitored | 143 | 143 |  | 2018-08-01 00:01 | WFEC | Stonewall Switching Station | 521071 | TUPELO 4 | 505600 |  |  | 1 | WFEC.WFEC.STONESW_TUPELO.A | SWPP
TMP110_17564 | 17564 | TVA | RCF | AEP | AEP | UN MOUNTAI2 - MOUNTAI2 765 kV | Contingent | 1900 | 1900 |  | 2018-04-04 20:54 | AEP | 05MOUNTN | 242516 | 05MOUNTN |  |  |  | 1 | AEP.AEP.MOUNTAI2.765.MT1
TMP110_17564 | 17564 | TVA | RCF | TVA | TVA | LN VOLUNT1 - PHIPP1 500 kV | Monitored | 1900 | 1900 |  | 2018-04-04 20:54 | TVA | 8VOLUNTEER | 360097 | 8PHIPPS B NP | 360102 |  |  | 1 | TVA.TVA.1586.A
TMP111_23687 | 23687 | TVA | RCF | AEP | AEP | UN GAVIN - GAVIN 765 kV | Contingent | 1900 | 1900 |  | 2018-04-04 21:05 | AEP | 05GAVIN |  | 05GAVIN | 242923 |  |  | 1 | AEP.AEP.GAVIN.765.GV2
TMP111_23687 | 23687 | TVA | RCF | TVA | TVA | LN VOLUNT1 - PHIPP1 500 kV | Monitored | 1900 | 1900 |  | 2018-04-04 21:05 | TVA | 8VOLUNTEER | 360097 | 8PHIPPS B NP | 360102 |  |  | 1 | TVA.TVA.1586.A
TMP112_27702 | 27702 | SWPP | RCF | AMRN | KCPL | LN SIBL_KCP - OVER 345 kV | Contingent | 167 | 167 |  | 2022-05-28 00:01 | KCPL/AMRN | KCPL SIBLEY PSEUDO STATION | 345408 | 7OVERTON | 345408 |  |  | 1 | AMRN.AMRN.OVER-SIB-3.A | SWPP
TMP112_27702 | 27702 | SWPP | RCF | KCPL | KCPL | LN MAURERLK - CARROLTN 161 kV | Monitored | 167 | 167 |  | 2022-05-28 00:01 | KCPL | MAURERLK KCPL-AMRN | 936002 | CAROLTN5 | 543060 |  |  | 1 | KCPL.KCPL.EXSPRNG_CARR.A | SWPP
TMP114_26797 | 26797 | SWPP | RCF | AECI | AECI | LN MARYVIL - NODAWAY 161 kV | Contingent | 207 | 207 |  | 2021-06-24 09:40 | AECI | 5MARYVL | 300097 | 1NDWYG1 | 300104 |  |  | 1 | AECI.AECI.NODAWY-MARYVL.A | SWPP
TMP114_26797 | 26797 | SWPP | RCF | WAUE | AECI | LN MARYVIL - CRESTONW 161 kV | Monitored | 207 | 207 |  | 2021-06-24 09:40 | AECI/WAUE | 5MARYVL | 300097 | CRESTON5 | 652560 |  |  | 1 | WAUE.WAUE.CRESTMARYV16_1.1 | SWPP
TMP115_27677 | 27677 | MISO | RCF | EES | EES | LN DANVL2 - OLA 115 kV | Monitored | 106 | 106 |  | 2022-05-20 16:32 | EES | 3DANVLE AR | 337901 | 3OLA AR | 337900 |  |  | 1 | EES.EES.DANVL2_OLA___3.A
TMP115_27677 | 27677 | MISO | RCF | EES | OKGE | LN FTSMTH - ARK_NU 500 kV | Contingent | 106 | 106 |  | 2022-05-20 16:32 | OKGE/EES | FTSMTHW5 | 515305 | 1ANO U1 | 337909 |  |  | 1 | OKGE.OKGE.FTSMTH-ARK_NU8.A
TMP116_25168 | 25168 | SWPP | RCF | MPS | MPS | LN KETCHEM - SIBLEY 345 kV | Contingent | 1042 | 1185 |  | 2019-10-02 23:43 | MPS | 541500 KETCHEM7 | 541500 | SIBLEY 7 | 541201 |  |  | 1 | MPS.MPS.SIBLEY_KETCH.A | SWPP
TMP116_25168 | 25168 | SWPP | RCF | MPS | NPPD | LN COOPER - ST_JOE 345 kV | Monitored | 1042 | 1185 |  | 2019-10-02 23:43 | NPPD/MPS | COOPER 3 | 640139 | ST JOE 3 | 541199 |  |  | 1 | NPPD.NPPD.11310.A | SWPP
TMP118_27769 | 27769 | SWPP | INT | MEC | MEC | LN BVRCRFBC - GRIMES 345 kV | Contingent | 207 | 207 |  | 2022-06-16 19:06 | MEC | BVRCRFBC | 0 | GRIMES 3 | 635600 |  |  | 1 | MEC.MEC.BVRCRGRIME34_1.1
TMP118_27769 | 27769 | SWPP | INT | WAUE | WAUE | LN EXIRAWA - ANTA_TP 161 kV | Monitored | 207 | 207 |  | 2022-06-16 19:06 | WAUE | EXIRA 5 | 652603 | ANTA TP5 | 631069 |  |  | 1 | WAUE.WAUE.EXIRAANTA_16_1.1
TMP119_21052 | 21052 | TVA | RCF | AECI | AECI | LN FRKS - FT_WOOD 161 kV | Monitored | 223 | 285 |  |  | AECI | 7FRANKS | 300078 | 2FTWOOD4 | 300080 |  |  | 1 | AECI.AECI.FRANKS-FTWOOD.A
TMP119_21052 | 21052 | TVA | RCF | AECI | AECI | LN FRKS - HUBEN 345 kV | Contingent | 223 | 285 |  |  | AECI | 7FRANKS | 300041 | 5HUBEN | 300042 |  |  | 1 | AECI.AECI.HUBEN-FRANKS.A
TMP120_26913 | 26913 | MISO | RCF | EES | CAJN | LN RSTE - VIENNA 115 kV | Monitored | 239 | 239 |  | 2021-08-30 20:28 | CAJN/EES | 303311 3RUSTON_E | 303311 | 3VIENNA_LA! | 337371 |  |  | 1 | EES.EES.RUSTON_VIENNA3.A
TMP120_26913 | 26913 | MISO | RCF | EES | EES | LN EL_EHV - MOLIVE 500 kV | Contingent | 239 | 239 |  | 2021-08-30 20:28 | EES | 8EL DORADO% | 337561 | 3MT_OLIVE | 337368 |  |  | 1 | EES.EES.EL_EHV_MOLIVE8.A
TMP121_25389 | 25389 | SWPP | RCF | KCPL | KCPL | LN NASHUA - HAWTHORN 345 kV | Monitored | 969 | 1100 |  | 2019-12-15 20:46 | KCPL | NASHUA 7 | 542980 | HAWTH 7 | 542972 |  |  | 1 | KCPL.KCPL.NASHUA_HAWTH.A | SWPP
TMP121_25389 | 25389 | SWPP | RCF | KCPL | KCPL | XF NASHUA 13.8/1 kV | Contingent | 969 | 1100 |  | 2019-12-15 20:46 | KCPL | NASHUA 7 | 543640 | NASHUA 7 | 542980 | NASHUA-5 | 543028 | 3 | KCPL.KCPL.NASHUA.T1.T1_T | SWPP
TMP121_25389 | 25389 | SWPP | RCF | KCPL | KCPL | XF NASHUA 161/1 kV | Contingent | 969 | 1100 |  | 2019-12-15 20:46 | KCPL | NASHUA 7 | 543028 | NASHUA 7 | 542980 | NASH T11 | 543640 | 2 | KCPL.KCPL.NASHUA.T1.T1_L | SWPP
TMP121_25389 | 25389 | SWPP | RCF | KCPL | KCPL | XF NASHUA 345/1 kV | Contingent | 969 | 1100 |  | 2019-12-15 20:46 | KCPL | NASHUA 7 | 542980 | NASHUA-5 | 543028 | NASH T11 | 543640 | 1 | KCPL.KCPL.NASHUA.T1.T1_H | SWPP
TMP122_26551 | 26551 | SWPP | INT | MIDW | MIDW | LN SHAYS - MULGRE2 230 kV | Contingent | 330 | 350 |  | 2021-03-27 00:23 | MIDW | S HAYS 3 | 530582 | GRTBEND6 | 539679 |  |  | 1 | WR.MIDW.MULGRE2_SHAYS.A
TMP122_26551 | 26551 | SWPP | INT | MIDW | MIDW | LN WR_SMKHL - SUMM 230 kV | Monitored | 330 | 350 |  | 2021-03-27 00:23 | WR/MIDW | SMOKYHL6 | 530592 | SUMMIT 7 | 532873 |  |  | 1 | WR.MIDW.SUMM_SMKHL.A
TMP123_27210 | 27210 | SWPP | INT | OKGE | OKGE | LN CIMARRON - CKHAL 138 kV | Monitored | 382 | 382 |  | 2021-12-02 20:17 | OKGE | CIMARON4 | 514898 | CZECHAL4 | 514894 |  |  | 1 | OKGE.OKGE.8798.A
TMP123_27210 | 27210 | SWPP | INT | OKGE | OKGE | LN DVISN - MSTNG1 138 kV | Contingent | 382 | 382 |  | 2021-12-02 20:17 | OKGE | DVISION4 | 514853 | MUSTNG4G | 514861 |  |  | 1 | OKGE.OKGE.8758.A
TMP124_27549 | 27549 | SWPP | INT | NPPD | NPPD | LN LOWELL2 - PROSSER 115 kV | Monitored | 120 | 132 |  | 2022-04-09 05:08 | NPPD | LOWELL 7 | 640261 | PROSSER7 | 640321 |  |  | 1 | NPPD.NPPD.1244A.A
TMP124_27549 | 27549 | SWPP | INT | NPPD | NPPD | LN SWEETW4 - GRISLD1 345 kV | Contingent | 120 | 132 |  | 2022-04-09 05:08 | NPPD | SWEET W3 | 640374 | GR ISLD7 | 653571 |  |  | 1 | NPPD.NPPD.GRISLD1_SWEETW.A
TMP126_27425 | 27425 | SWPP | INT | OKGE | OKGE | LN CIMARRON - DRAPR1 345 kV | Contingent | 287 | 287 |  | 2022-02-24 17:26 | OKGE | CIMARON4 | 514901 | DRAPER 4 | 514934 |  |  | 1 | OKGE.OKGE.8803.A
TMP126_27425 | 27425 | SWPP | INT | OKGE | OKGE | LN MSTNG1 - SW51 138 kV | Monitored | 287 | 287 |  | 2022-02-24 17:26 | OKGE | MUSTNG4G | 514861 | SW 5TH 2 | 514920 |  |  | 1 | OKGE.OKGE.8775.A
TMP127_27488 | 27488 | MISO | RCF | CSWS | EES | LN SAREPT - LONGWOO 345 kV | Contingent | 115 | 115 |  | 2022-03-19 09:19 | EES/CSWS | 3SAREPTA! | 337376 | LONGWD 4 | 508809 |  |  | 1 | EES.EES.EL_EHV_LONGWD7.B | MISO
TMP127_27488 | 27488 | MISO | RCF | EES | EES | LN SAILES - RINGOL 115 kV | Monitored | 115 | 115 |  | 2022-03-19 09:19 | EES | 3SAILES! | 337351 | 3RINGGOLD_LA | 337352 |  |  | 1 | EES.EES.RINGOL_SAILES3.A | MISO
TMP128_27766 | 27766 | SWPP | INT | WR | WR | LN EMCP - CJOHN 115 kV | Monitored | 128 | 128 |  | 2022-06-16 21:14 | WR | EMCPHER6 | 533417 | MANVILE3 | 533426 |  |  | 1 | WR.WR.EMCPCJOHN11_1.1
TMP128_27766 | 27766 | SWPP | INT | WR | WR | LN EMCP - MCRF 115 kV | Contingent | 128 | 128 |  | 2022-06-16 21:14 | WR | EMCPHER6 | 533417 | REFINRY3 | 533427 |  |  | 1 | WR.WR.4181B.A
TMP129_21713 | 21713 | SWPP | INT | WAUE | WAUE | ZBR LARAMIE - LARAMIE 345 kV | Monitored | 570 | 570 |  | 2018-02-23 10:14 | WAUE | Laramie River | 659131 | Laramie River | 659131 |  |  | 1 | WAUE.WAUE.TR1_ZBR.A
TMP130_26791 | 26791 | MISO | RCF | CLEC | CLEC | XF DOLET 345/230 kV | Monitored | 629 | 629 |  | 2021-06-23 00:46 | CLEC | DOLHILL6 | 500250 | DOLHILL6 | 500260 |  |  | 2 | CLEC.CLEC.DOLET.5093.DOLET_AUTO | MISO
TMP130_26791 | 26791 | MISO | RCF | EES | EES | LN EL_EHV - MOLIVE 500 kV | Contingent | 629 | 629 |  | 2021-06-23 00:46 | EES | 8EL DORADO% | 337561 | 3MT_OLIVE | 337368 |  |  | 1 | EES.EES.EL_EHV_MOLIVE8.A | MISO
TMP131_27556 | 27556 | SWPP | INT | CSWS | SPS | LN TUCO - OKLAUNIO 345 kV | Contingent | 353 | 353 |  | 2022-04-10 00:33 | SPS/CSWS | TUCO_INT 6 | 525832 | O.K.U.-7 | 511456 |  |  | 1 | SPS.SPS.136.1
TMP131_27556 | 27556 | SWPP | INT | CSWS | SPS | LN WHEELER - SWEETWT6 230 kV | Monitored | 353 | 353 |  | 2022-04-10 00:33 | SPS/CSWS | WHEELER 6 | 523777 | SWEETWT6 | 511541 |  |  | 1 | SPS.SPS.SWEET_WHEEL.A
TMP132_27439 | 27439 | SWPP | RCF | WR | KCPL | LN LACYGNE - N345 345 kV | Monitored | 1015 | 1015 |  | 2022-03-02 20:18 | KCPL/WR | LACYGNE7 | 542981 | NEOSHO 7 | 532793 |  |  | 1 | KCPL.KCPL.LACYGN_NEOSHO1.1 | SWPP
TMP132_27439 | 27439 | SWPP | RCF | WR | WR | LN NEORDG - N345 345 kV | Contingent | 1015 | 1015 |  | 2022-03-02 20:18 | WR | NEORDG | 532777 | NEOSHO 7 | 532793 |  |  | 1 | WR.WR.NEOS_N345_1345.A | SWPP
TMP133_27768 | 27768 | SWPP | INT | MIDW | MIDW | XF HEIZER 230/115 kV | Monitored | 183 | 199 |  |  | MIDW | HEIZER 2 | 530680 | HEIZER 2 | 530601 |  |  | 01; 03 | WR.MIDW.HEIZER.AA.AA
TMP133_27768 | 27768 | SWPP | INT | SECI | SECI | XF MULGRE2 230/115 kV | Contingent | 183 | 199 |  |  | SECI | GRTBEND6 | 539679 | GRTBEND6 | 539678 |  |  | 01; 03 | SECI.SECI.MULGRE2.1095.AC
TMP135_26280 | 26280 | SWPP | RCF | NSP | NSP | LN HAWKN_LK - LYON_CO 345 kV | Contingent | 400 | 478 |  | 2021-01-02 22:54 | NSP | HAWKN_LK | 0 | LYON CO 3 | 601048 |  |  | 1 | NSP.NSP.HAWKNLYONC34_1.1 | SWPP
TMP135_26280 | 26280 | SWPP | RCF | WAUE | WAUE | XF WATERTN 345/1 kV | Monitored | 400 | 478 |  | 2021-01-02 22:54 | WAUE | WATERTN4 | 652529 | WATERTN4 | 652307 | WATERTN4 | 652530 | 2 | WAUE.WAUE.WATERTN.U1A1.KU1A1 | SWPP
TMP137_27588 | 27588 | MISO | RCF | MDU | OTP | LN TWINBRKS - ELLENDL2 345 kV | Contingent | 324 | 357 |  | 2022-04-20 10:54 | OTP/MDU | TwinBrks | 966004 | ELLENDL2 | 0 |  |  | 1 | MDU.MDU.ELLE_TWIN_1345.A | MISO
TMP137_27588 | 27588 | MISO | RCF | OTP | OTP | LN BIGSTON - BROWNSV 230 kV | Monitored | 324 | 357 |  | 2022-04-20 10:54 | OTP | BIGSTON4 | 620314 | BROWNSV4 | 620325 |  |  | 1 | OTP.OTP.BIGSTBROWN23_1.1 | MISO
TMP139_26910 | 26910 | MISO | RCF | NSP | OTP | LN ASTORI - BRKNGCO 345 kV | Contingent | 112 | 112 |  | 2021-08-30 17:14 | OTP/NSP | ASTORI | 0 | BRKNGCO3 | 601031 |  |  | 1 | OTP.OTP.ASTORBRKNG34_1.1
TMP139_26910 | 26910 | MISO | RCF | WAUE | OTP | LN CANBY - GRANITF 115 kV | Monitored | 112 | 112 |  | 2021-08-30 17:14 | OTP/WAUE | CANBY 7 | 620211 | GRANITF7 | 652551 |  |  | 1 | OTP.OTP.CANBYGRANI11_1.1
TMP140_27128 | 27128 | MISO | RCF | EES | EES | LN EL_EHV - SH_EHV 500 kV | Contingent | 2165 | 2165 |  | 2021-11-09 15:47 | EES | 8EL DORADO% | 337561 | 8SHERIDAN% | 337643 |  |  | 1 | EES.EES.EL_EHV_SH_EHV8.A | MISO
TMP140_27128 | 27128 | MISO | RCF | EES | EES | LN MAGNET - SH_EHV 500 kV | Monitored | 2165 | 2165 |  | 2021-11-09 15:47 | EES | 8MAGNETCOVE% | 337763 | 8SHERIDAN% | 337643 |  |  | 1 | EES.EES.MAGNET_SH_EHV8.A | MISO
TMP141_26942 | 26942 | SWPP | INT | SPS | SPS | LN HITCH - CARPENTR 345 kV | Contingent | 516 | 559 |  | 2021-09-12 00:29 | SPS | HITCHLAND 7 | 523097 | Carpenter Walkemeyer | 523823 |  |  | 1 | SPS.SPS.CARPNTR_HITCH.A
TMP141_26942 | 26942 | SWPP | INT | SPS | SPS | XF POTTER_S 345/230 kV | Monitored | 516 | 559 |  | 2021-09-12 00:29 | SPS | POTTER_CO 7 | 523961 | POTTER_CO 7 | 523959 |  |  | 1 | SPS.SPS.POTTER_S.XF1.XF345
TMP142_25323 | 25323 | SWPP | INT | KCPL | KCPL | LN WAVERLY7 - LACYGNE 345 kV | Monitored | 1183 | 1195 |  | 2019-11-19 19:15 | KCPL | WAVERLY7 | 532799 | LACYGNE7 | 542981 |  |  | 1 | KCPL.KCPL.WAVERLY7_LCYGN.A
TMP142_25323 | 25323 | SWPP | INT | WR | WR | LN NEORDG - N345 345 kV | Contingent | 1183 | 1195 |  | 2019-11-19 19:15 | WR | NEORDG | 532777 | NEOSHO 7 | 532793 |  |  | 1 | WR.WR.NEOS_N345_1345.A
TMP143_27778 | 27778 | SWPP | INT | OKGE | OKGE | LN CLEOC1 - CLEOCTP 138 kV | Contingent | 133 | 153 |  | 2022-06-21 01:29 | OKGE | CLEOCOR2 | 514778 | Cleo Corner Tap | 515562 |  |  | 1 | OKGE.OKGE.CLEOC_CLEOCTP.A
TMP143_27778 | 27778 | SWPP | INT | OKGE | OKGE | LN CLEOC1 - GLMTN 138 kV | Monitored | 133 | 153 |  | 2022-06-21 01:29 | OKGE | CLEOCOR2 | 514778 | GLASMTN4 | 514788 |  |  | 1 | OKGE.OKGE.8685.A
TMP143_27778 | 27778 | SWPP | INT | OKGE | OKGE | LN CLEOCTP - CLEOPL4 138 kV | Contingent | 133 | 153 |  | 2022-06-21 01:29 | OKGE | Cleo Corner Tap | 515562 | CLEO PL4 | 515553 |  |  | 1 | OKGE.OKGE.CLEOCTP_CLEOPL.A
TMP143_27778 | 27778 | SWPP | INT | OKGE | OKGE | LN CLEOCTP - MENOTAP4 138 kV | Contingent | 133 | 153 |  | 2022-06-21 01:29 | OKGE | Cleo Corner Tap | 515562 | MENOTAP4 | 514789 |  |  | 1 | OKGE.OKGE.CLEOCTP_MENOTP.A
TMP143_27778 | 27778 | SWPP | INT | OKGE | OKGE | LN IMO - MENOTAP4 138 kV | Contingent | 133 | 153 |  | 2022-06-21 01:29 | OKGE | IMO 4 | 514790 | MENOTAP4 | 514789 |  |  | 1 | OKGE.OKGE.8686.B
TMP144_25777 | 25777 | TVA | CFG | AECI | AECI | LN BLACKBRY - JASPER7 345 kV | Monitored | 9999 | 9999 |  | 2020-06-26 11:53 | AECI | 3007397BLACKBERRY | 300739 | JASPER7 | 300949 |  |  | 1 | AECI.AECI.BLCKBRY_JASPER.A
TMP145_27323 | 27323 | SWPP | INT | AECI | AECI | LN BLACKBRY - JASPER7 345 kV | Contingent | 215 | 215 |  | 2022-01-08 00:12 | AECI | 3007397BLACKBERRY | 300739 | JASPER7 | 300949 |  |  | 1 | AECI.AECI.BLCKBRY_JASPER.A
TMP145_27323 | 27323 | SWPP | INT | EDE | SPA | LN CARTHAGE - LAR3821 161 kV | Monitored | 215 | 215 |  | 2022-01-08 00:12 | SPA/EDE | CARTHG 2 | 505488 | LAR382 5 | 547479 |  |  | 1 | SPA.SPA.7367.A
TMP146_27214 | 27214 | SWPP | INT | MEC | NPPD | LN HOSKINS - RAUN 345 kV | Contingent | 320 | 352 |  | 2021-12-03 07:43 | NPPD/MEC | HOSKINS3 | 640226 | RAUN 3 | 635200 |  |  | 1 | MEC.MEC.RAUNHOSKI34_1.1
TMP146_27214 | 27214 | SWPP | INT | WAUE | NPPD | LN TWINCHUR - SIOUXCY 230 kV | Monitored | 320 | 352 |  | 2021-12-03 07:43 | NPPD/WAUE | TWIN CH4 | 640386 | SIOUXC49 | 652565 |  |  | 1 | WAUE.WAUE.SIOUXTWIN_23_1.1
TMP148_24800 | 24800 | SWPP | INT | EDE | EDE | LN RAM452 - ORO1101 161 kV | Monitored | 402 | 402 |  | 2019-05-13 07:06 | EDE | RIV4525 | 547469 | ORO110 2 | 547467 |  |  | 1 | EDE.EDE.11330.A
TMP148_24800 | 24800 | SWPP | INT | EDE | EDE | LN RAM452 - STL4391 161 kV | Contingent | 402 | 402 |  | 2019-05-13 07:06 | EDE | RIV4525 | 547469 | STL439 5 | 547498 |  |  | 1 | EDE.EDE.11342.A
TMP149_20919 | 20919 | TVA | RCF | AECI | AECI | XF KISKER 161/138 kV | Monitored | 250 | 250 |  |  | AECI | 4KISKER | 300134 | 4KISKER | 300599 |  |  | 1 | AECI.AECI.KISKER.XFMR.TR_3_161_138KV
TMP149_20919 | 20919 | TVA | RCF | AMRN | AMRN | LN MTGY - LABADIE 345 kV | Contingent | 250 | 250 |  |  | AMRN | 7MONTGMRY | 345230 | 7LABADIE2 | 344885 |  |  | 1 | AMRN.AMRN.L_MTGY_4.A
TMP150_21268 | 21268 | TVA | RCF | AECI | AECI | XF TH_HILL 345/161 kV | Contingent | 336 | 336 |  |  | AECI | 5THMHIL | 300049 | 5THMHIL | 300120 |  |  | 1 | AECI.AECI.TH_HILL.XF4.XF4
TMP150_21268 | 21268 | TVA | RCF | AMRN | AMRN | XF PLMY 345/161 kV | Monitored | 336 | 336 |  |  | AMRN | 5PALMYRA | 345436 | 5PALMYRA | 345437 |  |  | 1 | AMRN.AMRN.PLMY.XFM1.XFMR_1
TMP151_26887 | 26887 | SWPP | INT | OKGE | OKGE | LN CANTNLKE - STHRD 138 kV | Contingent | 74 | 83 |  | 2021-08-22 10:25 | OKGE | Canton Lake | 515964 | SOUTHRD4 | 514822 |  |  | 1 | OKGE.OKGE.CANTNLKE_STHRD.A
TMP151_26887 | 26887 | SWPP | INT | OKGE | OKGE | LN DEWEY1 - CANTNLKE 138 kV | Contingent | 74 | 83 |  | 2021-08-22 10:25 | OKGE | DEWEY 4 | 514787 | Canton Lake | 515964 |  |  | 1 | OKGE.OKGE.DEWEY_CANTNLKE.A
TMP151_26887 | 26887 | SWPP | INT | WFEC | WFEC | LN OKEENE1 - DOVERS1 138 kV | Monitored | 74 | 83 |  | 2021-08-22 10:25 | WFEC | OKEENE 2 | 521016 | DOVERSW2 | 520882 |  |  | 1 | WFEC.WFEC.9316.A
TMP152_23392 | 23392 | SWPP | INT | OKGE | OKGE | LN TATONGA - MATHWSN7 345 kV | Monitored | 3586 | 3586 |  | 2018-02-20 11:29 | OKGE | TATONGA7 | 515407 | MATHWSN7 | 515497 |  |  |  | OKGE.OKGE.TATONGA_MATHW2.A
TMP152_23392 | 23392 | SWPP | INT | OKGE | OKGE | LN TATONGA - MATHWSN7 345 kV | Monitored | 3586 | 3586 |  | 2018-02-20 11:29 | OKGE | TATONGA7 | 515407 | MATHWSN7 | 515497 |  |  |  | OKGE.OKGE.TATONGA_MATHWS.A
TMP153_25085 | 25085 | SWPP | INT | OKGE | OKGE | LN STILW1 - MCROY 138 kV | Contingent | 194 | 222 |  | 2019-09-08 15:45 | OKGE | STILWTR4 | 515011 | MCELROY4 | 515009 |  |  | 1 | OKGE.OKGE.8906.A
TMP153_25085 | 25085 | SWPP | INT | OKGE | OKGE | LN STILW1 - SPVALLY2 138 kV | Monitored | 194 | 222 |  | 2019-09-08 15:45 | OKGE | STILWTR4 | 515011 | SPVALLY4 | 515574 |  |  | 1 | OKGE.OKGE.SPVALLY2_STILW.A
TMP154_23393 | 23393 | SWPP | INT | WR | WR | LN BUF_FLTS - WICH 345 kV | Monitored | 3064 | 3586 |  | 2018-08-21 13:50 | WR | 999001 BUF_FLTS | 532782 | WICHITA7 | 532796 |  |  | 1 | WR.WR.WICH_BUF_FLTS1.A
TMP154_23393 | 23393 | SWPP | INT | WR | WR | LN BUF_FLTS - WICH 345 kV | Monitored | 3064 | 3586 |  | 2018-08-21 13:50 | WR | 999001 BUF_FLTS | 532782 | WICHITA7 | 532796 |  |  | 1 | WR.WR.WICH_BUF_FLTS2.A
TMP155_27586 | 27586 | MISO | RCF | MEC | MEC | LN SYCAMOR - BONDRNT 345 kV | Monitored | 1195 | 1202 |  | 2022-04-20 10:54 | MEC | SYCAMOR5 | 635700 | BONDRNT5 | 635680 |  |  | 1 | MEC.MEC.SYCAMBONDR34_1.1 | MISO
TMP156_22221 | 22221 | TVA | RCF | AECI | AECI | XF TH_HILL 345/161 kV | Contingent | 625 | 625 |  |  | AECI | 5THMHIL | 300049 | 5THMHIL | 300120 |  |  | 7 | AECI.AECI.TH_HILL.3481.T3
TMP156_22221 | 22221 | TVA | RCF | AECI | AECI | XF TH_HILL 345/161 kV | Monitored | 625 | 625 |  |  | AECI | 5THMHIL | 300049 | 5THMHIL | 300120 |  |  | 1 | AECI.AECI.TH_HILL.XF4.XF4
TMP157_27044 | 27044 | SWPP | INT | WR | WR | XF CIRC 230/115 kV | Monitored | 280 | 308 |  | 2021-10-12 08:58 | WR | CIRCLE 6 | 532871 | CIRCLE 6 | 533413 |  |  | 1 | WR.WR.CIRC.1077.CIRC_67
TMP157_27044 | 27044 | SWPP | INT | WR | WR | XF SUMM 1/15 kV | Contingent | 280 | 308 |  | 2021-10-12 08:58 | WR | SUMMIT 7 | 532773 | SUMMIT 7 | 532813 | SUMMIT 6 | 532873 | 3 | WR.WR.SUMM.TX1.SUMM13
TMP157_27044 | 27044 | SWPP | INT | WR | WR | XF SUMM 1/345 kV | Contingent | 280 | 308 |  | 2021-10-12 08:58 | WR | SUMMIT 1 | 532813 | SUMMIT 7 | 532773 | SUMMIT 6 | 532873 | 1 | WR.WR.SUMM.TX1.SUMM11
TMP157_27044 | 27044 | SWPP | INT | WR | WR | XF SUMM 1/345 kV | Contingent | 280 | 308 |  | 2021-10-12 08:58 | WR | SUMMIT 6 | 532873 | SUMMIT 7 | 532773 | SUMMIT 1 | 532813 | 1 | WR.WR.SUMM.TX1.SUMM11
TMP158_27748 | 27748 | MISO | RCF | ALTW | ALTW | LN HAZLTON - ARNOLD 345 kV | Monitored | 923 | 923 |  | 2022-06-13 23:13 | ALTW | HAZLTNN8 | 631139 | ARNOLD 5 | 631142 |  |  | 1 | ALTW.ALTW.HAZLTARNOL34_1.1 | MISO
TMP158_27748 | 27748 | MISO | RCF | ALTW | ALTW | LN HAZLTON - HCKRYCK 345 kV | Contingent | 923 | 923 |  | 2022-06-13 23:13 | ALTW | HAZLTNN8 | 631139 | 631191 HCKRYCK3 | 631191 |  |  | 1 | ALTW.ALTW.HCKRYHAZLT34_1.1 | MISO
TMP159_24149 | 24149 | SWPP | INT | OKGE | OKGE | LN BRNTP - BODLE 138 kV | Contingent | 117 | 136 |  | 2018-09-19 15:27 | OKGE | BROWNTP4 | 515152 | Bodle | 515155 |  |  | 1 | OKGE.OKGE.BODLE_BRNTP.A
TMP159_24149 | 24149 | SWPP | INT | OKGE | OKGE | LN BROWN2 - STARRDTP 138 kV | Contingent | 117 | 136 |  | 2018-09-19 15:27 | OKGE | BROWN 4 | 515157 |  |  |  |  | 1 | OKGE.OKGE.STARTP_BROWN.A
TMP159_24149 | 24149 | SWPP | INT | OKGE | OKGE | LN CANEY1 - LCITY 138 kV | Contingent | 117 | 136 |  | 2018-09-19 15:27 | OKGE | CANEYCK4 | 515150 | LTLCITY4 | 515151 |  |  | 1 | OKGE.OKGE.9039.A
TMP159_24149 | 24149 | SWPP | INT | OKGE | OKGE | LN COLEMNTP - STARRDTP 138 kV | Contingent | 117 | 136 |  | 2018-09-19 15:27 | OKGE | Coleman Tap | 515153 | Star Road Tap | 0 |  |  | 1 | OKGE.OKGE.STARTP_COLMNTP.A
TMP159_24149 | 24149 | SWPP | INT | OKGE | OKGE | LN EXPLRPL4 - COLEMNTP 138 kV | Contingent | 117 | 136 |  | 2018-09-19 15:27 | OKGE | EXPLRPL4 | 515154 | Coleman Tap | 515153 |  |  | 1 | OKGE.OKGE.COLMNTP_EXPLR.A
TMP159_24149 | 24149 | SWPP | INT | OKGE | OKGE | LN LCITY - BRNTP 138 kV | Contingent | 117 | 136 |  | 2018-09-19 15:27 | OKGE | LTLCITY4 | 515151 | BROWNTP4 | 515152 |  |  | 1 | OKGE.OKGE.9041.A
TMP159_24149 | 24149 | SWPP | INT | OKGE | OKGE | LN STARRDTP - BRNTP 138 kV | Contingent | 117 | 136 |  | 2018-09-19 15:27 | OKGE | Star Road Tap | 955017 | BROWNTP4 | 515152 |  |  | 1 | OKGE.OKGE.BROWNTP_STARTP.A
TMP159_24149 | 24149 | SWPP | INT | WFEC | WFEC | LN RUSSETT - SBROWN 138 kV | Monitored | 117 | 136 |  | 2018-09-19 15:27 | WFEC | RUSSETT4 | 521044 | S BROWN4 | 505602 |  |  | 1 | WFEC.WFEC.7454.A
TMP160_23912 | 23912 | MISO | RCF | NSP | NSP | LN HAMPTNSP - NROCH 345 kV | Contingent | 1195 | 1195 |  | 2018-06-01 23:37 | NSP | HMPT CNR3 | 601051 | NROC 5 | 601039 |  |  | 1 | NSP.NSP.HAMPTNROCH34_1.1 | MISO
TMP160_23912 | 23912 | MISO | RCF | NSP | NSP | LN PR_ISLD - NROCH 345 kV | Monitored | 1195 | 1195 |  | 2018-06-01 23:37 | NSP | PR IS31G | 601003 | NROC 5 | 601039 |  |  | 1 | NSP.NSP.NROCHPR_IS34_1.1 | MISO
TMP161_26959 | 26959 | SWPP | INT | MPS | MPS | LN ODESSA1 - WBURGE1 161 kV | Contingent | 50 | 55 |  | 2021-09-18 15:51 | MPS | ODESSA 2 | 541229 | WBURGE 2 | 541228 |  |  | 1 | MPS.MPS.ODESSA_WBURGE1.A
TMP161_26959 | 26959 | SWPP | INT | MPS | MPS | XF LEX1611 161/69 kV | Monitored | 50 | 55 |  | 2021-09-18 15:51 | MPS | LEX69 2 | 541232 | LEX69 2 | 541264 |  |  | 1 | MPS.MPS.LEX1611.1104.T1_161/69
TMP162_21463 | 21463 | TVA | RCF | EES | EES | XF FREPT5 1/500 kV | Contingent | 335 | 335 |  |  | EES | 6FREEPORT% | 334198 | 6FREEPORT% | 334197 | 6FREEPORT% | 337162 | 1 | EES.EES.FREPT5.AT1.AT1
TMP162_21463 | 21463 | TVA | RCF | EES | EES | XF FREPT5 1/500 kV | Contingent | 335 | 335 |  |  | EES | 6FREEPORT% | 334198 | 6FREEPORT% | 334197 | FREPT5 | 334234 | 1 | EES.EES.FREPT5.AT1.AT1
TMP162_21463 | 21463 | TVA | RCF | TVA | TVA | LN BATSV7 - SARDIT 161 kV | Monitored | 335 | 335 |  |  | TVA | 3BATESVILLE | 360214 | 5SARDIS MS T | 361071 |  |  | 1 | TVA.TVA.2259.A
TMP163_21536 | 21536 | TVA | RCF | AECI | AECI | LN NODAWAY - GENTRY 161 kV | Monitored | 372 | 372 |  | 2021-12-27 14:24 | AECI | 1NDWYG1 | 300104 | 5GENTRY | 300073 |  |  | 1 | AECI.AECI.GENTRY-NODAWY.A
TMP163_21536 | 21536 | TVA | RCF | MPS | NPPD | LN COOPER - ST_JOE 345 kV | Contingent | 372 | 372 |  | 2021-12-27 14:24 | NPPD/MPS | COOPER 3 | 640139 | ST JOE 3 | 541199 |  |  | 1 | NPPD.NPPD.11310.A
TMP164_25618 | 25618 | SWPP | RCF | WAUE | WAUE | LN AURORAWA - FLANDRU 115 kV | Monitored | 114 | 114 |  | 2020-04-19 23:31 | WAUE | AURORA 7 | 652474 | FLANDRU7 | 652505 |  |  | 1 | WAUE.WAUE.AURORFLAND11_1.1 | SWPP
TMP164_25618 | 25618 | SWPP | RCF | WAUE | WAUE | LN WHITE - SPLT_RT 345 kV | Contingent | 114 | 114 |  | 2020-04-19 23:31 | WAUE | WHITE 3 | 652537 | SPLT RK3 | 601006 |  |  | 1 | WAUE.WAUE.SPLT_WHITE34_1.1 | SWPP
TMP165_21537 | 21537 | TVA | RCF | AECI | AECI | LN MARYVIL - NODAWAY 161 kV | Monitored | 243 | 243 |  | 2021-10-14 10:08 | AECI | 5MARYVL | 300097 | 1NDWYG1 | 300104 |  |  | 1 | AECI.AECI.NODAWY-MARYVL.A
TMP165_21537 | 21537 | TVA | RCF | MPS | NPPD | LN COOPER - ST_JOE 345 kV | Contingent | 243 | 243 |  | 2021-10-14 10:08 | NPPD/MPS | COOPER 3 | 640139 | ST JOE 3 | 541199 |  |  | 1 | NPPD.NPPD.11310.A
TMP166_21538 | 21538 | TVA | RCF | AECI | AECI | LN GENTRY - FAIRPORT 161 kV | Monitored | 227 | 227 |  |  | AECI | 5GENTRY | 300073 | 5FAIRPT | 300076 |  |  | 1 | AECI.AECI.FAIRPT-NODAWY.A
TMP166_21538 | 21538 | TVA | RCF | MPS | NPPD | LN COOPER - ST_JOE 345 kV | Contingent | 227 | 227 |  |  | NPPD/MPS | COOPER 3 | 640139 | ST JOE 3 | 541199 |  |  | 1 | NPPD.NPPD.11310.A
TMP168_27543 | 27543 | SWPP | INT | SECI | SECI | LN MULGRE2 - ELLSWTP3 115 kV | Monitored | 89 | 89 |  | 2022-04-05 21:52 | SECI | GRTBEND6 | 539678 | ELLSWTP3 | 539642 |  |  | 1 | SECI.SECI.10900.A
TMP168_27543 | 27543 | SWPP | INT | WR | SECI | LN MULGRE2 - CIRC 230 kV | Contingent | 89 | 89 |  | 2022-04-05 21:52 | SECI/WR | GRTBEND6 | 539679 | CIRCLE 6 | 532871 |  |  | 1 | SECI.SECI.10255.A
TMP169_27576 | 27576 | SWPP | INT | OKGE | CSWS | LN PITTSB9 - JHNSTNCO 345 kV | Contingent | 143 | 143 |  | 2022-04-14 22:05 | CSWS/OKGE | PITTSB-7 | 510907 | JOHNCO 4 | 514809 |  |  | 1 | OKGE.OKGE.JOHNCO_PITTSB.A
TMP169_27576 | 27576 | SWPP | INT | WFEC | WFEC | LN STONEWSW - TUPELO2 138 kV | Monitored | 143 | 143 |  | 2022-04-14 22:05 | WFEC | Stonewall Switching Station | 521071 | TUPELO 4 | 505600 |  |  | 1 | WFEC.WFEC.STONESW_TUPELO.A
TMP171_23499 | 23499 | TVA | RCF | TVA | TVA | LN 8BENTON - UNION2 500 kV | Contingent | 335 | 335 |  |  | TVA | 8BENTON MS | 360612 | 8UNION MS | 360033 |  |  | 1 | TVA.TVA.UNION_BENTON.A
TMP171_23499 | 23499 | TVA | RCF | TVA | TVA | LN BATSV7 - SARDIT 161 kV | Monitored | 335 | 335 |  |  | TVA | 3BATESVILLE | 360214 | 5SARDIS MS T | 361071 |  |  | 1 | TVA.TVA.2259.A
TMP172_17609 | 17609 | TVA | RCF | TVA | TVA | LN WIDCR1 - SNP1 500 kV | Monitored | 1732 | 1732 |  |  | TVA | 6WID CRK FP | 360065 | 8SEQUOYAH NP | 360081 |  |  | 1 | TVA.TVA.1580.A
TMP173_27730 | 27730 | SWPP | INT | SPS | SPS | LN CROSSRDS - EDDY_CO 345 kV | Contingent | 478 | 546 |  | 2022-06-04 10:50 | SPS | CROSSROADS 7 | 527656 | EDDY_STH 3 | 527802 |  |  | 1 | SPS.SPS.EDDY_CROSSRDS.A
TMP173_27730 | 27730 | SWPP | INT | SPS | SPS | LN TOLKSUB - TUCO 230 kV | Monitored | 478 | 546 |  | 2022-06-04 10:50 | SPS | TOLK_TAP 6 | 0 | TUCO_INT 6 | 525830 |  |  | 1 | SPS.SPS.TOLKSTUCO50_1.1
TMP174_21556 | 21556 | TVA | RCF | TVA | EES | LN DRIVER - SHELBYTV 500 kV | Contingent | 1732 | 1732 |  |  | EES/TVA | 338198 8DRIVER% | 338198 | 8SHELBY TN | 360021 |  |  | 1 | EES.EES.SHEL12_DRIVER8.1
TMP174_21556 | 21556 | TVA | RCF | TVA | TVA | LN FREPT7 - CORDOV1 500 kV | Monitored | 1732 | 1732 |  |  | TVA | 8FREEPORT TN | 360023 | 8CORDOVA TN | 360025 |  |  | 1 | TVA.TVA.1552.A
TMP175_26653 | 26653 | MISO | RCF | MDU | MDU | LN COYOTEM - BEULAH 115 kV | Monitored | 120 | 131 |  | 2021-05-03 10:51 | MDU | COYOTE 7 | 661018 | 661008 BEULAH 7 | 661008 |  |  | 1 | MDU.MDU.BEULACOYOT11_1.1 | MISO
TMP175_26653 | 26653 | MISO | RCF | WAUE | WAUE | LN BELFELD - CHAR_CK 345 kV | Contingent | 120 | 131 |  | 2021-05-03 10:51 | WAUE | BELFELD9 | 652424 | CHARCREEK 19 | 659183 |  |  | 1 | WAUE.WAUE.BELFECHAR_34_1.1 | MISO
TMP176_27740 | 27740 | SWPP | INT | NPPD | NPPD | LN SWEETW4 - GRISLD1 345 kV | Contingent | 336 | 420 |  | 2022-06-11 03:33 | NPPD | SWEET W3 | 640374 | GR ISLD7 | 653571 |  |  | 1 | NPPD.NPPD.GRISLD1_SWEETW.A
TMP176_27740 | 27740 | SWPP | INT | NPPD | NPPD | XF AXTELL1 345/115 kV | Monitored | 336 | 420 |  | 2022-06-11 03:33 | NPPD | AXTELL 3 | 640065 | AXTELL 3 | 640066 |  |  | 1 | NPPD.NPPD.AXTELL1.A.A
TMP177_22222 | 22222 | TVA | RCF | AECI | AECI | XF TH_HILL 345/161 kV | Contingent | 500 | 500 |  |  | AECI | 5THMHIL | 300049 | 5THMHIL | 300120 |  |  | 1 | AECI.AECI.TH_HILL.XF4.XF4
TMP177_22222 | 22222 | TVA | RCF | AECI | AECI | XF TH_HILL 345/161 kV | Monitored | 500 | 500 |  |  | AECI | 5THMHIL | 300049 | 5THMHIL | 300120 |  |  | 7 | AECI.AECI.TH_HILL.3481.T3
TMP178_22224 | 22224 | TVA | RCF | AECI | AECI | XF ENON 345/161 kV | Monitored | 560 | 560 |  |  | AECI | 5ENON | 345230 | 5ENON | 300597 |  |  | 1 | AECI.AECI.ENON.TR2.TRN2_345_161KV
TMP178_22224 | 22224 | TVA | RCF | AMRN | AMRN | XF MTGL 345/161 kV | Contingent | 560 | 560 |  |  | AMRN | 5MONTGMRY | 345230 | 5MONTGMRY | 345231 |  |  | 1 | AMRN.AMRN.MTGL.XFM4.XFMR_4
TMP178_22224 | 22224 | TVA | RCF | AMRN | AMRN | ZBR MTGL - MTGY 345 kV | Contingent | 560 | 560 |  |  | AMRN | 5MONTGMRY | 345230 | 7MONTGMRY | 345230 |  |  | 1 | AMRN.AMRN.MTGY-MTGL.A
TMP179_27776 | 27776 | SWPP | INT | OKGE | OKGE | LN 134PENTP - WESTMOR4 138 kV | Monitored | 268 | 308 |  | 2022-06-21 01:07 | OKGE | SW134TP4 | 514876 | WESTMOR4 | 514887 |  |  | 1 | OKGE.OKGE.WEST_134PENTP.A
TMP179_27776 | 27776 | SWPP | INT | OKGE | OKGE | LN MCCLAI - S_LAKES 138 kV | Contingent | 268 | 308 |  | 2022-06-21 01:07 | OKGE | MCCLAIN4 | 514902 | 515481 STHLAKE4 ¦ South Lakes | 0 |  |  | 1 | OKGE.OKGE.MCCLAI_SLAKES.A
TMP180_27777 | 27777 | SWPP | INT | SPS | SPS | LN LUBBOCKS - WOLFFORT 230 kV | Contingent | 81 | 81 |  | 2022-06-21 01:07 | SPS | LUBBCK_STH 6 | 526269 | WOLFFORTH 3 | 526525 |  |  | 1 | SPS.SPS.160.1
TMP180_27777 | 27777 | SWPP | INT | SPS | SPS | LN SP-FRNK3 - QUINCY_S 115 kV | Monitored | 81 | 81 |  | 2022-06-21 01:07 | SPS | SP-FRANKFRD3 | 526199 | 526195 QUINCY 3 | 526195 |  |  | 1 | SPS.SPS.QUINCY_FRANKF.A
TMP181_26203 | 26203 | MISO | RCF | ALTW | CE | LN QUADCITY - ROCK_CK 345 kV | Monitored | 1195 | 1195 |  | 2020-12-02 20:14 | CE/ALTW | QUAD 6-7 | 270866 | ROCK CK3 | 631141 |  |  | 1 | CE.CE.QUAD_ROCK_34_1.1
TMP181_26203 | 26203 | MISO | RCF | MEC | MEC | XF SUB_91 345/161 kV | Contingent | 1195 | 1195 |  | 2020-12-02 20:14 | MEC | SB 91 5 | 636610 | SB 91 5 | 636611 |  |  | 1 | MEC.MEC.SUB_91.9T1.Q91_9T1
TMP182_27809 | 27809 | MISO | RCF | EES | EES | LN INDEP2 - PWRLIN 500 kV | Contingent | 1732 | 1732 |  | 2022-06-30 14:02 | EES | 8ISES% | 338145 | PWRLIN | 338156 |  |  | 1 | EES.EES.INDEP2_PWRLIN8.A | MISO
TMP182_27809 | 27809 | MISO | RCF | EES | EES | LN KEO - WMPEHV 500 kV | Monitored | 1732 | 1732 |  | 2022-06-30 14:02 | EES | 8KEO% | 337957 | 8W.MEMPHIS% | 338162 |  |  | 1 | EES.EES.KEO____WMPEHV8.A | MISO
TMP183_27269 | 27269 | SWPP | INT | OKGE | OKGE | LN NARDIN - SINCBLK2 69 kV | Monitored | 72 | 72 |  | 2021-12-14 06:40 | OKGE | BLKWLWD2 | 515528 | SNCBLKT2 | 515509 |  |  | 1 | OKGE.OKGE.NARDIN_SINC.A
TMP183_27269 | 27269 | SWPP | INT | OKGE | OKGE | LN RDRUNNR4 - COYOTE4 138 kV | Contingent | 72 | 72 |  | 2021-12-14 06:40 | OKGE | Road Runner | 515426 | COYOTE 4 | 515581 |  |  | 1 | OKGE.OKGE.RDRUNR_COYOTE.A
TMP184_27691 | 27691 | SWPP | INT | OKGE | WR | LN CRSW - MIDLTNTP 138 kV | Monitored | 194 | 222 |  | 2022-05-24 11:04 | WR/OKGE | CRESWLN4 | 532981 | MIDLTNT4 | 514804 |  |  | 1 | OKGE.OKGE.8673.A
TMP184_27691 | 27691 | SWPP | INT | OKGE | WR | LN VIOLA7 - RENFROW7 345 kV | Contingent | 194 | 222 |  | 2022-05-24 11:04 | WR/OKGE | VIOLA 7 | 532798 | RENFROW7 | 515543 |  |  | 1 | WR.WR.HUNTER_VIOLA.A
TMP185_25575 | 25575 | TVA | RCF | AECI | AECI | LN HUBEN - FRKS 345 kV | Contingent | 167 | 167 |  | 2020-04-07 22:10 | AECI | 5HUBEN | 300042 | 7FRANKS | 300041 |  |  | 1 | AECI.AECI.HUBEN-FRANKS.A
TMP185_25575 | 25575 | TVA | RCF | AECI | AECI | LN LOGAN3 - MANSFLD 161 kV | Monitored | 167 | 167 |  | 2020-04-07 22:10 | AECI | 5LOGAN | 301161 | 5MANSFD | 300095 |  |  | 1 | AECI.AECI.MANSFLD-LOGAN.A
TMP186_24603 | 24603 | SWPP | INT | SPS | SPS | LN PLXSUB - SUNDOWN2 230 kV | Contingent | 478 | 546 |  | 2019-03-06 01:21 | SPS | PLANT_X 3 | 525481 | SUNDOWN 6 | 526435 |  |  | 1 | SPS.SPS.125.1
TMP186_24603 | 24603 | SWPP | INT | SPS | SPS | LN TOLKSUB - TUCO 230 kV | Monitored | 478 | 546 |  | 2019-03-06 01:21 | SPS | TOLK_TAP 6 | 0 | TUCO_INT 6 | 525830 |  |  | 1 | SPS.SPS.TOLKSTUCO50_1.1
TMP187_27596 | 27596 | MISO | RCF | OTP | OTP | LN HANKSON - WAHPETN 230 kV | Contingent | 122 | 122 |  | 2022-04-22 17:48 | OTP | HANKSON4 | 620327 | WAHPETN7 | 620329 |  |  | 1 | OTP.OTP.WAHPEHANKS23_1.1 | MISO
TMP187_27596 | 27596 | MISO | RCF | OTP | OTP | LN JOHNJCT - MORRISOT 115 kV | Monitored | 122 | 122 |  | 2022-04-22 17:48 | OTP | GRE-JOHNJCT7 | 616002 | MORRIS 9 | 652555 |  |  | 1 | OTP.OTP.JOHNJMORRI11_1.1 | MISO
TMP188_24709 | 24709 | SWPP | RCF | NSP | NSP | XF LYON_CO 1/345 kV | Contingent | 106 | 106 |  | 2019-04-08 12:59 | NSP | LYON CO 3 | 600206 | LYON CO 3 | 601048 | LYON CO7 | 603046 | 2 | NSP.NSP.LYON_CO.TR9.TR9 | SWPP
TMP188_24709 | 24709 | SWPP | RCF | NSP | NSP | XF LYON_CO 1/345 kV | Contingent | 106 | 106 |  | 2019-04-08 12:59 | NSP | LYON CO 3 | 600206 | LYON CO 3 | 601048 | LYON COT | 605750 | 2 | NSP.NSP.LYON_CO.TR9.TR9 | SWPP
TMP188_24709 | 24709 | SWPP | RCF | WAUE | WAUE | LN S3 - GRANITF 115 kV | Monitored | 106 | 106 |  | 2019-04-08 12:59 | WAUE | S3 7 | 652508 | GRANITF7 | 652551 |  |  | 1 | WAUE.WAUE.S3GRANI11_1.1 | SWPP
TMP189_23910 | 23910 | SWPP | INT | SPS | SPS | LN SUNDOWN2 - WOLFFORT 230 kV | Contingent | 478 | 546 |  | 2018-05-31 17:03 | SPS | SUNDOWN 6 | 526435 | WOLFFORTH 3 | 526525 |  |  | 1 | SPS.SPS.SUNDOWOLFF23_1.1
TMP189_23910 | 23910 | SWPP | INT | SPS | SPS | LN TOLKSUB - TUCO 230 kV | Monitored | 478 | 546 |  | 2018-05-31 17:03 | SPS | TOLK_TAP 6 | 0 | TUCO_INT 6 | 525830 |  |  | 1 | SPS.SPS.TOLKSTUCO50_1.1
TMP190_26829 | 26829 | SWPP | INT | OKGE | OKGE | LN ONEOK - NOWST1 345 kV | Contingent | 1015 | 1015 |  | 2021-07-11 06:48 | OKGE | SPRNGCK7 | 514881 | NORTWST4 | 514880 |  |  | 1 | OKGE.OKGE.ONEOK_NOWST1.A
TMP190_26829 | 26829 | SWPP | INT | OKGE | OKGE | LN WDRNG1 - REDGNTN7 345 kV | Monitored | 1015 | 1015 |  | 2021-07-11 06:48 | OKGE | WOODRNG4 | 514715 | 515875 OKGE REDINGTON | 515875 |  |  | 1 | OKGE.OKGE.REDGNTN7_WDRNG.A
TMP191_27779 | 27779 | MISO | RCF | ALTW | ALTW | XF TRIBOJI 161/69 kV | Monitored | 118 | 118 |  | 2022-06-21 17:58 | ALTW | TRIBOJI8 | 631102 | TRIBOJI8 | 630023 |  |  | 2 | ALTW.ALTW.TRIBOJI.T1.T1 | MISO
TMP191_27779 | 27779 | MISO | RCF | WAUE | ALTW | LN CAYLER - WISDOMCB 161 kV | Contingent | 118 | 118 |  | 2022-06-21 17:58 | ALTW/WAUE | CAYLER5 | 631183 | WISDOM G | 656570 |  |  | 1 | ALTW.ALTW.CAYLEWISDO16_1.1 | MISO
TMP192_27069 | 27069 | MISO | RCF | GRE | WAUE | LN GRANITF - WILLMRU 230 kV | Monitored | 265 | 265 |  | 2021-10-26 13:27 | WAUE/GRE | GRANITF7 | 652550 | GRE-WILLMAR4 | 619975 |  |  | 1 | GRE.GRE.WILLMGRANI23_1.1 | MISO
TMP192_27069 | 27069 | MISO | RCF | NSP | NSP | LN CHUB_LK - HAMPTNSP 345 kV | Contingent | 265 | 265 |  | 2021-10-26 13:27 | NSP | GRE-CHUBLAKT | 615649 | HMPT CNR3 | 601051 |  |  | 1 | NSP.NSP.CHA_HMP_0961.1 | MISO
TMP193_27672 | 27672 | SWPP | INT | MPS | NPPD | LN COOPER - ST_JOE 345 kV | Contingent | 112 | 123 |  | 2022-05-19 16:06 | NPPD/MPS | COOPER 3 | 640139 | ST JOE 3 | 541199 |  |  | 1 | NPPD.NPPD.11310.A
TMP193_27672 | 27672 | SWPP | INT | WR | WR | XF KELL 161/115 kV | Monitored | 112 | 123 |  | 2022-05-19 16:06 | WR | KELLY 5 | 532913 | KELLY 5 | 533217 |  |  | 1 | WR.WR.KELL.4056.KELL_10
TMP194_27840 | 27840 | SWPP | INT | CSWS | WFEC | LN WASHIT1 - SW_STA 138 kV | Contingent | 56 | 56 |  | 2022-07-20 11:54 | WFEC/CSWS | WASHITA2 | 521089 | SWS3-1 | 511477 |  |  | 1 | WFEC.WFEC.WASHIT_SWST.A
TMP194_27840 | 27840 | SWPP | INT | WFEC | WFEC | XF WASHIT1 138/69 kV | Monitored | 56 | 56 |  | 2022-07-20 11:54 | WFEC | WASHITA2 | 521089 | WASHITA2 | 521088 |  |  | 1 | WFEC.WFEC.WASHIT1.9464.A
TMP195_27627 | 27627 | SWPP | INT | OKGE | OKGE | LN TATONGA - MATHWSN7 345 kV | Contingent | 74 | 83 |  | 2022-05-05 18:10 | OKGE | TATONGA7 | 515407 | MATHWSN7 | 515497 |  |  |  | OKGE.OKGE.TATONGA_MATHW2.A
TMP195_27627 | 27627 | SWPP | INT | WFEC | WFEC | LN OKEENE1 - DOVERS1 138 kV | Monitored | 74 | 83 |  | 2022-05-05 18:10 | WFEC | OKEENE 2 | 521016 | DOVERSW2 | 520882 |  |  | 1 | WFEC.WFEC.9316.A
TMP197_22627 | 22627 | TVA | RCF | AECI | AECI | LN FLET_AEC - GOBKNOB 345 kV | Contingent | 247 | 247 |  | 2018-03-05 17:44 | AECI | 1FLTCHTR | 300040 | 7GOBKNOB | 300054 |  |  | 1 | AECI.AECI.FLETCH_GOB.A
TMP197_22627 | 22627 | TVA | RCF | AECI | AECI | LN FLET_AEC - LEEPER 161 kV | Monitored | 247 | 247 |  | 2018-03-05 17:44 | AECI | 1FLTCHTR | 300077 | 5LEEPER | 300093 |  |  | 1 | AECI.AECI.LEEPER-FLETCH.A
TMP198_22634 | 22634 | TVA | RCF | TVA | TVA | LN BULLR1 - VOLUNT1 500 kV | Contingent | 1254 | 1254 |  |  | TVA | 8BULL RUN FP | 360093 | 8VOLUNTEER | 360097 |  |  | 1 | TVA.TVA.1588T.T
TMP198_22634 | 22634 | TVA | RCF | TVA | TVA | XF BULLR1 500/161 kV | Monitored | 1254 | 1254 |  |  | TVA | 8BULL RUN FP | 360093 | 8BULL RUN FP | 360094 |  |  | 3 | TVA.TVA.BULLR1.2080.A
TMP199_27826 | 27826 | SWPP | RCF | MDU | MDU | LN MANDAN - MANDANW 115 kV | Contingent | 144 | 144 |  | 2022-07-11 11:05 | MDU | MANDAN 7 | 661054 | MANDANW7 | 661067 |  |  | 1 | MDU.MDU.MANDAMANDA11_2.1 | SWPP
TMP199_27826 | 27826 | SWPP | RCF | MDU | WAUE | LN BISMARK2 - ESTBMRK 115 kV | Monitored | 144 | 144 |  | 2022-07-11 11:05 | WAUE/MDU | BISMARK9 | 652427 | ESTBMRK7 | 661029 |  |  | 1 | WAUE.WAUE.ESTBMBISMA11_1.1 | SWPP
TMP200_25341 | 25341 | SWPP | INT | SPS | SPS | LN HITCH - MOORE_CO 230 kV | Contingent | 516 | 559 |  | 2019-11-25 21:29 | SPS | HITCHLAND 7 | 523095 | MOORE_W 3 | 523309 |  |  | 1 | SPS.SPS.LNK75.A
TMP200_25341 | 25341 | SWPP | INT | SPS | SPS | XF POTTER_S 345/230 kV | Monitored | 516 | 559 |  | 2019-11-25 21:29 | SPS | POTTER_CO 7 | 523961 | POTTER_CO 7 | 523959 |  |  | 1 | SPS.SPS.POTTER_S.XF1.XF345
TMP202_26363 | 26363 | SWPP | INT | OKGE | OKGE | LN TATONGA - MATHWSN7 345 kV | Contingent | 74 | 83 |  | 2021-02-03 00:42 | OKGE | TATONGA7 | 515407 | MATHWSN7 | 515497 |  |  |  | OKGE.OKGE.TATONGA_MATHWS.A
TMP202_26363 | 26363 | SWPP | INT | WFEC | WFEC | LN OKEENE1 - DOVERS1 138 kV | Monitored | 74 | 83 |  | 2021-02-03 00:42 | WFEC | OKEENE 2 | 521016 | DOVERSW2 | 520882 |  |  | 1 | WFEC.WFEC.9316.A
TMP203_27786 | 27786 | SWPP | INT | NPPD | NPPD | LN SHELDON - MONOLITH 115 kV | Monitored | 89 | 98 |  | 2022-06-23 15:07 | NPPD | SHELDON7 | 640278 | 640591 NPPD Monolith | 640591 |  |  | 1 | NPPD.NPPD.SHELDON_MONOLI.A
TMP204_27608 | 27608 | SWPP | INT | WFEC | WFEC | LN OKEENE1 - DOVERS1 138 kV | Monitored | 74 | 83 |  | 2022-04-28 09:18 | WFEC | OKEENE 2 | 521016 | DOVERSW2 | 520882 |  |  | 1 | WFEC.WFEC.9316.A
TMP204_27608 | 27608 | SWPP | INT | WFEC | WFEC | UN DOVERS1 - DOVERS1 138 kV | Contingent | 74 | 83 |  | 2022-04-28 09:18 | WFEC | DOVERSW2 |  | DOVERSW2 | 520882 |  |  | 1 | WFEC.WFEC.DOVERS1.138.MAVERICK_WIND
TMP205_25507 | 25507 | SWPP | INT | SPS | SPS | LN SUNDOWN2 - AMOCO_SW 230 kV | Contingent | 231 | 231 |  | 2020-02-24 00:59 | SPS | SUNDOWN 6 | 526435 | AMOCO_SS 6 | 526460 |  |  | 1 | SPS.SPS.153.1
TMP205_25507 | 25507 | SWPP | INT | SPS | SPS | LN WOLFFORT - TERRY_CO 115 kV | Monitored | 231 | 231 |  | 2020-02-24 00:59 | SPS | WOLFFORTH 3 | 526524 | TERRY_CNTY 2 | 526736 |  |  | 1 | SPS.SPS.161.1
TMP206_26670 | 26670 | MISO | RCF | EES | EES | LN ARK_NU - LONDNN 161 kV | Monitored | 303 | 303 |  | 2021-05-08 20:27 | EES | 1ANO U1 | 337912 |  | 0 |  |  | 1 | EES.EES.ARK_NU_LONDNN5.A
TMP206_26670 | 26670 | MISO | RCF | EES | EES | LN ARK_NU - PLS_HL 500 kV | Contingent | 303 | 303 |  | 2021-05-08 20:27 | EES | 1ANO U1 | 337909 | 8P.HILL% | 337922 |  |  | 1 | EES.EES.ARK_NU_PLS_HL8.A
TMP207_26573 | 26573 | MISO | RCF | NSP | NSP | LN HELENAMN - CHUB_LK 345 kV | Contingent | 322 | 322 |  | 2021-04-05 23:44 | NSP | HELENA 3 | 601050 | GRE-CHUBLAKT | 615649 |  |  | 1 | NSP.NSP.CHA_HNA_0960.1 | MISO
TMP207_26573 | 26573 | MISO | RCF | NSP | NSP | LN PANTHER - MCLEODN 230 kV | Monitored | 322 | 322 |  | 2021-04-05 23:44 | NSP | GRE-PANTHER4 | 615529 | HUC-MCLEOD 7 | 619940 |  |  | 1 | NSP.NSP.PANTHMCLEO23_1.1 | MISO
TMP208_24721 | 24721 | SWPP | INT | OKGE | OKGE | LN WAUKT - WAUKO 138 kV | Contingent | 74 | 83 |  | 2019-04-10 13:03 | OKGE | WAUKOTP4 | 514711 | WAUKOMI4 | 514710 |  |  | 1 | OKGE.OKGE.8614.A
TMP208_24721 | 24721 | SWPP | INT | WFEC | WFEC | LN OKEENE1 - DOVERS1 138 kV | Monitored | 74 | 83 |  | 2019-04-10 13:03 | WFEC | OKEENE 2 | 521016 | DOVERSW2 | 520882 |  |  | 1 | WFEC.WFEC.9316.A
TMP209_25952 | 25952 | SWPP | RCF | WAUE | WAUE | LN HETINGRW - BISON 230 kV | Contingent | 239 | 239 |  | 2020-09-08 09:18 | WAUE | HETINGR4 | 661047 | BISON 4 | 659351 |  |  | 1 | WAUE.WAUE.HETINBISON23_1.1 | SWPP
TMP209_25952 | 25952 | SWPP | RCF | WAUE | WAUE | LN MAURINE - BISON 230 kV | Contingent | 239 | 239 |  | 2020-09-08 09:18 | WAUE | MAURINE4 | 652497 | BISON 4 | 659351 |  |  | 1 | WAUE.WAUE.MAURIBISON23_1.1 | SWPP
TMP209_25952 | 25952 | SWPP | RCF | WAUE | WAUE | LN OAHE - SULLYBT 230 kV | Monitored | 239 | 239 |  | 2020-09-08 09:18 | WAUE | OAHE 4 | 652519 | SULLYBT4 | 655587 |  |  | 1 | WAUE.WAUE.OAHESULLY23_1.1 | SWPP
TMP210_27585 | 27585 | SWPP | INT | GRDA | OKGE | LN SONR1 - CLEVLND7 345 kV | Contingent | 194 | 222 |  | 2022-04-19 12:42 | OKGE/GRDA | SOONER 4 | 514803 | AFTONTER2 | 512694 |  |  | 1 | GRDA.GRDA.SONR_CLEVLND.A
TMP210_27585 | 27585 | SWPP | INT | OKGE | OKGE | LN STILW1 - SPVALLY2 138 kV | Monitored | 194 | 222 |  | 2022-04-19 12:42 | OKGE | STILWTR4 | 515011 | SPVALLY4 | 515574 |  |  | 1 | OKGE.OKGE.SPVALLY2_STILW.A
TMP212_27607 | 27607 | SWPP | RCF | OTP | OTP | LN CENTER2 - SQBUTTEW 230 kV | Contingent | 119 | 119 |  | 2022-04-28 08:14 | OTP | CENTER 4 | 657751 | YNG2 4 | 657756 |  |  | 1 | OTP.OTP.SQBUTCENTE23_1.1 | SWPP
TMP212_27607 | 27607 | SWPP | RCF | WAUE | WAUE | LN GARRISN - PICKCTY 115 kV | Monitored | 119 | 119 |  | 2022-04-28 08:14 | WAUE | GARRISN4 | 652442 | BEULAH 7 | 659543 |  |  | 1 | WAUE.WAUE.GARRIPICKC11_1.1 | SWPP
TMP213_27609 | 27609 | SWPP | INT | AECI | AECI | LN KINZEG1 - NORTHTAP 138 kV | Monitored | 191 | 191 |  | 2022-04-28 10:02 | AECI | KINZEGR2 | 512710 |  |  |  |  | 1 | AECI.AECI.8408.A
TMP213_27609 | 27609 | SWPP | INT | GRDA | OKGE | LN SONR1 - CLEVLND7 345 kV | Contingent | 191 | 191 |  | 2022-04-28 10:02 | OKGE/GRDA | SOONER 4 | 514803 | AFTONTER2 | 512694 |  |  | 1 | GRDA.GRDA.SONR_CLEVLND.A
TMP214_26364 | 26364 | SWPP | INT | MIDW | MIDW | LN POSTROCK - SPERVI1 345 kV | Contingent | 330 | 350 |  | 2021-02-03 10:17 | MIDW | POSTROCK7 | 530583 | SPRVL-T | 531469 |  |  | 1 | WR.MIDW.POSTRCK_SPERV.A
TMP214_26364 | 26364 | SWPP | INT | MIDW | MIDW | LN WR_SMKHL - SUMM 230 kV | Monitored | 330 | 350 |  | 2021-02-03 10:17 | WR/MIDW | SMOKYHL6 | 530592 | SUMMIT 7 | 532873 |  |  | 1 | WR.MIDW.SUMM_SMKHL.A
TMP215_26928 | 26928 | SWPP | RCF | NSP | NSP | LN CHARAMB - FENTON 115 kV | Contingent | 106 | 106 |  | 2021-09-07 16:23 | NSP | CHB321_1W | 603180 | FENTON8 | 603195 |  |  | 1 | NSP.NSP.CHARAFENTO11_1.1 | SWPP
TMP215_26928 | 26928 | SWPP | RCF | WAUE | WAUE | LN S3 - GRANITF 115 kV | Monitored | 106 | 106 |  | 2021-09-07 16:23 | WAUE | S3 7 | 652508 | GRANITF7 | 652551 |  |  | 1 | WAUE.WAUE.S3GRANI11_1.1 | SWPP
TMP216_26232 | 26232 | TVA | RCF | AECI | AECI | LN MARYVIL - NODAWAY 161 kV | Monitored | 243 | 243 |  | 2020-12-09 20:44 | AECI | 5MARYVL | 300097 | 1NDWYG1 | 300104 |  |  | 1 | AECI.AECI.NODAWY-MARYVL.A
TMP216_26232 | 26232 | TVA | RCF | MPS | AECI | LN MARYVIL - MRYVL_SJ 161 kV | Contingent | 243 | 243 |  | 2020-12-09 20:44 | AECI/MPS | 5MARYVL | 300097 | MARYVLE5 | 541251 |  |  | 1 | MPS.MPS.MARY-MARY_SJ.A
TMP216_26232 | 26232 | TVA | RCF | MPS | MPS | XF MRYVL_SJ 1/161 kV | Contingent | 243 | 243 |  | 2020-12-09 20:44 | MPS | MARYVIL21 | 541520 | MARYVLE5 | 541251 | MRVL#1 | 541378 | 4 | MPS.MPS.MRYVL_SJ.XF22.XF22_H
TMP216_26232 | 26232 | TVA | RCF | MPS | MPS | XF MRYVL_SJ 1/161 kV | Contingent | 243 | 243 |  | 2020-12-09 20:44 | MPS | MRVL#1 | 541378 | MARYVLE5 | 541251 | MARYVIL21 | 541520 | 4 | MPS.MPS.MRYVL_SJ.XF22.XF22_H
TMP216_26232 | 26232 | TVA | RCF | MPS | MPS | XF MRYVL_SJ 1/69 kV | Contingent | 243 | 243 |  | 2020-12-09 20:44 | MPS | MARYVLE5 | 541251 | MARYVLE5 | 541378 | MARYVIL21 | 541520 | 5 | MPS.MPS.MRYVL_SJ.XF22.XF22_L
TMP217_27755 | 27755 | SWPP | INT | OKGE | OKGE | LN JHNSTNCO - CANEY1 138 kV | Contingent | 133 | 153 |  | 2022-06-14 15:59 | OKGE | JOHNCO 4 | 514808 | CANEYCK4 | 515150 |  |  | 1 | OKGE.OKGE.JOHNCO_CANEY.A
TMP217_27755 | 27755 | SWPP | INT | OKGE | OKGE | LN RUSET - GLSES 138 kV | Monitored | 133 | 153 |  | 2022-06-14 15:59 | OKGE | RUSSET-4 | 515120 | GLASSES4 | 515147 |  |  | 1 | OKGE.OKGE.9013.A
TMP218_25530 | 25530 | SWPP | INT | OKGE | OKGE | LN KILDR - CKSKI1 138 kV | Contingent | 45 | 57 |  | 2020-03-05 01:40 | OKGE | KILDARE4 | 514760 | CHIKASI2 | 514757 |  |  | 1 | OKGE.OKGE.8669.A
TMP218_25530 | 25530 | SWPP | INT | OKGE | OKGE | LN KILDR - WHEGL 138 kV | Contingent | 45 | 57 |  | 2020-03-05 01:40 | OKGE | KILDARE4 | 514760 | WHEAGLE4 | 514761 |  |  | 1 | OKGE.OKGE.8672.A
TMP218_25530 | 25530 | SWPP | INT | OKGE | OKGE | LN MIDLTNTP - PECKHAM 138 kV | Contingent | 45 | 57 |  | 2020-03-05 01:40 | OKGE | MIDLTNT4 | 514804 | PECKHMT4 | 515381 |  |  | 1 | OKGE.OKGE.PECKHAM_MIDLND.A
TMP218_25530 | 25530 | SWPP | INT | OKGE | OKGE | LN NUKRKAT4 - KILDR 138 kV | Contingent | 45 | 57 |  | 2020-03-05 01:40 | OKGE | NWKRKAT4 | 514764 | KILDARE4 | 514760 |  |  | 1 | OKGE.OKGE.NUKRKAT4_KILDR.A
TMP218_25530 | 25530 | SWPP | INT | OKGE | OKGE | LN NUKRKAT4 - NUKRK 138 kV | Contingent | 45 | 57 |  | 2020-03-05 01:40 | OKGE | NWKRKAT4 | 514764 | NEWKIRK4 | 514759 |  |  | 1 | OKGE.OKGE.NUKRKAT4_NUKRK.A
TMP218_25530 | 25530 | SWPP | INT | OKGE | OKGE | LN PECKHAM - NUKRK 138 kV | Contingent | 45 | 57 |  | 2020-03-05 01:40 | OKGE | PECKHMT4 | 515381 | NEWKIRK4 | 514759 |  |  | 3 | OKGE.OKGE.8676.A
TMP218_25530 | 25530 | SWPP | INT | OKGE | OKGE | LN THREE - CHLOC 69 kV | Monitored | 45 | 57 |  | 2020-03-05 01:40 | OKGE | 3SANDS 2 | 514762 | CHILOCO2 | 514744 |  |  | 1 | OKGE.OKGE.8659.A
TMP218_25530 | 25530 | SWPP | INT | OKGE | WFEC | LN N_BRAMAN - PECKHAM 138 kV | Contingent | 45 | 57 |  | 2020-03-05 01:40 | WFEC/OKGE | *N_BRAMAN | 980035 | PECKHMT4 | 515381 |  |  | 1 | WFEC.WFEC.8674.A
TMP218_25530 | 25530 | SWPP | INT | WFEC | OKGE | LN MIDLTNTP - CHILOCCO 138 kV | Contingent | 45 | 57 |  | 2020-03-05 01:40 | OKGE/WFEC | MIDLTNT4 | 514804 | CHILOCCO4 | 521198 |  |  | 1 | OKGE.OKGE.MID_CHILOCCO.A
TMP218_25530 | 25530 | SWPP | INT | WFEC | OKGE | LN NUKRKAT4 - NEWKRKWF 138 kV | Contingent | 45 | 57 |  | 2020-03-05 01:40 | OKGE/WFEC | NWKRKAT4 | 514764 | New Newkirk | 521012 |  |  | 1 | OKGE.OKGE.NEWKIRK_WFEC.A
TMP218_25530 | 25530 | SWPP | INT | WR | OKGE | LN MIDLTNTP - CRSW 138 kV | Contingent | 45 | 57 |  | 2020-03-05 01:40 | OKGE/WR | MIDLTNT4 | 514804 | CRESWLN4 | 532981 |  |  | 1 | OKGE.OKGE.8673.A
TMP219_27749 | 27749 | SWPP | INT | OKGE | OKGE | LN BODLE - BRNTP 138 kV | Contingent | 95 | 95 |  | 2022-06-13 14:11 | OKGE | Bodle | 515155 | BROWNTP4 | 515152 |  |  | 1 | OKGE.OKGE.BODLE_BRNTP.A
TMP219_27749 | 27749 | SWPP | INT | OKGE | OKGE | LN BRNTP - LCITY 138 kV | Contingent | 95 | 95 |  | 2022-06-13 14:11 | OKGE | BROWNTP4 | 515152 | LTLCITY4 | 515151 |  |  | 1 | OKGE.OKGE.9041.A
TMP219_27749 | 27749 | SWPP | INT | OKGE | OKGE | LN BRNTP - STARRDTP 138 kV | Contingent | 95 | 95 |  | 2022-06-13 14:11 | OKGE | BROWNTP4 | 515152 |  |  |  |  | 1 | OKGE.OKGE.BROWNTP_STARTP.A
TMP219_27749 | 27749 | SWPP | INT | OKGE | OKGE | LN COLEMNTP - EXPLRPL4 138 kV | Contingent | 95 | 95 |  | 2022-06-13 14:11 | OKGE | Coleman Tap | 515153 | EXPLRPL4 | 515154 |  |  | 1 | OKGE.OKGE.COLMNTP_EXPLR.A
TMP219_27749 | 27749 | SWPP | INT | OKGE | OKGE | LN LCITY - CANEY1 138 kV | Contingent | 95 | 95 |  | 2022-06-13 14:11 | OKGE | LTLCITY4 | 515151 | CANEYCK4 | 515150 |  |  | 1 | OKGE.OKGE.9039.A
TMP219_27749 | 27749 | SWPP | INT | OKGE | OKGE | LN STARRDTP - BROWN2 138 kV | Contingent | 95 | 95 |  | 2022-06-13 14:11 | OKGE | Star Road Tap | 955017 | BROWN 4 | 515157 |  |  | 1 | OKGE.OKGE.STARTP_BROWN.A
TMP219_27749 | 27749 | SWPP | INT | OKGE | OKGE | LN STARRDTP - COLEMNTP 138 kV | Contingent | 95 | 95 |  | 2022-06-13 14:11 | OKGE | Star Road Tap | 0 | Coleman Tap | 515153 |  |  | 1 | OKGE.OKGE.STARTP_COLMNTP.A
TMP219_27749 | 27749 | SWPP | INT | WFEC | WFEC | LN TUPELO2 - SBROWN 138 kV | Monitored | 95 | 95 |  | 2022-06-13 14:11 | WFEC | TUPELO 4 | 505600 | S BROWN4 | 505602 |  |  | 1 | WFEC.WFEC.7444.A
TMP222_23412 | 23412 | MISO | RCF | AEP | CE | LN WILTON00 - DUMONT 765 kV | Contingent | 1195 | 1195 |  |  | CE/AEP | WILTON ; B | 270644 | 05DUMONT | 243206 |  |  | 1 | AEP.AEP.DUMONWILTO76_1.1
TMP222_23412 | 23412 | MISO | RCF | AMRN | AMIL | LN MAROA_E - GOOSECRK 345 kV | Monitored | 1195 | 1195 |  |  | AMIL/AMRN | 7MAROA E JCT | 348850 | 7GOOS_CRK | 348770 |  |  | 3 | AMIL.AMIL.CLNT_GOSC_4545.B
TMP223_27299 | 27299 | SWPP | INT | NPPD | NPPD | LN PAULINE - HASTING_ 115 kV | Monitored | 115 | 126 |  | 2021-12-28 11:43 | NPPD | PAULINE3 | 640313 | HASTCTY7 | 641088 |  |  | 1 | NPPD.NPPD.NP_1148-A.1
TMP223_27299 | 27299 | SWPP | INT | NPPD | NPPD | LN TOBIAS - MOORE 345 kV | Contingent | 115 | 126 |  | 2021-12-28 11:43 | NPPD | Tobias | 640525 | MOORE 3 | 640277 |  |  | 1 | NPPD.NPPD.3518B.A
TMP224_27539 | 27539 | SWPP | INT | NPPD | NPPD | LN HARBINE - BEATRICE 115 kV | Monitored | 99 | 109 |  | 2022-04-04 23:06 | NPPD | HARBINE7 | 640208 | BEATRCE7 | 640076 |  |  | 1 | NPPD.NPPD.1175A.A
TMP224_27539 | 27539 | SWPP | INT | SECI | WR | LN KNOB - GRNLEA1 115 kV | Contingent | 99 | 109 |  | 2022-04-04 23:06 | WR/SECI | KNOB HL3 | 533332 | GRNLEAF3 | 539665 |  |  | 1 | SECI.SECI.10525.A
TMP226_27803 | 27803 | SWPP | INT | EDE | WR | LN NSES - RAM452 161 kV | Monitored | 212 | 237 |  | 2022-06-28 22:56 | WR/EDE | NEOSHO 2 | 532937 | RIV4525 | 547469 |  |  | 1 | WR.WR.10291.A
TMP226_27803 | 27803 | SWPP | INT | GRDA | GRDA | XF GRDA17 13.8/1 kV | Contingent | 212 | 237 |  | 2022-06-28 22:56 | GRDA | GRDA1 5 | 0 | GRDA1 7 | 512650 | GRDA1 5 | 512656 | 6 | GRDA.GRDA.GRDA17.NRTH.NORTH_T
TMP226_27803 | 27803 | SWPP | INT | GRDA | GRDA | XF GRDA17 161/1 kV | Contingent | 212 | 237 |  | 2022-06-28 22:56 | GRDA | GRDA1 5 | 512656 |  | 0 | GRDA1 7 | 512650 | 5 | GRDA.GRDA.GRDA17.NRTH.NORTH_L
TMP226_27803 | 27803 | SWPP | INT | GRDA | GRDA | XF GRDA17 345/1 kV | Contingent | 212 | 237 |  | 2022-06-28 22:56 | GRDA | GRDA1 5 | 512650 |  | 0 | GRDA1 5 | 512656 | 4 | GRDA.GRDA.GRDA17.NRTH.NORTH_H
TMP228_27642 | 27642 | SWPP | INT | KCPL | KCPL | LN GA_WEST - CROSTOWN 161 kV | Monitored | 259 | 259 |  | 2022-05-09 19:08 | KCPL | GRAND W5 | 542988 | CROSTWN5 | 542990 |  |  | 1 | KCPL.KCPL.CROSTO_GA_WES1.1
TMP228_27642 | 27642 | SWPP | INT | WR | WR | LN STRA - 87TH_ST 345 kV | Contingent | 259 | 259 |  | 2022-05-09 19:08 | WR | STRANGR7 | 532772 | 87TH 7 | 532775 |  |  | 2 | WR.WR.CRAIG__STR_CR1.B
TMP230_25129 | 25129 | SWPP | INT | WR | WR | LN WICH - BENT 345 kV | Contingent | 400 | 440 |  | 2019-09-24 16:48 | WR | WICHITA7 | 532796 | BENTON 7 | 532791 |  |  | 1 | WR.WR.BENTWICH34_1.1
TMP230_25129 | 25129 | SWPP | INT | WR | WR | XF WICH 345/138 kV | Monitored | 400 | 440 |  | 2019-09-24 16:48 | WR | WICHITA7 | 532796 | WICHITA7 | 533040 |  |  | 1 | WR.WR.WICH.4359.WICH_12
TMP231_26571 | 26571 | MISO | RCF | ALTW | ALTW | LN BISONSS - COLBY 345 kV | Contingent | 256 | 256 |  | 2021-04-05 23:33 | ALTW | BISONSS | 0 | COLBY | 631202 |  |  | 1 | ALTW.ALTW.BISONCOLBY34_1.1 | MISO
TMP231_26571 | 26571 | MISO | RCF | ALTW | ALTW | LN CERROGD - EMERY 161 kV | Monitored | 256 | 256 |  | 2021-04-05 23:33 | ALTW | CGORDO_5 | 631049 | EMERY N8 | 631048 |  |  | 1 | ALTW.ALTW.CERROEMERY16_1.1 | MISO
TMP232_27503 | 27503 | SWPP | INT | OKGE | OKGE | XF NOWST1 13.8/1 kV | Contingent | 448 | 448 |  | 2022-03-24 14:42 | OKGE | NORTWST4 | 515743 | NORTWST4 | 514879 | NORTWST7 | 514880 | 07; 09 | OKGE.OKGE.NOWST1.8788.B_T
TMP232_27503 | 27503 | SWPP | INT | OKGE | OKGE | XF NOWST1 138/1 kV | Contingent | 448 | 448 |  | 2022-03-24 14:42 | OKGE | NORTWST4 | 514879 | NORTWST7 | 514880 | NORTWS31 | 515743 | 07; 08 | OKGE.OKGE.NOWST1.8788.B_S
TMP232_27503 | 27503 | SWPP | INT | OKGE | OKGE | XF NOWST1 345/1 kV | Contingent | 448 | 448 |  | 2022-03-24 14:42 | OKGE | NORTWST4 | 514880 | NORTWST4 | 514879 | NORTWS31 | 515743 | 7 | OKGE.OKGE.NOWST1.8788.B
TMP232_27503 | 27503 | SWPP | INT | OKGE | OKGE | XF NOWST1 345/1 kV | Monitored | 448 | 448 |  | 2022-03-24 14:42 | OKGE | NORTWST4 | 514880 | NORTWST4 | 514879 | NORTWS21 | 515742 | 4 | OKGE.OKGE.NOWST1.8787.A
TMP233_23506 | 23506 | SWPP | INT | CSWS | CSWS | LN SWEETWT6 - CHISHOLM 230 kV | Contingent | 63 | 69 |  | 2021-01-12 07:33 | CSWS | SWEETWT6 | 511541 | 511553 PSO CHISHOLM | 511557 |  |  | 1 | CSWS.CSWS.CHISHOLM_SWEET.A
TMP233_23506 | 23506 | SWPP | INT | CSWS | CSWS | XF SHAM 115/69 kV | Monitored | 63 | 69 |  | 2021-01-12 07:33 | CSWS | SHAM 2WT | 915031 | SHAM 2WT | 512106 |  |  | 1 | CSWS.CSWS.SHAM.S_ID.115_69
TMP234_27579 | 27579 | SWPP | INT | OKGE | OKGE | LN HUNTERS7 - WDRNG1 345 kV | Contingent | 360 | 360 |  | 2022-04-15 18:16 | OKGE | HUNTERS7 | 515476 | WOODRNG4 | 514715 |  |  | 1 | OKGE.OKGE.8622.A
TMP235_24956 | 24956 | PJM | RCF | CE | CE | LN BYRON000 - WAYNE001 345 kV | Contingent | 1479 | 1479 |  | 2019-07-10 12:21 | CE | BYRON ; B | 270678 | WAYNE ; R | 270917 |  |  | 1 | CE.CE.0626.1
TMP235_24956 | 24956 | PJM | RCF | CE | CE | LN CHERRYV - SILVERL0 345 kV | Monitored | 1479 | 1479 |  | 2019-07-10 12:21 | CE | CHERRY VA; R | 270694 | SILVER LK; R | 270883 |  |  | 1 | CE.CE.15616.1
TMP236_21615 | 21615 | MISO | RCF | AMRN | AMRN | LN ENON_TP - MTGY 345 kV | Monitored | 1126 | 1126 |  | 2019-03-22 14:28 | AMRN | 7ENON | 344535 | 7MONTGMRY | 345230 |  |  | 2 | AMRN.AMRN.BELU-MTGY-6.B
TMP236_21615 | 21615 | MISO | RCF | AMRN | AMRN | LN LABADIE - MTGY 345 kV | Contingent | 1126 | 1126 |  | 2019-03-22 14:28 | AMRN | 7LABADIE2 | 344885 | 7MONTGMRY | 345230 |  |  | 1 | AMRN.AMRN.L_MTGY_4.A
TMP237_26572 | 26572 | MISO | RCF | EES | EES | LN OSEOL2 - WILSON 161 kV | Monitored | 148 | 148 |  | 2021-04-06 00:06 | EES | 5OSCEOLA! | 338390 | 5WILSON! | 338181 |  |  | 1 | EES.EES.OSEOL2_WILSON5.A
TMP237_26572 | 26572 | MISO | RCF | EES | EES | LN SANSSU - DRIVER 500 kV | Contingent | 148 | 148 |  | 2021-04-06 00:06 | EES | 8SANS SOUCI% | 338188 | 338198 8DRIVER% | 338198 |  |  | 1 | EES.EES.DRIVER_SANSSU8.1
TMP238_21616 | 21616 | MISO | RCF | AMRN | AMRN | LN LABADIE - GRAY 345 kV | Contingent | 1200 | 1426 |  |  | AMRN | 7LABADIE2 | 344885 | 4GRAYSUM3 | 344648 |  |  |  | AMRN.AMRN.L_GRAY_1.A
TMP238_21616 | 21616 | MISO | RCF | AMRN | AMRN | LN LABADIE - GRAY 345 kV | Monitored | 1200 | 1426 |  |  | AMRN | 7LABADIE2 | 344885 | 4GRAYSUM3 | 344648 |  |  |  | AMRN.AMRN.L_GRAY_2.A
TMP239_26690 | 26690 | MISO | RCF | ALTW | ALTW | LN COLBY - EMERY 161 kV | Monitored | 366 | 366 |  | 2021-05-21 23:43 | ALTW | COLBY | 627016 | EMERY N8 | 631048 |  |  | 1 | ALTW.ALTW.COLBYEMERY16_1.1 | MISO
TMP239_26690 | 26690 | MISO | RCF | ALTW | ALTW | LN COLBY - KILLDEER 345 kV | Contingent | 366 | 366 |  | 2021-05-21 23:43 | ALTW | COLBY | 631202 | 631048 EMERY 5 | 631048 |  |  | 1 | ALTW.ALTW.COLBYKILLD34_1.1 | MISO
TMP240_21635 | 21635 | MISO | RCF | AMIL | AMIL | LN MTVRNON0 - PRAIR_ST 345 kV | Contingent | 1072 | 1273 |  |  | AMIL | 4MTVERNW 3 | 348827 | 1PR STATE G1 | 349129 |  |  | 1 | AMIL.AMIL.PRST_MTVW_4541.A
TMP240_21635 | 21635 | MISO | RCF | AMRN | AMRN | LN LUTS - STFR 345 kV | Monitored | 1072 | 1273 |  |  | AMRN | 7LUTESVIL | 344974 | 4ST FRANC 2 | 345773 |  |  | 1 | AMRN.AMRN.LUTS-STFR-1.A
TMP241_26279 | 26279 | MISO | RCF | NSP | NSP | LN HAWKN_LK - LYON_CO 345 kV | Contingent | 1057 | 1057 |  | 2021-01-02 10:45 | NSP | HAWKN_LK | 0 | LYON CO 3 | 601048 |  |  | 1 | NSP.NSP.HAWKNLYONC34_1.1 | MISO
TMP241_26279 | 26279 | MISO | RCF | WAUE | WAUE | LN WHITE - SPLT_RT 345 kV | Monitored | 1057 | 1057 |  | 2021-01-02 10:45 | WAUE | WHITE 3 | 652537 | SPLT RK3 | 601006 |  |  | 1 | WAUE.WAUE.SPLT_WHITE34_1.1 | MISO
TMP242_26632 | 26632 | SWPP | INT | EDE | EDE | LN MONETT - AUR1241 161 kV | Monitored | 223 | 223 |  | 2021-04-27 07:55 | EDE | MON383 2 | 547480 | AUR124 2 | 547468 |  |  | 1 | EDE.EDE.11337.A
TMP242_26632 | 26632 | SWPP | INT | SPA | EDE | LN LAR3821 - SPRGFLD 161 kV | Contingent | 223 | 223 |  | 2021-04-27 07:55 | EDE/SPA | LAR382 5 | 547479 | SPRGFLD2 | 505492 |  |  | 1 | SPA.SPA.SPFLD-LARUSL.A
TMP243_21586 | 21586 | PJM | RCF | AEP | AMIL | LN CSYW - SULLIVAN 345 kV | Monitored | 1332 | 1466 |  | 2020-07-23 09:11 | AMIL/AEP | 7CASEY | 346809 | 05SULLIVAN | 247712 |  |  | 1 | AEP.AEP.SULL-CSYW-1.1
TMP243_21586 | 21586 | PJM | RCF | CIN | AEP | LN DUMONT - GREENTOW 765 kV | Contingent | 1332 | 1466 |  | 2020-07-23 09:11 | AEP/CIN | 05DUMONT | 243206 | 05GRNTWN | 243207 |  |  | 1 | AEP.AEP.DUMONGREEN76_1.1
TMP244_21619 | 21619 | PJM | RCF | AMIL | AEP | LN SULLIVAN - CSYW 345 kV | Monitored | 1332 | 1466 |  | 2020-07-23 09:11 | AEP/AMIL | 05SULLIVAN | 247712 | 7CASEY | 346809 |  |  | 1 | AEP.AEP.SULL-CSYW-1.1
TMP244_21619 | 21619 | PJM | RCF | CE | AEP | LN DUMONT - WILTON00 765 kV | Contingent | 1332 | 1466 |  | 2020-07-23 09:11 | AEP/CE | 05DUMONT | 243206 | WILTON ; B | 270644 |  |  | 1 | AEP.AEP.DUMONWILTO76_1.1
TMP245_21856 | 21856 | TVA | RCF | TVA | TVA | LN VOLUNT1 - BULLR1 500 kV | Contingent | 2598 | 2598 |  |  | TVA | 8VOLUNTEER | 360097 | 8BULL RUN FP | 360093 |  |  | 1 | TVA.TVA.1588T.T
TMP245_21856 | 21856 | TVA | RCF | TVA | TVA | LN VOLUNT1 - WBNP11 500 kV | Monitored | 2598 | 2598 |  |  | TVA | 8VOLUNTEER | 360097 |  | 360085 |  |  | 1 | TVA.TVA.1587.A
TMP246_27340 | 27340 | SWPP | INT | NPPD | NPPD | LN GRISLD1 - MCCOOL 345 kV | Contingent | 320 | 352 |  | 2022-01-13 23:56 | NPPD | GR ISLD7 | 653571 | MCCOOL 3 | 640271 |  |  | 1 | NPPD.NPPD.12198.A
TMP246_27340 | 27340 | SWPP | INT | NPPD | NPPD | LN GRISLD1 - W_COLMBS 230 kV | Monitored | 320 | 352 |  | 2022-01-13 23:56 | NPPD | GR ISLD7 | 640200 | COLMB.W4 | 640131 |  |  | 1 | NPPD.NPPD.12063.A
TMP247_27849 | 27849 | TVA | RCF | TVA | TVA | LN 8CLAY - CHOCTAW 500 kV | Monitored | 1732 | 1732 |  | 2022-07-25 23:38 | TVA | 5CLAY | 360688 | CHOCTAW | 360654 |  |  | 1 | TVA.TVA.CHOC_WPONT.A
TMP248_25711 | 25711 | SWPP | RCF | MEC | ALTW | LN NUTHTCH - FRANKLN 161 kV | Contingent | 69 | 76 |  | 2020-06-02 23:14 | ALTW/MEC | NUTHTCH5 | 631166 | FRANKLN5 | 636230 |  |  | 1 | MEC.MEC.FRANKNUTHT16_1.1 | SWPP
TMP248_25711 | 25711 | SWPP | RCF | WAUE | ALTW | LN IFIP - FRMLNDTP 69 kV | Monitored | 69 | 76 |  | 2020-06-02 23:14 | ALTW/WAUE | IAFINDP5 | 630341 | FARM_TAP8 | 656769 |  |  | 1 | WAUE.WAUE.FRMLNIFIP69_1.1 | SWPP
TMP249_27581 | 27581 | SWPP | INT | AECI | AECI | XF NEW_MAD 345/161 kV | Contingent | 237 | 252 |  | 2022-04-18 09:36 | AECI | 5NEWMAD | 300046 | 5NEWMAD | 300103 |  |  | 3 | AECI.AECI.NEW_MAD.3442.T1
TMP249_27581 | 27581 | SWPP | INT | AECI | AECI | XF NEW_MAD 345/161 kV | Contingent | 237 | 252 |  | 2022-04-18 09:36 | AECI | 5NEWMAD | 300046 | 5NEWMAD | 300103 |  |  | 4 | AECI.AECI.NEW_MAD.3443.T2
TMP249_27581 | 27581 | SWPP | INT | SPA | AECI | LN IDALIA - SKST 161 kV | Monitored | 237 | 252 |  | 2022-04-18 09:36 | AECI/SPA | IDALIA 5 | 505434 | SIKESTN5 | 505428 |  |  | 1 | SPA.SPA.IDALIA-SIKES.A
TMP250_27664 | 27664 | SWPP | INT | NPPD | NPPD | LN HASTNGN - DONIPH2 115 kV | Monitored | 140 | 154 |  | 2022-05-17 00:27 | NPPD | N.HAST 7 | 640282 | DONIPHN7 | 640159 |  |  | 1 | NPPD.NPPD.NP_1244C.A
TMP250_27664 | 27664 | SWPP | INT | NPPD | NPPD | LN SWEETW4 - GRISLD1 345 kV | Contingent | 140 | 154 |  | 2022-05-17 00:27 | NPPD | SWEET W3 | 640374 | GR ISLD7 | 653571 |  |  | 1 | NPPD.NPPD.GRISLD1_SWEETW.A
TMP253_27481 | 27481 | SWPP | INT | OKGE | OKGE | LN MINCO - CIMARRON 345 kV | Contingent | 200 | 234 |  | 2022-03-17 04:04 | OKGE | MINCO 7 | 514801 | CIMARON4 | 514901 |  |  | 1 | OKGE.OKGE.CIMARRON_345.A
TMP253_27481 | 27481 | SWPP | INT | WFEC | OKGE | LN GRACMONT - ANADARKO 138 kV | Monitored | 200 | 234 |  | 2022-03-17 04:04 | OKGE/WFEC | GRACMNT7 | 515802 | ANADARK2 | 520814 |  |  | 1 | OKGE.OKGE.WASH_ANAD_2.A
TMP254_23456 | 23456 | TVA | RCF | AECI | AECI | LN BTLFIELD - JAMESVIL 161 kV | Monitored | 312 | 312 |  | 2018-12-04 08:41 | AECI | 5BTLFD | 300348 | 5JAMESV | 300089 |  |  | 1 | AECI.AECI.BTLFIELD_JAMES.A
TMP254_23456 | 23456 | TVA | RCF | AECI | SPA | LN SPRGFLD - NIXA1 161 kV | Contingent | 312 | 312 |  | 2018-12-04 08:41 | SPA/AECI | SPRGFLD2 | 505492 | 5NIXA-1 | 300678 |  |  | 1 | SPA.SPA.SPFLD-NIXA_1.A
TMP255_24828 | 24828 | SWPP | RCF | CSWS | CSWS | LN TL_HOLLY - CHIRENO4 138 kV | Monitored | 135 | 135 |  | 2019-05-21 10:57 | CSWS | Tex-La Holly | 509110 | CHIRENO4 Chireno | 509125 |  |  | 1 | CSWS.CSWS.TL_HOLLY_CHIRE.A
TMP255_24828 | 24828 | SWPP | RCF | EES | CSWS | LN LAYFLD_A - HARTBG 500 kV | Contingent | 135 | 135 |  | 2019-05-21 10:57 | CSWS/EES | LAYFLD8 | 509366 | 6HARTBRG! | 303028 |  |  | 1 | CSWS.CSWS.LAYFL_HART.A
TMP256_24516 | 24516 | SWPP | RCF | LES | OPPD | LN NEBRCTY - 103_ROKE 345 kV | Contingent | 956 | 956 |  | 2019-02-03 13:40 | OPPD/LES | S3458 3 | 645458 | 103&ROKEBY3 | 650189 |  |  | 1 | LES.LES.103_RNEBRC34_1.1 | SWPP
TMP256_24516 | 24516 | SWPP | RCF | OPPD | OPPD | LN NEBRCTY - SUB3456 345 kV | Monitored | 956 | 956 |  | 2019-02-03 13:40 | OPPD | S3458 3 | 645458 | S3456 3 | 645456 |  |  | 1 | OPPD.OPPD.NEBRCSUB3434_1.1 | SWPP
TMP257_27783 | 27783 | SWPP | INT | OKGE | OKGE | LN 134PENTP - WESTMOR4 138 kV | Monitored | 268 | 308 |  | 2022-06-22 18:21 | OKGE | SW134TP4 | 514876 | WESTMOR4 | 514887 |  |  | 1 | OKGE.OKGE.WEST_134PENTP.A
TMP257_27783 | 27783 | SWPP | INT | OKGE | OKGE | LN PLVAL - CHRCK 138 kV | Contingent | 268 | 308 |  | 2022-06-22 18:21 | OKGE | PLVALLY4 | 514929 | CHERYCK4 | 514957 |  |  | 1 | OKGE.OKGE.8827.A
TMP258_27529 | 27529 | SWPP | INT | WFEC | WFEC | LN GOTEBO - MTNVIEW 69 kV | Contingent | 72 | 72 |  | 2022-04-01 16:55 | WFEC | GOTEBO 2 | 520925 | MTNVIEW2 | 521003 |  |  | 1 | WFEC.WFEC.9364.A
TMP258_27529 | 27529 | SWPP | INT | WFEC | WFEC | ZBR GOTEBO - GOTEBO 69 kV | Monitored | 72 | 72 |  | 2022-04-01 16:55 | WFEC | GOTEBO 2 | 520925 | GOTEBO 2 | 520925 |  |  | 1 | WFEC.WFEC.LITTLE_ELK_ZBR.A
TMP259_26771 | 26771 | SWPP | INT | EDE | EDE | LN RAM452 - ORO1101 161 kV | Monitored | 402 | 402 |  | 2021-06-14 18:23 | EDE | RIV4525 | 547469 | ORO110 2 | 547467 |  |  | 1 | EDE.EDE.11330.A
TMP259_26771 | 26771 | SWPP | INT | EDE | EDE | LN STL4391 - JOP1451 161 kV | Contingent | 402 | 402 |  | 2021-06-14 18:23 | EDE | STL439 5 | 547498 | JOP145 2 | 547470 |  |  | 1 | EDE.EDE.11345.A
TMP260_26877 | 26877 | MISO | RCF | OTP | OTP | LN HANCOGRE - BENSON 115 kV | Contingent | 95 | 120.7 |  | 2021-08-13 15:36 | OTP | GRE-HANCOCK7 | 616006 | GRE-BENSON 7 | 615365 |  |  | 1 | OTP.OTP.HANCOBENSO11_1.1
TMP260_26877 | 26877 | MISO | RCF | OTP | OTP | LN HANCOGRE - WALDEN 115 kV | Contingent | 95 | 120.7 |  | 2021-08-13 15:36 | OTP | GRE-HANCOCK7 | 616006 | GRE-WALDEN 7 | 616001 |  |  | 1 | OTP.OTP.HANCOWALDE11_1.1
TMP260_26877 | 26877 | MISO | RCF | OTP | OTP | LN HOOT_LK - EFERGUS 115 kV | Monitored | 95 | 120.7 |  | 2021-08-13 15:36 | OTP | HOOTLK2G | 620043 | EFERGUS7 | 620170 |  |  | 1 | OTP.OTP.EFERGHOOT_11_1.1
TMP260_26877 | 26877 | MISO | RCF | OTP | OTP | LN MORRISOT - MORISOTP 115 kV | Contingent | 95 | 120.7 |  | 2021-08-13 15:36 | OTP | MORRIS 9 | 652555 | MOROTP 7 | 620218 |  |  | 1 | OTP.OTP.MORRIMORIS11_1.1
TMP260_26877 | 26877 | MISO | RCF | OTP | OTP | LN WALDEN - MORISOTP 115 kV | Contingent | 95 | 120.7 |  | 2021-08-13 15:36 | OTP | GRE-WALDEN 7 | 616001 | MOROTP 7 | 620218 |  |  | 1 | OTP.OTP.WALDEMORIS11_1.1
TMP261_27580 | 27580 | SWPP | INT | WAUE | WAUE | LN LCSWITCH - ARNEGARD 115 kV | Monitored | 125 | 125 |  | 2022-04-17 09:35 | WAUE | Lonesome Cr. Switchyard | 0 | ARNEGARD-MK7 | 655841 |  |  | 1 | WAUE.WAUE.LCSWTCH_ARGARD.A
TMP262_26106 | 26106 | SWPP | INT | OKGE | OKGE | LN RENFROW7 - HUNTERS7 345 kV | Contingent | 74 | 83 |  | 2020-10-28 16:56 | OKGE | RENFROW7 | 515543 | HUNTERS7 | 515476 |  |  | 1 | OKGE.OKGE.RENFROW_HUNTER.A
TMP262_26106 | 26106 | SWPP | INT | WFEC | WFEC | LN OKEENE1 - DOVERS1 138 kV | Monitored | 74 | 83 |  | 2020-10-28 16:56 | WFEC | OKEENE 2 | 521016 | DOVERSW2 | 520882 |  |  | 1 | WFEC.WFEC.9316.A
TMP263_27349 | 27349 | SWPP | INT | NPPD | NPPD | LN HASTING_ - PAULINE 115 kV | Monitored | 115 | 126 |  | 2022-01-15 20:25 | NPPD | HASTCTY7 | 641088 | PAULINE3 | 640313 |  |  | 1 | NPPD.NPPD.NP_1148-A.1
TMP263_27349 | 27349 | SWPP | INT | NPPD | NPPD | LN SWEETW4 - AXTELL1 345 kV | Contingent | 115 | 126 |  | 2022-01-15 20:25 | NPPD | SWEET W3 | 640374 | AXTELL 3 | 640065 |  |  | 1 | NPPD.NPPD.12006.A
TMP264_26565 | 26565 | SWPP | RCF | NSP | NSP | LN HAWKN_LK - LYON_CO 345 kV | Contingent | 413 | 413 |  | 2021-04-01 21:01 | NSP | HAWKN_LK | 0 | LYON CO 3 | 601048 |  |  | 1 | NSP.NSP.HAWKNLYONC34_1.1 | SWPP
TMP264_26565 | 26565 | SWPP | RCF | WAUE | WAUE | LN BLAIR - GRANITF 230 kV | Monitored | 413 | 413 |  | 2021-04-01 21:01 | WAUE | BLAIR 4 | 655465 | GRANITF7 | 652550 |  |  | 1 | WAUE.WAUE.GRANIBLAIR23_1.1 | SWPP
TMP265_25874 | 25874 | MISO | RCF | EES | EES | LN QUITMN - BEE_BR 161 kV | Monitored | 205 | 205 |  | 2020-07-24 20:32 | EES | 5QUITMAN! | 337926 | 5BEE BRANCH# | 338831 |  |  | 1 | EES.EES.BEE_BR_QUITMN5.A | MISO
TMP265_25874 | 25874 | MISO | RCF | EES | SPA | LN DARD_D - HILTOP_E 161 kV | Contingent | 205 | 205 |  | 2020-07-24 20:32 | SPA/EES | DARDANE5 | 505508 | 5HILLTOP% | 338110 |  |  | 1 | EES.EES.7344.A | MISO
TMP266_27514 | 27514 | SWPP | INT | WR | WR | LN FRANKLN5 - LITC 161 kV | Contingent | 100 | 110 |  | 2022-03-28 07:21 | WR | FRANKLIN5 | 532938 | LITCH 5 | 532932 |  |  | 1 | WR.WR.LITCMARM16_1.1
TMP266_27514 | 27514 | SWPP | INT | WR | WR | XF FRANKLN5 161/69 kV | Monitored | 100 | 110 |  | 2022-03-28 07:21 | WR | FRANKLIN5 | 532938 | FRANKLIN5 | 533876 |  |  | 1 | WR.WR.FRANKLN5.TX1.TX1
TMP267_22347 | 22347 | SWPP | RCF | WAUE | ALTW | LN CAYLER - WISDOMCB 161 kV | Contingent | 59 | 65 |  | 2020-11-10 11:04 | ALTW/WAUE | CAYLER5 | 631183 | WISDOM G | 656570 |  |  | 1 | ALTW.ALTW.CAYLEWISDO16_1.1 | SWPP
TMP267_22347 | 22347 | SWPP | RCF | WAUE | WAUE | LN ARENDS - FOSTRACB 69 kV | Monitored | 59 | 65 |  | 2020-11-10 11:04 | WAUE | OKOBOJI8 | 656523 | FOSTORIA8 | 656465 |  |  | 1 | WAUE.WAUE.OKOBOFOSTR69_1.1 | SWPP
TMP269_27201 | 27201 | SWPP | INT | AECI | WR | LN N345 - BLACKBRY 345 kV | Monitored | 870 | 870 |  | 2021-12-01 04:37 | WR/AECI | NEOSHO 7 | 532793 | 3007397BLACKBERRY | 300739 |  |  | 1 | WR.WR.BLCKBRY_NEOSH.A
TMP269_27201 | 27201 | SWPP | INT | AMRN | KCPL | LN SIBL_KCP - OVER 345 kV | Contingent | 870 | 870 |  | 2021-12-01 04:37 | KCPL/AMRN | KCPL SIBLEY PSEUDO STATION | 345408 | 7OVERTON | 345408 |  |  | 1 | AMRN.AMRN.OVER-SIB-3.A
TMP270_23432 | 23432 | SWPP | RCF | AECI | GRDA | LN CLEVLND7 - CLEV_AEC 138 kV | Monitored | 382 | 382 |  | 2019-01-11 09:49 | GRDA/AECI | AFTONTER2 | 512729 | 2CLEVLND | 300138 |  |  | 1 | GRDA.GRDA.CLEVL_GRD_AECI.A
TMP270_23432 | 23432 | SWPP | RCF | CSWS | GRDA | LN CLEVLND7 - TULSA_NO 345 kV | Contingent | 382 | 382 |  | 2019-01-11 09:49 | GRDA/CSWS | AFTONTER2 | 512694 | T.NO.2-4 | 509852 |  |  | 1 | GRDA.GRDA.CLEVELAND.A
TMP272_27635 | 27635 | SWPP | INT | OKGE | OKGE | LN STHRD - ROMAN 138 kV | Monitored | 133 | 153 |  | 2022-05-09 07:30 | OKGE | SOUTHRD4 | 514822 | ROMNOSE4 | 514823 |  |  | 1 | OKGE.OKGE.8718.A
TMP272_27635 | 27635 | SWPP | INT | OKGE | OKGE | LN TATONGA - MATHWSN7 345 kV | Contingent | 133 | 153 |  | 2022-05-09 07:30 | OKGE | TATONGA7 | 515407 | MATHWSN7 | 515497 |  |  |  | OKGE.OKGE.TATONGA_MATHW2.A
TMP273_27572 | 27572 | SWPP | INT | NPPD | NPPD | LN PAULINE - HASTING_ 115 kV | Contingent | 115 | 126 |  | 2022-04-12 14:43 | NPPD | PAULINE3 | 640313 | HASTCTY7 | 641088 |  |  | 2 | NPPD.NPPD.NP_1171-A.1
TMP273_27572 | 27572 | SWPP | INT | NPPD | NPPD | LN PAULINE - HASTING_ 115 kV | Monitored | 115 | 126 |  | 2022-04-12 14:43 | NPPD | PAULINE3 | 640313 | HASTCTY7 | 641088 |  |  | 1 | NPPD.NPPD.NP_1148-A.1
TMP274_25833 | 25833 | MISO | RCF | NSP | NSP | XF SPLIT_R 115/1 kV | Contingent | 358 | 358 |  | 2020-07-08 01:47 | NSP | SPLT RK7 | 603016 | SPLT RK7 | 600261 | SPK13.82 | 605037 | 04; 05 | NSP.NSP.SPLIT_R.TR10.TR10_2 | MISO
TMP274_25833 | 25833 | MISO | RCF | NSP | NSP | XF SPLIT_R 115/1 kV | Contingent | 358 | 358 |  | 2020-07-08 01:47 | NSP | SPLT RK7 | 603016 | SPLT RK7 | 600261 | SPLT RK3 | 601006 | 05; 04 | NSP.NSP.SPLIT_R.TR10.TR10_2 | MISO
TMP274_25833 | 25833 | MISO | RCF | NSP | NSP | XF SPLIT_R 13.8/1 kV | Contingent | 358 | 358 |  | 2020-07-08 01:47 | NSP | SPLT RK7 | 605037 | SPLT RK7 | 600261 | SPLT RK3 | 601006 | 04; 06 | NSP.NSP.SPLIT_R.TR10.TR10_3 | MISO
TMP274_25833 | 25833 | MISO | RCF | NSP | NSP | XF SPLIT_R 13.8/1 kV | Contingent | 358 | 358 |  | 2020-07-08 01:47 | NSP | SPLT RK7 | 605037 | SPLT RK7 | 600261 | SPLT RK7 | 603016 | 06; 04 | NSP.NSP.SPLIT_R.TR10.TR10_3 | MISO
TMP274_25833 | 25833 | MISO | RCF | NSP | NSP | XF SPLIT_R 345/1 kV | Contingent | 358 | 358 |  | 2020-07-08 01:47 | NSP | SPLT RK7 | 601006 | SPLT RK7 | 600261 | SPK13.82 | 605037 | 4 | NSP.NSP.SPLIT_R.TR10.TR10 | MISO
TMP274_25833 | 25833 | MISO | RCF | NSP | NSP | XF SPLIT_R 345/1 kV | Contingent | 358 | 358 |  | 2020-07-08 01:47 | NSP | SPLT RK7 | 601006 | SPLT RK7 | 600261 | SPLT RK7 | 603016 | 4 | NSP.NSP.SPLIT_R.TR10.TR10 | MISO
TMP274_25833 | 25833 | MISO | RCF | NSP | NSP | XF SPLIT_R 345/1 kV | Monitored | 358 | 358 |  | 2020-07-08 01:47 | NSP | SPLT RK7 | 601006 | SPLT RK7 | 600261 | SPK13.82 | 605037 | 1 | NSP.NSP.SPLIT_R.TR11.TR11 | MISO
TMP274_25833 | 25833 | MISO | RCF | NSP | NSP | XF SPLIT_R 345/1 kV | Monitored | 358 | 358 |  | 2020-07-08 01:47 | NSP | SPLT RK7 | 601006 | SPLT RK7 | 600261 | SPLT RK7 | 603016 | 1 | NSP.NSP.SPLIT_R.TR11.TR11 | MISO
TMP274_25833 | 25833 | MISO | RCF | NSP | WAUE | LN SPLT_RT - SPLIT_R 345 kV | Contingent | 358 | 358 |  | 2020-07-08 01:47 | WAUE/NSP | SPLT RK3 | 601006 | SPLT RK7 | 601006 |  |  | 1 | NSP.NSP.SPLT_SPLIT34_1.1 | MISO
TMP275_24713 | 24713 | TVA | RCF | AECI | AECI | LN GENTRY - FAIRPORT 161 kV | Monitored | 222 | 222 |  | 2019-04-09 09:44 | AECI | 5GENTRY | 300073 | 5FAIRPT | 300076 |  |  | 1 | AECI.AECI.FAIRPT-NODAWY.A
TMP275_24713 | 24713 | TVA | RCF | MPS | KCPL | LN IATAN - EASTTOWN 345 kV | Contingent | 222 | 222 |  | 2019-04-09 09:44 | KCPL/MPS | IATAN 7 | 542982 | EASTOWN7 | 541400 |  |  | 1 | MPS.MPS.IATAN__ST_JOE1.A
TMP278_25759 | 25759 | MISO | RCF | AECI | AMRN | LN OVER - MCC2 345 kV | Contingent | 560 | 560 |  | 2020-06-12 11:17 | AMRN/AECI | 7OVERTON | 345408 | 7MCCRED | 300044 |  |  | 1 | AECI.AECI.MCC2-OVER.A | MISO
TMP278_25759 | 25759 | MISO | RCF | AMRN | AMRN | XF OVER 345/161 kV | Monitored | 560 | 560 |  | 2020-06-12 11:17 | AMRN | 7OVERTON | 345408 | 7OVERTON | 345409 |  |  | 1 | AMRN.AMRN.OVER.X345.XFMR_1_345 | MISO
TMP279_23947 | 23947 | SWPP | RCF | WR | WR | LN KELL - GOFF 115 kV | Monitored | 226 | 254 |  | 2018-06-13 23:57 | WR | KELLY 5 | 533217 | Goff | 533331 |  |  | 1 | WR.WR.KELL_GOFF.A
TMP279_23947 | 23947 | SWPP | RCF | WR | WR | XF TECH 161/115 kV | Contingent | 226 | 254 |  | 2018-06-13 23:57 | WR | TECHILE3 | 532920 | TECHILE3 | 533182 |  |  | 3 | WR.WR.TECH.4374.TECH_1
TMP280_25751 | 25751 | SWPP | INT | KCPL | KCPL | LN STILWELL - REDEL5 161 kV | Monitored | 311 | 334 |  | 2020-06-09 16:42 | KCPL | STILWEL7 | 542969 | REDEL 5 | 543053 |  |  | 1 | KCPL.KCPL.MART_C_STILWE1.1
TMP280_25751 | 25751 | SWPP | INT | MPS | KCPL | LN STILWELL - PECULIA7 345 kV | Contingent | 311 | 334 |  | 2020-06-09 16:42 | KCPL/MPS | STILWEL7 | 542968 | PECULR 7 | 541198 |  |  | 1 | MPS.MPS.SIBLEY_STILWE1.B
TMP281_23978 | 23978 | SWPP | RCF | EDE | EDE | LN TIP2921 - MONETT 161 kV | Contingent | 215 | 215 |  | 2018-06-22 16:26 | EDE | TIP292 5 | 547472 | MON383 2 | 547480 |  |  | 1 | EDE.EDE.11351.A
TMP281_23978 | 23978 | SWPP | RCF | EDE | SPA | LN CARTHAGE - LAR3821 161 kV | Monitored | 215 | 215 |  | 2018-06-22 16:26 | SPA/EDE | CARTHG 2 | 505488 | LAR382 5 | 547479 |  |  | 1 | SPA.SPA.7367.A
TMP282_25079 | 25079 | SWPP | INT | SECI | SECI | LN CUDAHY1 - KISMET 115 kV | Monitored | 119.5 | 135.8 |  | 2019-09-04 14:23 | SECI | CUDAHY 3 | 539659 | KISMET 3 | 539646 |  |  | 1 | SECI.SECI.10884B.A
TMP282_25079 | 25079 | SWPP | INT | SPS | SPS | LN FINNEY1 - CARPENTR 345 kV | Contingent | 119.5 | 135.8 |  | 2019-09-04 14:23 | SPS | FINNEY 7 | 523853 | Carpenter Walkemeyer | 523823 |  |  | 1 | SPS.SPS.FINNEY_CARPNTR.A
TMP283_24913 | 24913 | SWPP | INT | WAUE | WAUE | LN HURON - HURONTAP 115 kV | Monitored | 120 | 120 |  | 2019-06-20 18:05 | WAUE | HURON 7 | 652515 | BTAP WP7 | 660009 |  |  | 1 | WAUE.WAUE.HURONHURON11_1.1
TMP283_24913 | 24913 | SWPP | INT | WAUE | WAUE | LN HURON - WESTPRK 115 kV | Contingent | 120 | 120 |  | 2019-06-20 18:05 | WAUE | HURON 7 | 652515 | HURONWP7 | 652332 |  |  | 1 | WAUE.WAUE.WESTPHURON11_1.1
TMP284_26385 | 26385 | SWPP | INT | OKGE | OKGE | XF JHNSTNCO 13.8/1 kV | Contingent | 95 | 95 |  | 2021-02-12 06:59 | OKGE | JOHNCO 4 | 514808 | JOHNCO 4 | 514808 | JOHNCO 7 | 514809 | 3 | OKGE.OKGE.JHNSTNCO.T3.T3_T
TMP284_26385 | 26385 | SWPP | INT | OKGE | OKGE | XF JHNSTNCO 138/1 kV | Contingent | 95 | 95 |  | 2021-02-12 06:59 | OKGE | JOHNCO 4 | 514808 | JOHNCO 7 | 514809 | JOHNCO 7 | 514809 | 02; 02 | OKGE.OKGE.JHNSTNCO.T3.T3_L
TMP284_26385 | 26385 | SWPP | INT | OKGE | OKGE | XF JHNSTNCO 345/1 kV | Contingent | 95 | 95 |  | 2021-02-12 06:59 | OKGE | JOHNCO 4 | 514809 | JOHNCO 4 | 514808 | JOHNCO 4 | 514808 | 01; 01 | OKGE.OKGE.JHNSTNCO.T3.T3_H
TMP284_26385 | 26385 | SWPP | INT | WFEC | WFEC | LN TUPELO2 - SBROWN 138 kV | Monitored | 95 | 95 |  | 2021-02-12 06:59 | WFEC | TUPELO 4 | 505600 | S BROWN4 | 505602 |  |  | 1 | WFEC.WFEC.7444.A
TMP285_27302 | 27302 | SWPP | INT | CSWS | OKGE | LN CIMARRON - TUTCONTP 138 kV | Monitored | 191 | 191 |  | 2021-12-28 18:42 | OKGE/CSWS | CIMARON4 | 514898 | 511425 CSWS Tuttle Conoco Tap | 511425 |  |  | 1 | OKGE.OKGE.CIMARRON_138.A
TMP285_27302 | 27302 | SWPP | INT | OKGE | OKGE | LN MINCO - GRACMONT 345 kV | Contingent | 191 | 191 |  | 2021-12-28 18:42 | OKGE | MINCO 7 | 514801 | GRACMNT7 | 515800 |  |  | 1 | OKGE.OKGE.LAWTON_MINCO.A
TMP286_27427 | 27427 | SWPP | INT | MDU | WAUE | LN BISMARK2 - ESTBMRK 115 kV | Monitored | 144 | 144 |  | 2022-02-25 20:23 | WAUE/MDU | BISMARK9 | 652427 | ESTBMRK7 | 661029 |  |  | 1 | WAUE.WAUE.ESTBMBISMA11_1.1
TMP286_27427 | 27427 | SWPP | INT | MDU | WAUE | LN WARDWA - MANDAN 230 kV | Contingent | 144 | 144 |  | 2022-02-25 20:23 | WAUE/MDU | WARD 4 | 652296 | MANDAN 7 | 661053 |  |  | 1 | MDU.MDU.MANDAWARDW23_1.1
TMP288_24865 | 24865 | SWPP | INT | OKGE | OKGE | LN MUSKOGEE - FTSMTH 345 kV | Contingent | 172 | 201 |  | 2019-06-04 14:41 | OKGE | MUSKOGE2 | 515224 | FTSMTHW5 | 515302 |  |  | 1 | OKGE.OKGE.9099.A
TMP288_24865 | 24865 | SWPP | INT | SPA | SPA | LN MUSKTAP - GORE1 161 kV | Monitored | 172 | 201 |  | 2019-06-04 14:41 | SPA | MUSKTAP5 | 505558 | GORE 5 | 505552 |  |  | 1 | SPA.SPA.7408.A
TMP289_24134 | 24134 | SWPP | INT | SPS | SPS | LN PLXSUB - NEWHART 230 kV | Contingent | 478 | 546 |  | 2018-09-16 01:53 | SPS | PLANT_X 3 | 525481 | NEWHART 3 | 525461 |  |  | 1 | SPS.SPS.108.1
TMP289_24134 | 24134 | SWPP | INT | SPS | SPS | LN TOLKSUB - TUCO 230 kV | Monitored | 478 | 546 |  | 2018-09-16 01:53 | SPS | TOLK_TAP 6 | 0 | TUCO_INT 6 | 525830 |  |  | 1 | SPS.SPS.TOLKSTUCO50_1.1
TMP290_26120 | 26120 | SWPP | INT | CSWS | CSWS | LN SWEETWT6 - CHISHOLM 230 kV | Monitored | 353 | 353 |  | 2020-10-30 15:37 | CSWS | SWEETWT6 | 511541 | 511553 PSO CHISHOLM | 511557 |  |  | 1 | CSWS.CSWS.CHISHOLM_SWEET.A
TMP290_26120 | 26120 | SWPP | INT | SPS | SPS | LN HITCH - CARPENTR 345 kV | Contingent | 353 | 353 |  | 2020-10-30 15:37 | SPS | HITCHLAND 7 | 523097 | Carpenter Walkemeyer | 523823 |  |  | 1 | SPS.SPS.CARPNTR_HITCH.A
TMP291_27639 | 27639 | MISO | RCF | ALTW | MEC | LN OBRIENCO - LAKEFLD 345 kV | Contingent | 864 | 864 |  | 2022-05-09 22:09 | MEC/ALTW | 635400 HIGHLND 3 | 635400 | LKFLD698 | 631138 |  |  | 1 | ALTW.ALTW.LAKEFOBRIE34_1.1
TMP291_27639 | 27639 | MISO | RCF | MEC | MEC | LN REMSNSRT - RAUN 345 kV | Monitored | 864 | 864 |  | 2022-05-09 22:09 | MEC |  | 0 | RAUN 3 | 635200 |  |  | 1 | MEC.MEC.RAUNREMSN34_1.1
TMP292_25845 | 25845 | SWPP | RCF | KCPL | KCPL | LN NASHUA - HAWTHORN 345 kV | Contingent | 250 | 281 |  | 2020-07-09 23:15 | KCPL | NASHUA 7 | 542980 | HAWTH 7 | 542972 |  |  | 1 | KCPL.KCPL.NASHUA_HAWTH.A | SWPP
TMP292_25845 | 25845 | SWPP | RCF | MPS | MPS | LN NASH_MPS - LBRTYWT5 161 kV | Monitored | 250 | 281 |  | 2020-07-09 23:15 | MPS | NASHUA 5 | 541203 | LBRTYWT5 | 541247 |  |  | 1 | MPS.MPS.10988.A | SWPP
TMP293_27534 | 27534 | SWPP | INT | NPPD | NPPD | LN HARBINE - BEATRICE 115 kV | Monitored | 99 | 109 |  | 2022-04-03 00:28 | NPPD | HARBINE7 | 640208 | BEATRCE7 | 640076 |  |  | 1 | NPPD.NPPD.1175A.A
TMP293_27534 | 27534 | SWPP | INT | NPPD | NPPD | LN MCCOOL - MOORE 345 kV | Contingent | 99 | 109 |  | 2022-04-03 00:28 | NPPD | MCCOOL 3 | 640271 | MOORE 3 | 640277 |  |  | 1 | NPPD.NPPD.NP_3502-A.A
TMP294_27452 | 27452 | TVA | RCF | AECI | AECI | LN ESEX - W_NEWMAD 345 kV | Contingent | 242 | 242 |  | 2022-03-09 00:12 | AECI | 1ESSEXG | 300038 | 8WNEWMADRID | 301407 |  |  | 1 | AECI.AECI.WNMAD_ESEX.A
TMP294_27452 | 27452 | TVA | RCF | AECI | AECI | LN ST_FRAN - GRN_FRST 161 kV | Monitored | 242 | 242 |  | 2022-03-09 00:12 | AECI | 5STFRAN | 300115 | 5GRNFRT | 300084 |  |  | 1 | AECI.AECI.GRN_FR-ST_FRN.A
TMP294_27452 | 27452 | TVA | RCF | AMRN | AECI | LN ESEX - LUTS 345 kV | Contingent | 242 | 242 |  | 2022-03-09 00:12 | AECI/AMRN | 1ESSEXG | 300038 | 7LUTESVIL | 344974 |  |  | 1 | AMRN.AMRN.NMAD-LUTS-1.A
TMP295_27186 | 27186 | MISO | RCF | NSP | NSP | LN HELENAMN - CHUB_LK 345 kV | Contingent | 1195 | 1195 |  | 2021-11-24 22:40 | NSP | HELENA 3 | 601050 | GRE-CHUBLAKT | 615649 |  |  | 1 | NSP.NSP.CHA_HNA_0960.1 | MISO
TMP295_27186 | 27186 | MISO | RCF | NSP | NSP | LN SCOTTCO - BLUE_LK 345 kV | Monitored | 1195 | 1195 |  | 2021-11-24 22:40 | NSP | SCOTTCO3 | 601055 | BLUE LK3 | 601015 |  |  | 1 | NSP.NSP.SCOTTBLUE_34_1.1 | MISO
TMP296_23534 | 23534 | MISO | RCF | MEC | MEC | XF MONONA 161/69 kV | Monitored | 42 | 42 |  | 2018-02-22 23:14 | MEC | MONONA 8 | 635300 | MONONA 8 | 635301 |  |  | 1 | MEC.MEC.MONONA.AC.MON_AC | MISO
TMP297_24699 | 24699 | SWPP | RCF | WAUE | WAUE | LN ANTELOP - ROUNDUP 345 kV | Contingent | 321 | 321 |  | 2019-04-05 17:25 | WAUE | ANTEL32G | 0 | ROUNDUP 3 | 659384 |  |  | 1 | WAUE.WAUE.ANTELOP_CHAR_2.A | SWPP
TMP297_24699 | 24699 | SWPP | RCF | WAUE | WAUE | LN DKSNNDWP - BELFELD 230 kV | Monitored | 321 | 321 |  | 2019-04-05 17:25 | WAUE | DICKNSN4 | 659124 | BELFELD9 | 652425 |  |  | 1 | WAUE.WAUE.DKSNNBELFE23_1.1 | SWPP
TMP298_27311 | 27311 | MISO | RCF | NSP | NSP | LN MARS_SS - NSEVENSP 115 kV | Monitored | 140 | 154 |  | 2022-01-04 18:54 | NSP | MARSHAL7 | 658068 | MMU 7ST7 | 658070 |  |  | 1 | NSP.NSP.NSEVEMARS_11_1.1
TMP298_27311 | 27311 | MISO | RCF | NSP | NSP | LN MARS_SW - SARATOG 115 kV | Contingent | 140 | 154 |  | 2022-01-04 18:54 | NSP | MMU SW 7 | 658076 | SARATOG7 | 658074 |  |  | 1 | NSP.NSP.MARS_SARAT11_1.1
TMP299_23911 | 23911 | SWPP | RCF | MPS | MPS | LN KETCHEM - SIBLEY 345 kV | Contingent | 1195 | 1195 |  | 2018-06-01 01:57 | MPS | 541500 KETCHEM7 | 541500 | SIBLEY 7 | 541201 |  |  | 1 | MPS.MPS.SIBLEY_KETCH.A | SWPP
TMP299_23911 | 23911 | SWPP | RCF | NPPD | OPPD | LN NEBRCTY - COOPER 345 kV | Monitored | 1195 | 1195 |  | 2018-06-01 01:57 | OPPD/NPPD | S3458 3 | 645458 | COOPER 3 | 640139 |  |  | 1 | OPPD.OPPD.12080.1 | SWPP
TMP300_27456 | 27456 | SWPP | INT | OKGE | OKGE | LN BADGER7 - WDWRDEHV 345 kV | Contingent | 516 | 559 |  | 2022-03-09 18:44 | OKGE | Badger 7 | 515677 | WWRDEHV7 | 515375 |  |  | 1 | OKGE.OKGE.WOODWRD_BADGR2.A
TMP300_27456 | 27456 | SWPP | INT | OKGE | OKGE | LN WDWRDEHV - BOBCAT7 345 kV | Contingent | 516 | 559 |  | 2022-03-09 18:44 | OKGE | WWRDEHV7 | 515375 | Bobcat | 560071 |  |  | 1 | OKGE.OKGE.BOBCAT_WDWRD2.2
TMP300_27456 | 27456 | SWPP | INT | OKGE | OKGE | ZBR WDWRDEHV - WDWRDEHV 345 kV | Contingent | 516 | 559 |  | 2022-03-09 18:44 | OKGE | WWRDEHV7 | 515375 | WWRDEHV7 | 515375 |  |  | 1 | OKGE.OKGE.BADGR_REACT_2.A
TMP300_27456 | 27456 | SWPP | INT | SPS | SPS | XF POTTER_S 345/230 kV | Monitored | 516 | 559 |  | 2022-03-09 18:44 | SPS | POTTER_CO 7 | 523961 | POTTER_CO 7 | 523959 |  |  | 1 | SPS.SPS.POTTER_S.XF1.XF345
TMP301_26408 | 26408 | TVA | RCF | AECI | AECI | LN FRKS - HUBEN 345 kV | Monitored | 791 | 791 |  | 2021-02-15 16:00 | AECI | 7FRANKS | 300041 | 5HUBEN | 300042 |  |  | 1 | AECI.AECI.HUBEN-FRANKS.A
TMP301_26408 | 26408 | TVA | RCF | WR | KCPL | LN LACYGNE - N345 345 kV | Contingent | 791 | 791 |  | 2021-02-15 16:00 | KCPL/WR | LACYGNE7 | 542981 | NEOSHO 7 | 532793 |  |  | 1 | KCPL.KCPL.LACYGN_NEOSHO1.1
TMP302_27254 | 27254 | SWPP | INT | OKGE | OKGE | LN CIMARRON - DRAPR1 345 kV | Monitored | 1195 | 1195 |  | 2021-12-10 19:50 | OKGE | CIMARON4 | 514901 | DRAPER 4 | 514934 |  |  | 1 | OKGE.OKGE.8803.A
TMP302_27254 | 27254 | SWPP | INT | OKGE | OKGE | LN NOWST1 - ARCAD7 345 kV | Contingent | 1195 | 1195 |  | 2021-12-10 19:50 | OKGE | NORTWST4 | 514880 | ARCADIA4 | 514908 |  |  | 1 | OKGE.OKGE.8790.A
TMP304_25881 | 25881 | SWPP | RCF | WAUE | ALTW | LN ANITA - ANTA_TP 161 kV | Contingent | 59 | 65 |  | 2020-08-01 16:11 | ALTW/WAUE | ANITA 8 | 631070 | ANTA TP5 | 631069 |  |  | 1 | ALTW.ALTW.ANTA_ANITA16_1.1
TMP304_25881 | 25881 | SWPP | RCF | WAUE | WAUE | LN ANTA_TP - EXIRAWA 161 kV | Contingent | 59 | 65 |  | 2020-08-01 16:11 | WAUE | ANTA TP5 | 631069 | EXIRA 5 | 652603 |  |  | 1 | WAUE.WAUE.EXIRAANTA_16_1.1
TMP304_25881 | 25881 | SWPP | RCF | WAUE | WAUE | LN CRESTONW - ANTA_TP 161 kV | Contingent | 59 | 65 |  | 2020-08-01 16:11 | WAUE | CRESTON5 | 652560 | ANTA TP5 | 631069 |  |  | 1 | WAUE.WAUE.CRESTANTA_16_1.1
TMP304_25881 | 25881 | SWPP | RCF | WAUE | WAUE | LN DENISON - MANCBPC 69 kV | Monitored | 59 | 65 |  | 2020-08-01 16:11 | WAUE | DENISON8 | 652583 | MANNINGTAP 8 | 656267 |  |  | 1 | WAUE.WAUE.DENISMANCB69_1.1
TMP305_27851 | 27851 | SWPP | INT | OKGE | OKGE | LN CIMARRON - HAYMAKR4 138 kV | Monitored | 268 | 308 |  | 2022-07-25 22:33 | OKGE | CIMARON4 | 514898 | HAYMAKR4 | 514863 |  |  | 1 | OKGE.OKGE.8765.B
TMP305_27851 | 27851 | SWPP | INT | OKGE | OKGE | LN JENSN_RD - JNSNT 138 kV | Contingent | 268 | 308 |  | 2022-07-25 22:33 | OKGE | JENSEN 4 | 514821 | JENSENT4 | 514820 |  |  | 1 | OKGE.OKGE.8715.A
TMP305_27851 | 27851 | SWPP | INT | OKGE | OKGE | LN JNSNT - CIMARRON 138 kV | Contingent | 268 | 308 |  | 2022-07-25 22:33 | OKGE | JENSENT4 | 514820 | CIMARON4 | 514898 |  |  | 1 | OKGE.OKGE.8716.A
TMP305_27851 | 27851 | SWPP | INT | OKGE | OKGE | LN JNSNT - ELRNO1 138 kV | Contingent | 268 | 308 |  | 2022-07-25 22:33 | OKGE | JENSENT4 | 514820 | ELRENO 2 | 514819 |  |  | 1 | OKGE.OKGE.8712.A
TMP306_23643 | 23643 | SWPP | INT | OKGE | OKGE | LN BOYD - CDRLN 138 kV | Monitored | 191 | 191 |  |  | OKGE | BOYD 4 | 514958 | CEDARLN4 | 514948 |  |  | 1 | OKGE.OKGE.8858.A
TMP306_23643 | 23643 | SWPP | INT | OKGE | OKGE | LN PLVAL - HOLWD 138 kV | Contingent | 191 | 191 |  |  | OKGE | PLVALLY4 | 514929 | HOLLYWD4 | 514953 |  |  | 1 | OKGE.OKGE.8826.A
TMP308_27753 | 27753 | SWPP | INT | WAUE | WAUE | LN FAITH - EAGLEBT 115 kV | Monitored | 80 | 88 |  | 2022-06-13 23:02 | WAUE | FAITH 7 | 652243 | EAGLEBT7 | 652476 |  |  | 1 | WAUE.WAUE.FAITHEAGLE11_1.1
TMP308_27753 | 27753 | SWPP | INT | WAUE | WAUE | XF MAURINE 115/1 kV | Contingent | 80 | 88 |  | 2022-06-13 23:02 | WAUE | MAURINE4 | 652480 | MAURINE4 | 652129 | MAURINE4 | 652497 | 1 | WAUE.WAUE.MAURINE.V1A1.KV1A2
TMP308_27753 | 27753 | SWPP | INT | WAUE | WAUE | XF MAURINE 115/1 kV | Contingent | 80 | 88 |  | 2022-06-13 23:02 | WAUE | MAURINE4 | 652480 | MAURINE4 | 652129 | MAURINE9 | 652247 | 1 | WAUE.WAUE.MAURINE.V1A1.KV1A2
TMP308_27753 | 27753 | SWPP | INT | WAUE | WAUE | XF MAURINE 13.8/1 kV | Contingent | 80 | 88 |  | 2022-06-13 23:02 | WAUE | MAURINE4 | 652247 | MAURINE4 | 652129 | MAURINE4 | 652497 | 3 | WAUE.WAUE.MAURINE.V1A1.KV1A3
TMP308_27753 | 27753 | SWPP | INT | WAUE | WAUE | XF MAURINE 13.8/1 kV | Contingent | 80 | 88 |  | 2022-06-13 23:02 | WAUE | MAURINE4 | 652247 | MAURINE4 | 652129 | MAURINE7 | 652480 | 3 | WAUE.WAUE.MAURINE.V1A1.KV1A3
TMP308_27753 | 27753 | SWPP | INT | WAUE | WAUE | XF MAURINE 230/1 kV | Contingent | 80 | 88 |  | 2022-06-13 23:02 | WAUE | MAURINE4 | 652497 | MAURINE4 | 652129 | MAURINE7 | 652480 | 2 | WAUE.WAUE.MAURINE.V1A1.KV1A1
TMP308_27753 | 27753 | SWPP | INT | WAUE | WAUE | XF MAURINE 230/1 kV | Contingent | 80 | 88 |  | 2022-06-13 23:02 | WAUE | MAURINE4 | 652497 | MAURINE4 | 652129 | MAURINE9 | 652247 | 2 | WAUE.WAUE.MAURINE.V1A1.KV1A1
TMP309_24698 | 24698 | SWPP | INT | OKGE | OKGE | LN CLEOC1 - CLEOCTP 138 kV | Contingent | 74 | 83 |  | 2019-04-05 12:01 | OKGE | CLEOCOR2 | 514778 | Cleo Corner Tap | 515562 |  |  | 1 | OKGE.OKGE.CLEOC_CLEOCTP.A
TMP309_24698 | 24698 | SWPP | INT | OKGE | OKGE | LN CLEOCTP - CLEOPL4 138 kV | Contingent | 74 | 83 |  | 2019-04-05 12:01 | OKGE | Cleo Corner Tap | 515562 | CLEO PL4 | 515553 |  |  | 1 | OKGE.OKGE.CLEOCTP_CLEOPL.A
TMP309_24698 | 24698 | SWPP | INT | OKGE | OKGE | LN CLEOCTP - MENOTAP4 138 kV | Contingent | 74 | 83 |  | 2019-04-05 12:01 | OKGE | Cleo Corner Tap | 515562 | MENOTAP4 | 514789 |  |  | 1 | OKGE.OKGE.CLEOCTP_MENOTP.A
TMP309_24698 | 24698 | SWPP | INT | OKGE | OKGE | LN IMO - MENOTAP4 138 kV | Contingent | 74 | 83 |  | 2019-04-05 12:01 | OKGE | IMO 4 | 514790 | MENOTAP4 | 514789 |  |  | 1 | OKGE.OKGE.8686.B
TMP309_24698 | 24698 | SWPP | INT | WFEC | WFEC | LN OKEENE1 - DOVERS1 138 kV | Monitored | 74 | 83 |  | 2019-04-05 12:01 | WFEC | OKEENE 2 | 521016 | DOVERSW2 | 520882 |  |  | 1 | WFEC.WFEC.9316.A
TMP310_25734 | 25734 | SWPP | INT | SPS | SPS | LN BUSHLAND - DEAFSMIT 230 kV | Monitored | 389 | 389 |  | 2020-06-08 04:18 | SPS | BUSHLAND 6 | 524267 | DEAFSMITH 3 | 524623 |  |  | 1 | SPS.SPS.BUSHL_DEAFSM.1
TMP310_25734 | 25734 | SWPP | INT | SPS | SPS | LN POTTER_S - NEWHART 230 kV | Contingent | 389 | 389 |  | 2020-06-08 04:18 | SPS | POTTER_CO 7 | 523959 | NEWHART 3 | 525461 |  |  | 1 | SPS.SPS.K90.A
TMP312_27695 | 27695 | SWPP | INT | OKGE | OKGE | LN KETCHTP4 - KETCH 138 kV | Contingent | 268 | 308 |  | 2022-05-25 11:30 | OKGE | KETCHTP4 | 514828 | KETCH 4 | 514834 |  |  | 1 | OKGE.OKGE.8723.A
TMP312_27695 | 27695 | SWPP | INT | OKGE | OKGE | LN KETCHTP4 - NOWST1 138 kV | Contingent | 268 | 308 |  | 2022-05-25 11:30 | OKGE | KETCHTP4 | 514828 | NORTWST4 | 514879 |  |  | 1 | OKGE.OKGE.8737.A
TMP312_27695 | 27695 | SWPP | INT | OKGE | OKGE | LN KETCHTP4 - OMMITCH4 138 kV | Contingent | 268 | 308 |  | 2022-05-25 11:30 | OKGE | KETCHTP4 | 514828 | MITCHSB4 | 515466 |  |  | 1 | OKGE.OKGE.KETCH_MITCH.A
TMP312_27695 | 27695 | SWPP | INT | OKGE | OKGE | LN OMWHITE4 - OMMITCH4 138 kV | Contingent | 268 | 308 |  | 2022-05-25 11:30 | OKGE | WHITESB4 | 515467 | MITCHSB4 | 515466 |  |  | 1 | OKGE.OKGE.MITCH_OMWHITE.A
TMP312_27695 | 27695 | SWPP | INT | OKGE | OKGE | LN QUAIL - SKYLN 138 kV | Monitored | 268 | 308 |  | 2022-05-25 11:30 | OKGE | QUAILCK4 | 514851 | SKYLINE4 | 514850 |  |  | 1 | OKGE.OKGE.8759.A
TMP313_23632 | 23632 | SWPP | INT | OKGE | OKGE | LN MCCLAI - 134PENTP 138 kV | Monitored | 478 | 478 |  |  | OKGE | MCCLAIN4 | 514902 | SW134TP4 | 514876 |  |  | 1 | OKGE.OKGE.MCCL_134PENTP.A
TMP313_23632 | 23632 | SWPP | INT | OKGE | OKGE | LN MCCLAI - PLVAL 138 kV | Contingent | 478 | 478 |  |  | OKGE | MCCLAIN4 | 514902 | PLVALLY4 | 514929 |  |  | 1 | OKGE.OKGE.MCCLAI_PLVAL_1.A
TMP314_24921 | 24921 | SWPP | INT | SECI | SECI | LN BUCKNER7 - HOLCOM1 345 kV | Contingent | 119.5 | 135.8 |  | 2019-06-26 01:29 | SECI | BUCKNER7 | 531501 | HOLCOMB3 | 531449 |  |  | 2 | SECI.SECI.10149.B
TMP314_24921 | 24921 | SWPP | INT | SECI | SECI | LN CUDAHY1 - KISMET 115 kV | Monitored | 119.5 | 135.8 |  | 2019-06-26 01:29 | SECI | CUDAHY 3 | 539659 | KISMET 3 | 539646 |  |  | 1 | SECI.SECI.10884B.A
TMP315_25156 | 25156 | SWPP | INT | WR | WR | LN SUMM - GEAR 345 kV | Contingent | 363 | 363 |  | 2019-09-30 02:43 | WR | SUMMIT 7 | 532773 | 532767 WR Geary County | 532767 |  |  | 1 | WR.WR.SUMM_GEAR.A
TMP315_25156 | 25156 | SWPP | INT | WR | WR | LN UNRIDGE - MORR 230 kV | Monitored | 363 | 363 |  | 2019-09-30 02:43 | WR | UNIONRG6 | 532874 | MORRIS 7 | 532863 |  |  | 1 | WR.WR.SUMMMORR23_1.1
TMP316_27667 | 27667 | SWPP | INT | WAUE | WAUE | LN NESET - TIOGAWP 230 kV | Contingent | 150 | 188 |  | 2022-05-17 20:27 | WAUE | NESET 9 | 659138 | TIOGA4 4 | 661084 |  |  | 1 | WAUE.WAUE.NESETTIOGA23_1.1
TMP316_27667 | 27667 | SWPP | INT | WAUE | WAUE | XF NESET 230/1 kV | Monitored | 150 | 188 |  | 2022-05-17 20:27 | WAUE | NESET 9 | 659138 | NESET 9 | 652140 | NESET 9 | 659146 | 1 | WAUE.WAUE.NESET.V2A1.KV2A1
TMP317_26857 | 26857 | MISO | RCF | EES | EES | LN HILTOP_E - ST_JOE_E 161 kV | Monitored | 223 | 223 |  | 2021-07-27 16:57 | EES | 5HILLTOP% | 338110 | 5ST JOE | 338108 |  |  | 1 | EES.EES.HILTOP_ST_JOE5.A | MISO
TMP317_26857 | 26857 | MISO | RCF | EES | SPA | ZBR BUFRDTP5 - SPA_EES 161 kV | Contingent | 223 | 223 |  | 2021-07-27 16:57 | SPA/EES | BUFORD 5 | 504440 |  |  |  |  | 1 | SPA.SPA.BUFRD_EES_TIE.A | MISO
TMP317_26857 | 26857 | MISO | RCF | SPA | SPA | LN BUFRDTP5 - BULL_SHL 161 kV | Contingent | 223 | 223 |  | 2021-07-27 16:57 | SPA | BUFORD 5 | 504440 | BULL SH5 | 505461 |  |  | 1 | SPA.SPA.7332B.B | MISO
TMP317_26857 | 26857 | MISO | RCF | SPA | SPA | LN BUFRDTP5 - NORFORK 161 kV | Contingent | 223 | 223 |  | 2021-07-27 16:57 | SPA | BUFORD 5 | 504440 | NORFORK2 | 505448 |  |  | 1 | SPA.SPA.7332.A | MISO
TMP318_27828 | 27828 | SWPP | INT | SPS | SPS | LN JONESSUB - LUBBOCKE 230 kV | Contingent | 120 | 120 |  | 2022-07-11 14:11 | SPS | JONES_1 1 | 526337 | LUBBCK_EST 2 | 526299 |  |  | 1 | SPS.SPS.145.1
TMP318_27828 | 27828 | SWPP | INT | SPS | SPS | LN LUBBOCKS - LUBBOCKE 115 kV | Monitored | 120 | 120 |  | 2022-07-11 14:11 | SPS | LUBBCK_STH 6 | 526268 | LUBBCK_EST 2 | 526298 |  |  | 1 | SPS.SPS.146.1
TMP320_27709 | 27709 | SWPP | RCF | AECI | WAUE | LN CRESTONW - MARYVIL 161 kV | Contingent | 161 | 180 |  | 2022-05-31 16:06 | WAUE/AECI | CRESTON5 | 652560 | 5MARYVL | 300097 |  |  | 1 | WAUE.WAUE.CRESTMARYV16_1.1 | SWPP
TMP320_27709 | 27709 | SWPP | RCF | MPS | MEC | LN BRADDCTR - MRYVL_SJ 161 kV | Monitored | 161 | 180 |  | 2022-05-31 16:06 | MEC/MPS | BRADDCTR | 0 | MARYVLE5 | 541251 |  |  | 1 | MPS.MPS.MRYVLBRADD16_1.1 | SWPP
TMP321_23848 | 23848 | SWPP | INT | CSWS | CSWS | LN SWEETWT6 - CHISHOLM 230 kV | Contingent | 65 | 65 |  | 2018-05-12 00:50 | CSWS | SWEETWT6 | 511541 | 511553 PSO CHISHOLM | 511557 |  |  | 1 | CSWS.CSWS.CHISHOLM_SWEET.A
TMP321_23848 | 23848 | SWPP | INT | CSWS | SPS | LN MCLEAN_S - SHAMROCK 115 kV | Monitored | 65 | 65 |  | 2018-05-12 00:50 | SPS/CSWS | MCLEAN 3 | 523811 | SHAM 3WT | 512107 |  |  | 1 | SPS.SPS.49.1
TMP322_23590 | 23590 | SWPP | INT | OKGE | CSWS | LN TERRY_RD - SUNNYSDE 345 kV | Contingent | 143 | 143 |  | 2018-03-08 22:08 | CSWS/OKGE | Terry Road | 511568 | SUNNYSD4 | 515136 |  |  | 1 | CSWS.CSWS.TERRYRD_SUNYSD.A
TMP322_23590 | 23590 | SWPP | INT | WFEC | WFEC | LN STONEWSW - TUPELO2 138 kV | Monitored | 143 | 143 |  | 2018-03-08 22:08 | WFEC | Stonewall Switching Station | 521071 | TUPELO 4 | 505600 |  |  | 1 | WFEC.WFEC.STONESW_TUPELO.A
TMP323_27544 | 27544 | SWPP | INT | NPPD | NPPD | LN HARBINE - BEATRICE 115 kV | Monitored | 99 | 109 |  | 2022-04-06 01:18 | NPPD | HARBINE7 | 640208 | BEATRCE7 | 640076 |  |  | 1 | NPPD.NPPD.1175A.A
TMP323_27544 | 27544 | SWPP | INT | NPPD | NPPD | LN HEBRON_N - CARLJCT 115 kV | Contingent | 99 | 109 |  | 2022-04-06 01:18 | NPPD | HEBRN N7 | 640218 | CARLJCT7 | 640105 |  |  | 1 | NPPD.NPPD.NP_1071.A
TMP324_27464 | 27464 | SWPP | RCF | AECI | AECI | XF FAIRPORT 345/161 kV | Contingent | 161 | 180 |  | 2022-03-11 10:13 | AECI | 5FAIRPT | 300039 | 5FAIRPT | 300076 |  |  | 3 | AECI.AECI.FAIRPORT.3498.T3 | SWPP
TMP324_27464 | 27464 | SWPP | RCF | AECI | MPS | LN ST_JOE - FAIRPORT 345 kV | Contingent | 161 | 180 |  | 2022-03-11 10:13 | MPS/AECI | ST JOE 3 | 541199 | 5FAIRPT | 300039 |  |  | 1 | MPS.MPS.FAIRPT-STJOE.A | SWPP
TMP324_27464 | 27464 | SWPP | RCF | AECI | NPPD | LN COOPER - FAIRPORT 345 kV | Contingent | 161 | 180 |  | 2022-03-11 10:13 | NPPD/AECI | COOPER 3 | 640139 | 5FAIRPT | 300039 |  |  | 1 | NPPD.NPPD.FAIRPT-COOPR.A | SWPP
TMP324_27464 | 27464 | SWPP | RCF | MPS | MEC | LN BRADDCTR - MRYVL_SJ 161 kV | Monitored | 161 | 180 |  | 2022-03-11 10:13 | MEC/MPS | BRADDCTR | 0 | MARYVLE5 | 541251 |  |  | 1 | MPS.MPS.MRYVLBRADD16_1.1 | SWPP
TMP325_27460 | 27460 | MISO | RCF | MEC | MEC | LN BVRCRFBC - GRIMES 345 kV | Contingent | 560 | 700 |  | 2022-03-11 10:02 | MEC | BVRCRFBC | 0 | GRIMES 3 | 635600 |  |  | 1 | MEC.MEC.BVRCRGRIME34_1.1 | MISO
TMP325_27460 | 27460 | MISO | RCF | MEC | MEC | XF WEBSTER2 345/1 kV | Monitored | 560 | 700 |  | 2022-03-11 10:02 | MEC | WEBSTER3 | 636000 | WEBSTER3 | 635150 | WEBS1XT9 | 636002 | 1 | MEC.MEC.WEBSTER2.AB.WEB_AB_WNDNG1 | MISO
TMP325_27460 | 27460 | MISO | RCF | MEC | MEC | XF WEBSTER2 345/1 kV | Monitored | 560 | 700 |  | 2022-03-11 10:02 | MEC | WEBSTER3 | 636000 | WEBSTER3 | 635150 | WEBSTER5 | 636001 | 1 | MEC.MEC.WEBSTER2.AB.WEB_AB_WNDNG1 | MISO
TMP326_25046 | 25046 | SWPP | INT | OPPD | LES | LN 70_BLUF - SUB1214 161 kV | Monitored | 110 | 116 |  | 2019-08-22 15:54 | LES/OPPD | 70&BLUFF 7 | 650169 | S1214 5 | 646214 |  |  | 1 | LES.LES.SUB1270_BL16_1.1
TMP326_25046 | 25046 | SWPP | INT | OPPD | LES | LN WAGENER - SUB3454 345 kV | Contingent | 110 | 116 |  | 2019-08-22 15:54 | LES/OPPD | WAGENER 3 | 650185 | S3454 3 | 645454 |  |  | 1 | LES.LES.WAGENSUB3434_1.1
TMP327_25779 | 25779 | SWPP | RCF | WAUE | WAUE | LN FTTHOMP - HURON 230 kV | Contingent | 320 | 352 |  | 2020-06-17 13:15 | WAUE | FTTHOMP4 | 652507 | HURON 7 | 652514 |  |  |  | WAUE.WAUE.FTTHOHURON23_2.1
TMP327_25779 | 25779 | SWPP | RCF | WAUE | WAUE | LN FTTHOMP - HURON 230 kV | Monitored | 320 | 352 |  | 2020-06-17 13:15 | WAUE | FTTHOMP4 | 652507 | HURON 7 | 652514 |  |  |  | WAUE.WAUE.FTTHOHURON23_1.1
TMP328_24274 | 24274 | PJM | RCF | CE | CE | LN BYRON000 - WAYNE001 345 kV | Contingent | 1656 | 1656 |  | 2018-10-30 20:32 | CE | BYRON ; B | 270678 | WAYNE ; R | 270917 |  |  | 1 | CE.CE.0626.1
TMP328_24274 | 24274 | PJM | RCF | CE | CE | LN NELSON01 - ELECTJN 345 kV | Monitored | 1656 | 1656 |  | 2018-10-30 20:32 | CE | NELSON ; B | 270828 | ELECT JCT; B | 270730 |  |  | 1 | CE.CE.15502.1
TMP329_27772 | 27772 | SWPP | INT | OKGE | OKGE | LN MUSKOGEE - FTSMTH 345 kV | Contingent | 313 | 359 |  | 2022-06-20 00:30 | OKGE | MUSKOGE2 | 515224 | FTSMTHW5 | 515302 |  |  | 1 | OKGE.OKGE.9099.A
TMP329_27772 | 27772 | SWPP | INT | OKGE | OKGE | LN PECAN1 - FIVE1 161 kV | Monitored | 313 | 359 |  | 2022-06-20 00:30 | OKGE | PECANCK4 | 515234 | 5TRIBES2 | 515228 |  |  | 1 | OKGE.OKGE.9101.A
TMP330_27787 | 27787 | SWPP | INT | WR | WR | LN JARB - 166THSTR 115 kV | Monitored | 239 | 239 |  | 2022-06-23 18:45 | WR | JARBALO3 | 533244 | 166th Street | 533233 |  |  | 1 | WR.WR.JARB_166TH.A
TMP330_27787 | 27787 | SWPP | INT | WR | WR | LN STRA - 87TH_ST 345 kV | Contingent | 239 | 239 |  | 2022-06-23 18:45 | WR | STRANGR7 | 532772 | 87TH 7 | 532775 |  |  | 2 | WR.WR.CRAIG__STR_CR1.B
TMP331_27660 | 27660 | SWPP | INT | CSWS | CSWS | LN SW_STA - ELSWORTH 138 kV | Monitored | 156 | 173 |  | 2022-05-15 18:06 | CSWS | SWS3-1 | 511477 | ELSWORTH 4 | 511563 |  |  | 1 | CSWS.CSWS.2247.A
TMP331_27660 | 27660 | SWPP | INT | CSWS | CSWS | LN TREASURE - LAW_ES 345 kV | Contingent | 156 | 173 |  | 2022-05-15 18:06 | CSWS | CSWS Treasure Island | 511409 | L.E.S.-2 | 511468 |  |  | 1 | CSWS.CSWS.LAW_TRE90_919.1
TMP332_26243 | 26243 | SWPP | INT | NPPD | NPPD | LN G_GENT1 - KEYSTONE 345 kV | Contingent | 320 | 352 |  | 2020-12-17 22:16 | NPPD | GENTLMN3 | 640183 | KEYSTON7 | 640252 |  |  | 1 | NPPD.NPPD.NP_3509.A
TMP332_26243 | 26243 | SWPP | INT | NPPD | NPPD | LN G_GENT1 - OGALALA 230 kV | Monitored | 320 | 352 |  | 2020-12-17 22:16 | NPPD | GENTLMN3 | 640184 | OGALALA7 | 640302 |  |  | 1 | NPPD.NPPD.GENTLOGALA23_1.1
TMP333_27350 | 27350 | SWPP | INT | MPS | MPS | LN BLSPE - GRAINVL5 161 kV | Contingent | 177 | 198 |  | 2022-01-16 03:21 | MPS | BLSPE 5 | 541205 | GRAINVL5 | 541226 |  |  | 1 | MPS.MPS.10992.A
TMP333_27350 | 27350 | SWPP | INT | MPS | MPS | LN SIBLY161 - ORRICK9 161 kV | Monitored | 177 | 198 |  | 2022-01-16 03:21 | MPS | SIBLEY 5 541202 | 541250 | ORRICK 5 | 541244 |  |  | 1 | MPS.MPS.ORRICK_SIBLEY.A
TMP334_27324 | 27324 | SWPP | INT | KCPL | KCPL | LN NASHUA - HAWTHORN 345 kV | Contingent | 199 | 223 |  | 2022-01-08 00:23 | KCPL | NASHUA 7 | 542980 | HAWTH 7 | 542972 |  |  | 1 | KCPL.KCPL.NASHUA_HAWTH.A
TMP334_27324 | 27324 | SWPP | INT | KCPL | KCPL | LN RLND_PRK - MIDTOWN 161 kV | Monitored | 199 | 223 |  | 2022-01-08 00:23 | KCPL | ROEPARK5 | 543040 | MIDTOWN5 | 542996 |  |  | 1 | KCPL.KCPL.MIDTOW_RLND_P1.1
TMP335_24500 | 24500 | MISO | RCF | GRE | GRE | LN MAGIC_CY - SOURIS 115 kV | Monitored | 120 | 146 |  | 2019-01-28 23:51 | GRE |  | 0 | SOURIS 7 | 603022 |  |  | 1 | GRE.GRE.MAGICSOURI11_1.1 | MISO
TMP335_24500 | 24500 | MISO | RCF | WAUE | WAUE | LN LELANDO - LOGANWA 230 kV | Contingent | 120 | 146 |  | 2019-01-28 23:51 | WAUE | LELAN41G | 659106 | LOGAN 4 | 659108 |  |  | 1 | WAUE.WAUE.LOGANLELAN23_1.1 | MISO
TMP336_27147 | 27147 | SWPP | INT | NPPD | NPPD | LN HARBINE - BEATRICE 115 kV | Monitored | 99 | 109 |  | 2021-11-14 21:13 | NPPD | HARBINE7 | 640208 | BEATRCE7 | 640076 |  |  | 1 | NPPD.NPPD.1175A.A
TMP336_27147 | 27147 | SWPP | INT | NPPD | NPPD | LN TOBIAS - MOORE 345 kV | Contingent | 99 | 109 |  | 2021-11-14 21:13 | NPPD | Tobias | 640525 | MOORE 3 | 640277 |  |  | 1 | NPPD.NPPD.3518B.A
TMP337_27645 | 27645 | SWPP | INT | KCPL | KCPL | LN STILWELL - HICKMAN 161 kV | Monitored | 223 | 223 |  | 2022-05-11 11:13 | KCPL | STILWEL7 | 542969 | HICKMAN5 | 542994 |  |  | 1 | KCPL.KCPL.HICKMA_STILWE1.1
TMP337_27645 | 27645 | SWPP | INT | KCPL | MPS | LN MCTY_MPS - SOUTHTWN 161 kV | Contingent | 223 | 223 |  | 2022-05-11 11:13 | MPS/KCPL | MARTCTY2 | 541210 | STHTOWN5 | 542993 |  |  | 1 | MPS.MPS.MCTY_M_SOUTHT1.A
TMP338_24896 | 24896 | SWPP | INT | CSWS | CSWS | LN NE_GAS - OWASSO 138 kV | Contingent | 136 | 136 |  | 2019-06-14 02:31 | CSWS | NES1-1 | 510396 | OWASO2_4 | 509843 |  |  | 1 | CSWS.CSWS.2079.A
TMP338_24896 | 24896 | SWPP | INT | CSWS | CSWS | LN VERD_TAP - AMC_TAP 138 kV | Monitored | 136 | 136 |  | 2019-06-14 02:31 | CSWS | VERDIGS4 | 509854 | TERNITP4 | 509835 |  |  | 1 | CSWS.CSWS.2078A.A
TMP339_27763 | 27763 | SWPP | INT | OKGE | OKGE | LN DVISN - LAKSD 138 kV | Monitored | 268 | 308 |  | 2022-06-16 11:13 | OKGE | DVISION4 | 514853 | LAKESID4 | 514849 |  |  | 1 | OKGE.OKGE.8764.A
TMP339_27763 | 27763 | SWPP | INT | OKGE | OKGE | LN KETCH - KETCHTP4 138 kV | Contingent | 268 | 308 |  | 2022-06-16 11:13 | OKGE | KETCH 4 | 514834 | KETCHTP4 | 514828 |  |  | 1 | OKGE.OKGE.8723.A
TMP339_27763 | 27763 | SWPP | INT | OKGE | OKGE | LN NOWST1 - KETCHTP4 138 kV | Contingent | 268 | 308 |  | 2022-06-16 11:13 | OKGE | NORTWST4 | 514879 | KETCHTP4 | 514828 |  |  | 1 | OKGE.OKGE.8737.A
TMP339_27763 | 27763 | SWPP | INT | OKGE | OKGE | LN OMMITCH4 - KETCHTP4 138 kV | Contingent | 268 | 308 |  | 2022-06-16 11:13 | OKGE | MITCHSB4 | 515466 | KETCHTP4 | 514828 |  |  | 1 | OKGE.OKGE.KETCH_MITCH.A
TMP339_27763 | 27763 | SWPP | INT | OKGE | OKGE | LN OMMITCH4 - OMWHITE4 138 kV | Contingent | 268 | 308 |  | 2022-06-16 11:13 | OKGE | MITCHSB4 | 515466 | WHITESB4 | 515467 |  |  | 1 | OKGE.OKGE.MITCH_OMWHITE.A
TMP340_27663 | 27663 | SWPP | INT | NPPD | NPPD | LN MEADW_GR - KELLY 230 kV | Contingent | 318 | 318 |  | 2022-05-16 21:28 | NPPD | MEADOWGROVE4 | 640540 | COLMBUS4 | 640133 |  |  | 1 | NPPD.NPPD.MEADWGRV_KELLY.A
TMP340_27663 | 27663 | SWPP | INT | WAUE | WAUE | LN FTRANDL - UTICAJC 230 kV | Monitored | 318 | 318 |  | 2022-05-16 21:28 | WAUE | FTRANDL4 | 652509 | UTICAJC4 | 652526 |  |  | 1 | WAUE.WAUE.FTRANUTICA23_1.1
TMP341_27277 | 27277 | SWPP | INT | OTP | OTP | XF JAMSPK 115/41.6 kV | Contingent | 13 | 16 |  | 2021-12-15 15:11 | OTP | JAMESPK9 | 620272 | JAMESPK9 | 620172 |  |  | 02; 03 | OTP.OTP.JAMSPK.R115.TR115
TMP341_27277 | 27277 | SWPP | INT | WAUE | WAUE | XF EDGELEY 115/41.6 kV | Monitored | 13 | 16 |  | 2021-12-15 15:11 | WAUE | EDGELEY9 | 652432 | EDGELEY9 | 652322 |  |  | 1 | WAUE.WAUE.EDGELEY.KY2A.KY2A
TMP342_25257 | 25257 | SWPP | INT | CSWS | CSWS | LN SWEETWT6 - CHISHOLM 230 kV | Monitored | 353 | 353 |  | 2019-10-29 01:42 | CSWS | SWEETWT6 | 511541 | 511553 PSO CHISHOLM | 511557 |  |  | 1 | CSWS.CSWS.CHISHOLM_SWEET.A
TMP342_25257 | 25257 | SWPP | INT | SPS | SPS | XF TUCO 230/345 kV | Contingent | 353 | 353 |  | 2019-10-29 01:42 | SPS | TUCO_INT 6 | 525830 | TUCO_INT 6 | 525832 |  |  | 01; 08 | SPS.SPS.TUCO.T2.TUC_230XFMR_S
TMP343_27643 | 27643 | SWPP | INT | SPS | CSWS | LN SWEETWT6 - WHEELER 230 kV | Monitored | 353 | 353 |  | 2022-05-10 14:24 | CSWS/SPS | SWEETWT6 | 511541 | WHEELER 6 | 523777 |  |  | 1 | SPS.SPS.SWEET_WHEEL.A
TMP343_27643 | 27643 | SWPP | INT | SPS | SPS | LN CARPENTR - HITCH 345 kV | Contingent | 353 | 353 |  | 2022-05-10 14:24 | SPS | Carpenter Walkemeyer | 523823 | HITCHLAND 7 | 523097 |  |  | 1 | SPS.SPS.CARPNTR_HITCH.A
TMP345_27538 | 27538 | SWPP | INT | SECI | SECI | LN CLARKCO - THISTLE7 345 kV | Contingent | 956 | 956 |  | 2022-04-04 21:30 | SECI | CLARKCOUNTY7 | 539800 | THISTLE4 | 539801 |  |  | 1 | SECI.SECI.CLARK_THISTLE2.A
TMP345_27538 | 27538 | SWPP | INT | SPS | SPS | LN FINNEY1 - CARPENTR 345 kV | Monitored | 956 | 956 |  | 2022-04-04 21:30 | SPS | FINNEY 7 | 523853 | Carpenter Walkemeyer | 523823 |  |  | 1 | SPS.SPS.FINNEY_CARPNTR.A
TMP346_27804 | 27804 | SWPP | INT | OKGE | OKGE | XF PECAN1 1/161 kV | Contingent | 336 | 336 |  | 2022-06-29 00:33 | OKGE | PECANC21 | 515759 | PECANCK4 | 515234 | PECANCK7 | 515235 | 6 | OKGE.OKGE.PECAN1.BK2.2_2
TMP346_27804 | 27804 | SWPP | INT | OKGE | OKGE | XF PECAN1 1/161 kV | Contingent | 336 | 336 |  | 2022-06-29 00:33 | OKGE | PECANCK7 | 515235 | PECANCK4 | 515234 | PECANC21 | 515759 | 6 | OKGE.OKGE.PECAN1.BK2.2_2
TMP346_27804 | 27804 | SWPP | INT | OKGE | OKGE | XF PECAN1 1/345 kV | Contingent | 336 | 336 |  | 2022-06-29 00:33 | OKGE | PECANCK5 | 515234 | PECANCK4 | 515235 | PECANC21 | 515759 | 5 | OKGE.OKGE.PECAN1.BK2.2_1
TMP346_27804 | 27804 | SWPP | INT | OKGE | OKGE | XF PECAN1 345/1 kV | Monitored | 336 | 336 |  | 2022-06-29 00:33 | OKGE | PECANCK4 | 515235 | PECANCK5 | 515234 | PECANC11 | 515749 | 2 | OKGE.OKGE.PECAN1.BK1.1_1
TMP348_25258 | 25258 | SWPP | INT | NPPD | NPPD | LN SNAKECK - ALIANCE 115 kV | Monitored | 91 | 91 |  | 2019-10-29 01:52 | NPPD | SNAKECK7 | 659814 | ALIANCE7 | 652570 |  |  | 1 | NPPD.NPPD.ALIANSNAKE11_1.1
TMP348_25258 | 25258 | SWPP | INT | WAUE | WAUE | LN STEGALL - WAYSID_W 230 kV | Contingent | 91 | 91 |  | 2019-10-29 01:52 | WAUE | STEGALL4 | 652873 | WAYSIDE4 | 640404 |  |  | 1 | WAUE.WAUE.WAYSISTEGA23_1.1
TMP349_24879 | 24879 | SWPP | RCF | WAUE | WAUE | LN SIOUXFL - PAHOJA 230 kV | Monitored | 342 | 343 |  | 2019-06-07 15:55 | WAUE | SIOUXFL7 | 652523 | PAHOJA 4 | 659311 |  |  | 1 | WAUE.WAUE.SIOUXPAHOJ23_1.1 | SWPP
TMP349_24879 | 24879 | SWPP | RCF | WAUE | WAUE | LN SPLT_RT - SIOUXCY2 345 kV | Contingent | 342 | 343 |  | 2019-06-07 15:55 | WAUE | SPLT RK3 | 601006 | 652564 SIOUXCY3 | 652564 |  |  | 1 | WAUE.WAUE.SPLT_SIOUX34_1.1 | SWPP
TMP350_27788 | 27788 | MISO | RCF | ALTW | ALTW | LN KILLDEER - QUINN 345 kV | Contingent | 1083 | 1083 |  | 2022-06-23 19:07 | ALTW | 631048 EMERY 5 | 631048 | QUINN | 0 |  |  | 1 | ALTW.ALTW.KILLDQUINN34_1.1 | MISO
TMP350_27788 | 27788 | MISO | RCF | MEC | MEC | LN BONDRNT - MNTZUMA 345 kV | Monitored | 1083 | 1083 |  | 2022-06-23 19:07 | MEC | BONDRNT5 | 635680 | MNTZUMA3 | 635730 |  |  | 1 | MEC.MEC.BONDRMNTZU34_1.1 | MISO
TMP351_26588 | 26588 | SWPP | INT | WR | KCPL | LN LACYGNE - N345 345 kV | Contingent | 148 | 148 |  | 2021-04-10 00:44 | KCPL/WR | LACYGNE7 | 542981 | NEOSHO 7 | 532793 |  |  | 1 | KCPL.KCPL.LACYGN_NEOSHO1.1
TMP351_26588 | 26588 | SWPP | INT | WR | WR | LN MARM - NSES 161 kV | Monitored | 148 | 148 |  | 2021-04-10 00:44 | WR | MARMTNE5 | 532934 | NEOSHO 2 | 532937 |  |  | 1 | WR.WR.29.1
TMP352_27813 | 27813 | SWPP | INT | WAUE | WAUE | LN UTICAJC - NAPAJCT7 115 kV | Monitored | 120 | 120 |  | 2022-06-30 13:08 | WAUE | UTICAJC4 | 652626 | NAPA JCT7 | 660026 |  |  | 1 | WAUE.WAUE.UTICAJC_NAPAJ.A
TMP352_27813 | 27813 | SWPP | INT | WAUE | WAUE | XF FTRANDL 1/115 kV | Contingent | 120 | 120 |  | 2022-06-30 13:08 | WAUE | FTRANDL4 | 652079 | FTRANDL4 | 652510 | FTRDL78G | 652549 | 04; 05 | WAUE.WAUE.FTRANDL.TRE1.TRE2
TMP352_27813 | 27813 | SWPP | INT | WAUE | WAUE | XF FTRANDL 1/230 kV | Contingent | 120 | 120 |  | 2022-06-30 13:08 | WAUE | FTRANDL4 | 652079 | FTRANDL4 | 652509 | FTRANDL7 | 652510 | 4 | WAUE.WAUE.FTRANDL.TRE1.TRE1
TMP352_27813 | 27813 | SWPP | INT | WAUE | WAUE | XF FTRANDL 1/230 kV | Contingent | 120 | 120 |  | 2022-06-30 13:08 | WAUE | FTRANDL4 | 652079 | FTRANDL4 | 652509 | FTRDL78G | 652549 | 4 | WAUE.WAUE.FTRANDL.TRE1.TRE1
TMP352_27813 | 27813 | SWPP | INT | WAUE | WAUE | XF FTRANDL 115/230 kV | Contingent | 120 | 120 |  | 2022-06-30 13:08 | WAUE | FTRANDL4 | 652510 | FTRANDL4 | 652509 |  |  | 1 | WAUE.WAUE.FTRANDL.TRF.TRF
TMP353_27791 | 27791 | SWPP | INT | OKGE | OKGE | LN DVISN - LAKSD 138 kV | Monitored | 268 | 308 |  | 2022-06-24 23:44 | OKGE | DVISION4 | 514853 | LAKESID4 | 514849 |  |  | 1 | OKGE.OKGE.8764.A
TMP353_27791 | 27791 | SWPP | INT | OKGE | OKGE | LN LONEOAK4 - QUAIL 138 kV | Contingent | 268 | 308 |  | 2022-06-24 23:44 | OKGE | LNEOAK 4 | 514873 | QUAILCK4 | 514851 |  |  | 1 | OKGE.OKGE.QUAIL_LONEO_1.A
TMP354_25949 | 25949 | SWPP | RCF | MIDW | MIDW | LN SHAYS - MULGRE2 230 kV | Monitored | 297 | 297 |  | 2020-09-04 13:53 | MIDW | S HAYS 3 | 530582 | GRTBEND6 | 539679 |  |  | 1 | WR.MIDW.MULGRE2_SHAYS.A | SWPP
TMP354_25949 | 25949 | SWPP | RCF | SECI | NPPD | LN REDWLO1 - MINGO1 345 kV | Contingent | 297 | 297 |  | 2020-09-04 13:53 | NPPD/SECI | REDWILO3 | 640325 | MINGO 3 | 531451 |  |  | 1 | NPPD.NPPD.10152.A | SWPP
TMP355_27245 | 27245 | SWPP | INT | CSWS | CSWS | LN KIOWA - PITTSB9 345 kV | Monitored | 1300 | 1438 |  | 2021-12-08 12:58 | CSWS | KIOWA G4 | 510925 | PITTSB-7 | 510907 |  |  | 1 | CSWS.CSWS.KIOWA_PITTSB_1.A
TMP356_25979 | 25979 | TVA | RCF | AECI | NPPD | LN COOPER - FAIRPORT 345 kV | Monitored | 1195 | 1195 |  | 2022-03-11 15:28 | NPPD/AECI | COOPER 3 | 640139 | 5FAIRPT | 300039 |  |  | 1 | NPPD.NPPD.FAIRPT-COOPR.A
TMP356_25979 | 25979 | TVA | RCF | MPS | MPS | LN KETCHEM - SIBLEY 345 kV | Contingent | 1195 | 1195 |  | 2022-03-11 15:28 | MPS | 541500 KETCHEM7 | 541500 | SIBLEY 7 | 541201 |  |  | 1 | MPS.MPS.SIBLEY_KETCH.A
TMP357_27465 | 27465 | TVA | RCF | AECI | AECI | LN MARYVIL - NODAWAY 161 kV | Monitored | 243 | 243 |  | 2022-03-11 15:39 | AECI | 5MARYVL | 300097 | 1NDWYG1 | 300104 |  |  | 1 | AECI.AECI.NODAWY-MARYVL.A
TMP357_27465 | 27465 | TVA | RCF | MPS | MPS | LN KETCHEM - SIBLEY 345 kV | Contingent | 243 | 243 |  | 2022-03-11 15:39 | MPS | 541500 KETCHEM7 | 541500 | SIBLEY 7 | 541201 |  |  | 1 | MPS.MPS.SIBLEY_KETCH.A
TMP358_27466 | 27466 | TVA | RCF | MPS | AECI | LN FAIRPORT - ST_JOE 345 kV | Monitored | 1195 | 1195 |  | 2022-03-11 15:39 | AECI/MPS | 5FAIRPT | 300039 | ST JOE 3 | 541199 |  |  | 1 | MPS.MPS.FAIRPT-STJOE.A
TMP358_27466 | 27466 | TVA | RCF | MPS | MPS | LN KETCHEM - SIBLEY 345 kV | Contingent | 1195 | 1195 |  | 2022-03-11 15:39 | MPS | 541500 KETCHEM7 | 541500 | SIBLEY 7 | 541201 |  |  | 1 | MPS.MPS.SIBLEY_KETCH.A
TMP360_27166 | 27166 | SWPP | RCF | MPS | MPS | LN KETCHEM - SIBLEY 345 kV | Monitored | 1713 | 1713 |  | 2021-11-17 08:45 | MPS | 541500 KETCHEM7 | 541500 | SIBLEY 7 | 541201 |  |  | 1 | MPS.MPS.SIBLEY_KETCH.A | SWPP
TMP361_27690 | 27690 | SWPP | INT | CSWS | CSWS | LN EDISON_T - SAND_SPG 138 kV | Monitored | 176 | 204 |  | 2022-05-24 10:20 | CSWS | WED-TAP4 | 509823 | S.S.---4 | 509815 |  |  | 1 | CSWS.CSWS.1978C.T1
TMP361_27690 | 27690 | SWPP | INT | CSWS | CSWS | LN NE_COAL - ONETA 345 kV | Contingent | 176 | 204 |  | 2022-05-24 10:20 | CSWS | N.E.S.-7 | 510406 | ONETA--4 | 509807 |  |  | 1 | CSWS.CSWS.2050.A
TMP362_26033 | 26033 | MISO | RCF | AECI | AMRN | LN OVER - MCC2 345 kV | Contingent | 297 | 297 |  | 2020-10-12 15:13 | AMRN/AECI | 7OVERTON | 345408 | 7MCCRED | 300044 |  |  | 1 | AECI.AECI.MCC2-OVER.A | MISO
TMP362_26033 | 26033 | MISO | RCF | AMRN | AMRN | LN OVER - MCBN 161 kV | Monitored | 297 | 297 |  | 2020-10-12 15:13 | AMRN | 7OVERTON | 345409 | 5MCBAIN T | 345071 |  |  | 1 | AMRN.AMRN.LYMT_OVRT_3.B | MISO
TMP363_23997 | 23997 | SWPP | INT | CSWS | CSWS | LN STALL_PP - ARSENAL 138 kV | Monitored | 717 | 717 |  | 2018-06-28 17:27 | CSWS | STLGENS4 | 507789 | ARSHILL2 | 507711 |  |  | 1 | CSWS.CSWS.ARSNL_STALL.A
TMP364_25817 | 25817 | MISO | RCF | AECI | AECI | LN SLEDHL - CLEVCOV 161 kV | Contingent | 223 | 223 |  | 2020-07-02 23:31 | AECI | 5S.LEAD HILL | 338120 | 5CLEVCOV | 300718 |  |  | 1 | AECI.AECI.2250.A | MISO
TMP364_25817 | 25817 | MISO | RCF | AECI | SPA | LN BULL_SHL - SLEDHL 161 kV | Contingent | 223 | 223 |  | 2020-07-02 23:31 | SPA/AECI | BULL SH5 | 505461 | 5S.LEAD HILL | 338120 |  |  | 1 | SPA.SPA.BULSH7_SLEDHL5.A | MISO
TMP364_25817 | 25817 | MISO | RCF | EES | EES | LN HILTOP_E - ST_JOE_E 161 kV | Monitored | 223 | 223 |  | 2020-07-02 23:31 | EES | 5HILLTOP% | 338110 | 5ST JOE | 338108 |  |  | 1 | EES.EES.HILTOP_ST_JOE5.A | MISO
TMP365_26209 | 26209 | TVA | RCF | AECI | AECI | LN WILMSBRG - MONT_CTY 161 kV | Monitored | 334 | 334 |  | 2020-12-01 02:00 | AECI | 5WLMSBG | 300523 | 5MONTCT | 300099 |  |  | 1 | AECI.AECI.MONT_CT-WLMSBG.A
TMP365_26209 | 26209 | TVA | RCF | AMRN | AECI | LN MCC2 - MTGY 345 kV | Contingent | 334 | 334 |  | 2020-12-01 02:00 | AECI/AMRN | 7MCCRED | 300044 | 7MONTGMRY | 345230 |  |  | 1 | AECI.AECI.MCC2-MTGY.A
TMP366_27727 | 27727 | SWPP | RCF | GRE | OTP | LN SQBUTTEW - STANTON2 230 kV | Contingent | 331 | 331 |  | 2022-06-02 11:44 | OTP/GRE | YNG2 4 | 657756 | GRE-STANT41G | 615901 |  |  | 1 | OTP.OTP.SQBUTSTANT23_1.1
TMP366_27727 | 27727 | SWPP | RCF | WAUE | WAUE | LN WARDWA - BISMARK2 230 kV | Monitored | 331 | 331 |  | 2022-06-02 11:44 | WAUE | WARD 4 | 652296 | BISMARK9 | 652426 |  |  | 1 | WAUE.WAUE.WARDWBISMA23_1.1
TMP367_23945 | 23945 | SWPP | INT | SPS | SPS | XF TUCO 230/345 kV | Contingent | 559 | 559 |  | 2018-06-13 12:44 | SPS | TUCO_INT 6 | 525830 | TUCO_INT 6 | 525832 |  |  | 01; 08 | SPS.SPS.TUCO.T2.TUC_230XFMR_S
TMP367_23945 | 23945 | SWPP | INT | SPS | SPS | XF TUCO 230/345 kV | Monitored | 559 | 559 |  | 2018-06-13 12:44 | SPS | TUCO_INT 6 | 525830 | TUCO_INT 6 | 525832 |  |  | 1 | SPS.SPS.TUCO.753.TUC_230XFMR
TMP368_27775 | 27775 | SWPP | RCF | OTP | OTP | LN CENTER2 - JMSTNOTP 345 kV | Contingent | 341 | 341 |  | 2022-06-20 18:38 | OTP | CENTER 4 | 657791 | JAMESTN3 | 620369 |  |  | 1 | OTP.OTP.CENTEJMSTN34_1.1 | SWPP
TMP368_27775 | 27775 | SWPP | RCF | WAUE | WAUE | LN JAMESTN - FARGO 230 kV | Monitored | 341 | 341 |  | 2022-06-20 18:38 | WAUE | JAMESTN9 | 652444 | FARGO 8 | 652435 |  |  |  | WAUE.WAUE.FARGOJAMES23_1.1 | SWPP
TMP369_27815 | 27815 | SWPP | INT | MPS | MPS | LN GRNWD1 - LEESUM 161 kV | Contingent | 250 | 281 |  | 2022-07-01 19:25 | MPS | GRNWD 5 | 541218 | LEESUM 5 | 541233 |  |  | 1 | MPS.MPS.11022.A
TMP369_27815 | 27815 | SWPP | INT | MPS | MPS | LN LNGVW1 - WSTELEC 161 kV | Monitored | 250 | 281 |  | 2022-07-01 19:25 | MPS | LNGVW 2 | 541224 | WSTELEC5 | 541222 |  |  | 1 | MPS.MPS.11027.A
TMP370_23935 | 23935 | SWPP | CFG | AECI | AECI | LN BLACKBRY - JASPER7 345 kV | Contingent | 237 | 246 |  | 2018-06-08 10:38 | AECI | 3007397BLACKBERRY | 300739 | JASPER7 | 300949 |  |  | 1 | AECI.AECI.BLCKBRY_JASPER.A
TMP370_23935 | 23935 | SWPP | CFG | SPA | SPA | LN BEAVER1 - EURK_SPA 161 kV | Monitored | 237 | 246 |  | 2018-06-08 10:38 | SPA | BEAVER 5 | 505480 |  |  |  |  | 1 | SPA.SPA.BEAVER_EUREKA1.A
TMP371_26115 | 26115 | SWPP | RCF | AECI | AECI | LN TH_HILL - MCC2 345 kV | Contingent | 245 | 245 |  | 2020-10-29 08:39 | AECI | 5THMHIL | 300049 | 7MCCRED | 300044 |  |  | 1 | AECI.AECI.TH_HIL-MCCRED.A
TMP371_26115 | 26115 | SWPP | RCF | KCPL | KCPL | LN SALISBRY - NORTON 161 kV | Monitored | 245 | 245 |  | 2020-10-29 08:39 | KCPL | SALSBRY5 | 543062 | NORTON-5 | 543064 |  |  | 1 | KCPL.KCPL.NORTON_SALISB1.1
TMP372_27782 | 27782 | MISO | RCF | CLEC | CLEC | LN LAYFLD_C - CAROLL 230 kV | Contingent | 77 | 77 |  | 2022-06-27 15:23 | CLEC | 500465 6LAYFLD | 500465 | CARROLL4 | 500140 |  |  | 1 | CLEC.CLEC.LYFLD_CAROL.A | MISO
TMP372_27782 | 27782 | MISO | RCF | EES | EES | LN WIN115 - WPRISN 115 kV | Monitored | 77 | 77 |  | 2022-06-27 15:23 | EES | Winnfield | 337343 | 3WINN_PRISON | 337342 |  |  | 1 | EES.EES.WPRISN_WIN1153.A | MISO
TMP373_24192 | 24192 | MISO | RCF | ALTW | ALTW | LN KILLDEER - QUINN 345 kV | Contingent | 226 | 226 |  | 2018-10-04 09:09 | ALTW | 631048 EMERY 5 | 631048 | QUINN | 0 |  |  | 1 | ALTW.ALTW.KILLDQUINN34_1.1
TMP373_24192 | 24192 | MISO | RCF | ALTW | ALTW | LN LIME_CK - BARTONSS 161 kV | Monitored | 226 | 226 |  | 2018-10-04 09:09 | ALTW | LIME CK5 | 631047 | BARTON5 | 631154 |  |  | 1 | ALTW.ALTW.LIME_BARTO16_1.1
TMP374_25996 | 25996 | SWPP | INT | CSWS | CSWS | LN TREASURE - LAW_ES 345 kV | Contingent | 200 | 234 |  | 2020-09-27 15:46 | CSWS | CSWS Treasure Island | 511409 | L.E.S.-2 | 511468 |  |  | 1 | CSWS.CSWS.LAW_TRE90_919.1
TMP374_25996 | 25996 | SWPP | INT | WFEC | OKGE | LN GRACMONT - ANADARKO 138 kV | Monitored | 200 | 234 |  | 2020-09-27 15:46 | OKGE/WFEC | GRACMNT7 | 515802 | ANADARK2 | 520814 |  |  | 1 | OKGE.OKGE.WASH_ANAD_2.A
TMP375_27507 | 27507 | SWPP | INT | WR | KCPL | LN LACYGNE - N345 345 kV | Monitored | 1015 | 1015 |  | 2022-03-25 02:05 | KCPL/WR | LACYGNE7 | 542981 | NEOSHO 7 | 532793 |  |  | 1 | KCPL.KCPL.LACYGN_NEOSHO1.1
TMP375_27507 | 27507 | SWPP | INT | WR | WR | LN WOLF - BENT 345 kV | Contingent | 1015 | 1015 |  | 2022-03-25 02:05 | WR | WOLFCRK7 | 532797 | BENTON 7 | 532791 |  |  | 1 | WR.WR.BENTWOLF34_1.1
TMP376_26145 | 26145 | SWPP | RCF | WAUE | WAUE | LN CHAPELLE - LELANDO 345 kV | Contingent | 239 | 239 |  | 2020-11-07 08:06 | WAUE | CHAPELLE 659130 | 659130 | LELAN41G | 659424 |  |  | 1 | WAUE.WAUE.LELANDO_CHAPEL.A | SWPP
TMP376_26145 | 26145 | SWPP | RCF | WAUE | WAUE | LN LELANDO - LELANDO 345 kV | Contingent | 239 | 239 |  | 2020-11-07 08:06 | WAUE | LELAN41G | 0 | LELAN41G | 659105 |  |  | 1 | WAUE.WAUE.LELANLELAN34_2.S | SWPP
TMP376_26145 | 26145 | SWPP | RCF | WAUE | WAUE | LN OAHE - SULLYBT 230 kV | Monitored | 239 | 239 |  | 2020-11-07 08:06 | WAUE | OAHE 4 | 652519 | SULLYBT4 | 655587 |  |  | 1 | WAUE.WAUE.OAHESULLY23_1.1 | SWPP
TMP377_26901 | 26901 | MISO | RCF | DPC | ALTW | LN ADAMS_I - BVR_CRK 161 kV | Monitored | 240 | 264 |  | 2021-08-27 06:12 | ALTW/DPC | ADAMS_N5 | 631122 | BVR CRK5 | 681527 |  |  | 1 | DPC.DPC.BVR_CADAMS16_1.1 | MISO
TMP377_26901 | 26901 | MISO | RCF | NSP | NSP | LN NROCH - BRIGGSRD 345 kV | Contingent | 240 | 264 |  | 2021-08-27 06:12 | NSP | NROC 5 | 601039 | BRIGGS RD 5 | 600135 |  |  | 1 | NSP.NSP.BRIGGNROCH34_1.1 | MISO
TMP378_27785 | 27785 | SWPP | INT | OKGE | OKGE | LN FPLSWTCH - WDWRD1 138 kV | Monitored | 133 | 153 |  | 2022-06-23 11:53 | OKGE | WINDFRM4 | 515785 | WODWRD 2 | 514785 |  |  | 1 | OKGE.OKGE.8691.A
TMP378_27785 | 27785 | SWPP | INT | WFEC | WFEC | LN SEILING4 - MOORLN1 138 kV | Contingent | 133 | 153 |  | 2022-06-23 11:53 | WFEC | Seiling | 520553 | CRTSJCT2 | 520999 |  |  | 1 | WFEC.WFEC.SEILING_MOORLN.A
TMP378_27785 | 27785 | SWPP | INT | WFEC | WFEC | LN TALOGA1 - SEILING4 138 kV | Contingent | 133 | 153 |  | 2022-06-23 11:53 | WFEC | TALOGA 2 | 521065 | Seiling | 520553 |  |  | 1 | WFEC.WFEC.TALOGA_SEILING.A
TMP379_27418 | 27418 | SWPP | INT | SPS | SPS | LN CROSSRDS - TOLKSUB 345 kV | Contingent | 516 | 558 |  | 2022-02-18 17:18 | SPS | CROSSROADS 7 | 527656 | TOLK_TAP 6 | 525549 |  |  | 1 | SPS.SPS.EDDY_TOLKS34_1.A
TMP379_27418 | 27418 | SWPP | INT | SPS | SPS | XF EDDY_CO 345/230 kV | Monitored | 516 | 558 |  | 2022-02-18 17:18 | SPS | EDDY_STH 3 | 527802 | EDDY_STH 3 | 527799 |  |  | 2 | SPS.SPS.EDDY_CO.818.EDY_230XFMR
TMP380_26902 | 26902 | MISO | RCF | MGE | NSP | LN BRIGGSRD - BRNM 345 kV | Contingent | 448 | 515 |  | 2021-08-27 06:23 | NSP/MGE | BRIGGS RD 5 | 600135 |  |  |  |  | 1 | NSP.NSP.W-13.1
TMP380_26902 | 26902 | MISO | RCF | NSP | NSP | XF BRIGGSRD 345/1 kV | Monitored | 448 | 515 |  | 2021-08-27 06:23 | NSP | BRIGGS RD 5 | 600135 | BRIGGS RD 5 | 600139 | BRIGGS RD 5 | 601043 | 2 | NSP.NSP.BRIGGSRD.TR9.TR9_1
TMP381_26605 | 26605 | SWPP | INT | OKGE | OKGE | LN WDWRDEHV - BORDER 345 kV | Contingent | 389 | 389 |  | 2021-04-13 16:12 | OKGE | WWRDEHV7 | 515375 | BORDER 7 | 515458 |  |  | 1 | OKGE.OKGE.BORDER_WDWRD.A
TMP381_26605 | 26605 | SWPP | INT | SPS | SPS | LN BUSHLAND - DEAFSMIT 230 kV | Monitored | 389 | 389 |  | 2021-04-13 16:12 | SPS | BUSHLAND 6 | 524267 | DEAFSMITH 3 | 524623 |  |  | 1 | SPS.SPS.BUSHL_DEAFSM.1
TMP383_27531 | 27531 | SWPP | INT | WAUE | WAUE | LN BRISTOL3 - SUMMITW 115 kV | Monitored | 120 | 120 |  | 2022-04-01 16:55 | WAUE | BRISTOL7 | 655457 | SUMMIT-7 | 652522 |  |  | 1 | WAUE.WAUE.BRISTSUMMI11_1.1
TMP383_27531 | 27531 | SWPP | INT | WAUE | WAUE | LN CROCKERW - WATERTN 345 kV | Contingent | 120 | 120 |  | 2022-04-01 16:55 | WAUE | CROCKERWF | 659165 | WATERTN4 | 652529 |  |  | 1 | WAUE.WAUE.CROCKER_WATERT.A
TMP384_27290 | 27290 | SWPP | RCF | NSP | NSP | LN BUFFRID - YANKEE 115 kV | Contingent | 106 | 106 |  | 2021-12-19 10:55 | NSP | BUFLO RDG 1 | 603134 | YANKEE B2 | 603191 |  |  | 1 | NSP.NSP.BUFFRYANKE11_1.1 | SWPP
TMP384_27290 | 27290 | SWPP | RCF | WAUE | WAUE | LN S3 - GRANITF 115 kV | Monitored | 106 | 106 |  | 2021-12-19 10:55 | WAUE | S3 7 | 652508 | GRANITF7 | 652551 |  |  | 1 | WAUE.WAUE.S3GRANI11_1.1 | SWPP
TMP385_27447 | 27447 | SWPP | RCF | CSWS | CSWS | LN WELSH - DIANA 345 kV | Contingent | 905 | 1059 |  | 2022-03-06 00:10 | CSWS | WELSHRE4 | 0 | DIANA 4 | 508832 |  |  | 1 | CSWS.CSWS.896.A | SWPP
TMP385_27447 | 27447 | SWPP | RCF | CSWS | CSWS | LN WELSH - DIANA 345 kV | Monitored | 905 | 1059 |  | 2022-03-06 00:10 | CSWS | WELSHRE4 | 0 | DIANA 4 | 508832 |  |  | 2 | CSWS.CSWS.897.B | SWPP
TMP386_27728 | 27728 | SWPP | INT | OKGE | OKGE | LN ARCAD7 - OMLARCA 138 kV | Contingent | 216 | 266 |  | 2022-06-02 15:42 | OKGE | ARCADIA4 | 514907 | LGARBER4 | 515465 |  |  | 1 | OKGE.OKGE.ARCAD_LUGRB.A
TMP386_27728 | 27728 | SWPP | INT | OKGE | OKGE | LN CHTWOOD4 - JONES2 138 kV | Contingent | 216 | 266 |  | 2022-06-02 15:42 | OKGE | CHTWOOD4 | 514842 | JONESTP4 | 514840 |  |  | 1 | OKGE.OKGE.JONES2_CHTWO_1.A
TMP386_27728 | 27728 | SWPP | INT | OKGE | OKGE | LN JONES_KA - HSL1 138 kV | Monitored | 216 | 266 |  | 2022-06-02 15:42 | OKGE | JNSKAMO4 | 514906 | HSL 4 | 514941 |  |  | 2 | OKGE.OKGE.8805.B
TMP386_27728 | 27728 | SWPP | INT | OKGE | OKGE | LN OMLARCA - CHTWOOD4 138 kV | Contingent | 216 | 266 |  | 2022-06-02 15:42 | OKGE | LGARBER4 | 515465 | CHTWOOD4 | 514842 |  |  | 1 | OKGE.OKGE.LOUIS_CHIT.A
TMP387_27657 | 27657 | MISO | RCF | EES | EES | LN QUITMN - BEE_BR 161 kV | Monitored | 205 | 205 |  | 2022-05-13 19:19 | EES | 5QUITMAN! | 337926 | 5BEE BRANCH# | 338831 |  |  | 1 | EES.EES.BEE_BR_QUITMN5.A | MISO
TMP387_27657 | 27657 | MISO | RCF | OKGE | EES | LN ARK_NU - FTSMTH 500 kV | Contingent | 205 | 205 |  | 2022-05-13 19:19 | EES/OKGE | 1ANO U1 | 337909 | FTSMTHW5 | 515305 |  |  | 1 | OKGE.OKGE.FTSMTH-ARK_NU8.A | MISO
TMP388_27222 | 27222 | SWPP | RCF | AECI | WR | LN N345 - BLACKBRY 345 kV | Monitored | 870 | 870 |  | 2021-12-04 01:13 | WR/AECI | NEOSHO 7 | 532793 | 3007397BLACKBERRY | 300739 |  |  | 1 | WR.WR.BLCKBRY_NEOSH.A
TMP388_27222 | 27222 | SWPP | RCF | GRDA | OKGE | LN SONR1 - CLEVLND7 345 kV | Contingent | 870 | 870 |  | 2021-12-04 01:13 | OKGE/GRDA | SOONER 4 | 514803 | AFTONTER2 | 512694 |  |  | 1 | GRDA.GRDA.SONR_CLEVLND.A
TMP389_27798 | 27798 | SWPP | INT | WR | WR | LN MORR - EMPEC 345 kV | Contingent | 159 | 159 |  | 2022-06-28 06:41 | WR | MORRIS 7 | 532770 | EMPEC 7 | 532768 |  |  | 1 | WR.WR.EMPEC_MORR.1
TMP389_27798 | 27798 | SWPP | INT | WR | WR | LN MORR - WEMP 115 kV | Monitored | 159 | 159 |  | 2022-06-28 06:41 | WR | MORRIS 7 | 533305 | WEMPORI3 | 533309 |  |  | 1 | WR.WR.4067.1
TMP390_24047 | 24047 | SWPP | RCF | EDE | WR | LN NSES - RAM452 161 kV | Monitored | 212 | 237 |  | 2018-07-26 00:49 | WR/EDE | NEOSHO 2 | 532937 | RIV4525 | 547469 |  |  | 1 | WR.WR.10291.A
TMP390_24047 | 24047 | SWPP | RCF | GRDA | GRDA | LN GRDA17 - TONNECE 345 kV | Contingent | 212 | 237 |  | 2018-07-26 00:49 | GRDA | GRDA1 5 | 512650 | TONECE7 | 512750 |  |  | 1 | GRDA.GRDA.TONN_GRDA.A
TMP391_27148 | 27148 | TVA | RCF | TVA | EES | LN FREPT5 - GENTRX 230 kV | Contingent | 335 | 335 |  | 2021-11-16 17:17 | EES/TVA | 6FREEPORT% | 337162 | 8FREEPORT TN | 360594 |  |  | 1 | EES.EES.FREPT5_GENTRX6.A
TMP391_27148 | 27148 | TVA | RCF | TVA | TVA | LN BATSV7 - SARDIT 161 kV | Monitored | 335 | 335 |  | 2021-11-16 17:17 | TVA | 3BATESVILLE | 360214 | 5SARDIS MS T | 361071 |  |  | 1 | TVA.TVA.2259.A
TMP391_27148 | 27148 | TVA | RCF | TVA | TVA | XF GENTRX 500/230 kV | Contingent | 335 | 335 |  | 2021-11-16 17:17 | TVA | 8FREEPORT TN | 360023 | 8FREEPORT TN | 360594 |  |  | 1 | TVA.TVA.GENTRX.08XQ.6COGFRPT_BK1
TMP392_27574 | 27574 | SWPP | INT | NPPD | NPPD | LN HOSKINS - SHELLCRK 345 kV | Contingent | 120 | 132 |  | 2022-04-13 06:02 | NPPD | HOSKINS3 | 640226 | SHELCRK3 | 640342 |  |  | 1 | NPPD.NPPD.NP_3515.A
TMP392_27574 | 27574 | SWPP | INT | NPPD | NPPD | LN NORFOLK - MADISO3 115 kV | Monitored | 120 | 132 |  | 2022-04-13 06:02 | NPPD | NORFOLK7 | 640298 | MADISON7 | 640263 |  |  | 1 | NPPD.NPPD.12187.A
TMP393_27415 | 27415 | SWPP | INT | SPS | SPS | LN CROSSRDS - EDDY_CO 345 kV | Contingent | 478 | 556 |  | 2022-02-18 17:18 | SPS | CROSSROADS 7 | 527656 | EDDY_STH 3 | 527802 |  |  | 1 | SPS.SPS.EDDY_CROSSRDS.A
TMP393_27415 | 27415 | SWPP | INT | SPS | SPS | XF TOLKSUB 345/230 kV | Monitored | 478 | 556 |  | 2022-02-18 17:18 | SPS | TOLK_TAP 6 | 525549 | TOLK_TAP 6 | 0 |  |  | 6 | SPS.SPS.TOLKSUB.817.TOK_230XFMR
TMP394_27416 | 27416 | SWPP | INT | SPS | SPS | XF TOLKSUB 1/230 kV | Contingent | 478 | 556 |  | 2022-02-18 17:18 | SPS |  | 0 |  | 0 | TOLK 7 | 525549 | 2 | SPS.SPS.TOLKSUB.TR2.T2_S
TMP394_27416 | 27416 | SWPP | INT | SPS | SPS | XF TOLKSUB 345/230 kV | Monitored | 478 | 556 |  | 2022-02-18 17:18 | SPS | TOLK_TAP 6 | 525549 | TOLK_TAP 6 | 0 |  |  | 6 | SPS.SPS.TOLKSUB.817.TOK_230XFMR
TMP395_27837 | 27837 | SWPP | RCF | OTP | OTP | LN SQBUTTEW - CENTER2 230 kV | Contingent | 331 | 331 |  | 2022-07-19 14:32 | OTP | YNG2 4 | 657756 | CENTER 4 | 657751 |  |  | 1 | OTP.OTP.CENTESQBUT23_2.1 | SWPP
TMP395_27837 | 27837 | SWPP | RCF | OTP | OTP | XF CENTER2 1/13.8 kV | Contingent | 331 | 331 |  | 2022-07-19 14:32 | OTP | CENTER 4 | 620019 | CENTER 4 | 620017 | CENTER 3 | 657791 | 3 | OTP.OTP.CENTER2.TR2.TR23 | SWPP
TMP395_27837 | 27837 | SWPP | RCF | OTP | OTP | XF CENTER2 1/13.8 kV | Contingent | 331 | 331 |  | 2022-07-19 14:32 | OTP | CENTER 4 | 620019 | CENTER 4 | 620017 | CENTER 4 | 657751 | 3 | OTP.OTP.CENTER2.TR2.TR23 | SWPP
TMP395_27837 | 27837 | SWPP | RCF | OTP | OTP | XF CENTER2 1/230 kV | Contingent | 331 | 331 |  | 2022-07-19 14:32 | OTP | CENTER 4 | 620019 | CENTER 4 | 657751 | CENTER 3 | 657791 | 2 | OTP.OTP.CENTER2.TR2.TR22 | SWPP
TMP395_27837 | 27837 | SWPP | RCF | WAUE | WAUE | LN WARDWA - BISMARK2 230 kV | Monitored | 331 | 331 |  | 2022-07-19 14:32 | WAUE | WARD 4 | 652296 | BISMARK9 | 652426 |  |  | 1 | WAUE.WAUE.WARDWBISMA23_1.1 | SWPP
TMP396_27797 | 27797 | SWPP | INT | OKGE | OKGE | LN 134PENTP - MCCLAI 138 kV | Contingent | 191 | 191 |  | 2022-06-27 14:51 | OKGE | SW134TP4 | 514876 | MCCLAIN4 | 514902 |  |  | 1 | OKGE.OKGE.MCCL_134PENTP.A
TMP396_27797 | 27797 | SWPP | INT | OKGE | OKGE | LN 134PENTP - SGATE 138 kV | Contingent | 191 | 191 |  | 2022-06-27 14:51 | OKGE | SW134TP4 | 514876 | SOGATE 4 | 514928 |  |  | 1 | OKGE.OKGE.SGATE_134PENTP.A
TMP396_27797 | 27797 | SWPP | INT | OKGE | OKGE | LN 134PENTP - WESTMOR4 138 kV | Contingent | 191 | 191 |  | 2022-06-27 14:51 | OKGE | SW134TP4 | 514876 | WESTMOR4 | 514887 |  |  | 1 | OKGE.OKGE.WEST_134PENTP.A
TMP396_27797 | 27797 | SWPP | INT | OKGE | OKGE | LN BOYD - CDRLN 138 kV | Monitored | 191 | 191 |  | 2022-06-27 14:51 | OKGE | BOYD 4 | 514958 | CEDARLN4 | 514948 |  |  | 1 | OKGE.OKGE.8858.A
TMP396_27797 | 27797 | SWPP | INT | OKGE | OKGE | LN WESTMOR4 - PENN1 138 kV | Contingent | 191 | 191 |  | 2022-06-27 14:51 | OKGE | WESTMOR4 | 514887 | PENN 2 | 514925 |  |  | 1 | OKGE.OKGE.8822.A
TMP397_26770 | 26770 | MISO | RCF | ALTW | ALTW | LN LAURELSS - M_TOWN 161 kV | Contingent | 325 | 325 |  | 2021-06-15 01:26 | ALTW | LAUREL_5 | 631186 | M-TOWN 7 | 631081 |  |  | 1 | ALTW.ALTW.LAUREM_TOW16_1.1 | MISO
TMP397_26770 | 26770 | MISO | RCF | ALTW | ALTW | LN M_TOWN - TIMBRCK 161 kV | Monitored | 325 | 325 |  | 2021-06-15 01:26 | ALTW | M-TOWN 7 | 631081 | TIMBRCK5 | 631082 |  |  | 1 | ALTW.ALTW.M_TOWTIMBR16_1.1 | MISO
TMP398_27292 | 27292 | SWPP | RCF | OTP | OTP | LN WAHPETN - HANKSON 230 kV | Contingent | 80 | 88 |  | 2021-12-20 15:23 | OTP | WAHPETN7 | 620329 | HANKSON4 | 620327 |  |  | 1 | OTP.OTP.WAHPEHANKS23_1.1 | SWPP
TMP398_27292 | 27292 | SWPP | RCF | OTP | OTP | XF WAHPETN 230/1 kV | Contingent | 80 | 88 |  | 2021-12-20 15:23 | OTP | WAHPETN7 | 620329 | WAHPETN7 | 620097 | WAHPETN7 | 620229 | 4 | OTP.OTP.WAHPETN.TR2.TR21 | SWPP
TMP398_27292 | 27292 | SWPP | RCF | WAUE | WAUE | LN ELLIOTTW - ENDERLNW 115 kV | Monitored | 80 | 88 |  | 2021-12-20 15:23 | WAUE | ELLIOTT7 | 652462 | ENDERLIN 7 | 652638 |  |  | 1 | WAUE.WAUE.ELLIOENDER11_1.1 | SWPP
TMP399_24015 | 24015 | SWPP | RCF | WAUE | WAUE | LN GARRISN - LELANDO 230 kV | Monitored | 368 | 368 |  | 2018-07-06 02:06 | WAUE | GARRISN4 | 652441 | LELAN41G | 659106 |  |  | 1 | WAUE.WAUE.GARRILELAN23_1.1 | SWPP
TMP399_24015 | 24015 | SWPP | RCF | WAUE | WAUE | LN HILKEN - BISMARK2 230 kV | Contingent | 368 | 368 |  | 2018-07-06 02:06 | WAUE | HILKEN 4 | 0 | BISMARK9 | 652426 |  |  | 1 | WAUE.WAUE.HILKEBISMA23_1.1 | SWPP
TMP400_27008 | 27008 | TVA | RCF | AECI | AECI | LN NEW_MAD - W_NEWMAD 345 kV | Monitored | 896 | 896 |  | 2021-10-05 14:50 | AECI | 5NEWMAD | 300046 | 8WNEWMADRID | 301407 |  |  | 1 | AECI.AECI.NMAD_WNEWMAD2.A
TMP400_27008 | 27008 | TVA | RCF | AECI | AECI | LN NEW_MAD - W_NEWMAD 500 kV | Contingent | 896 | 896 |  | 2021-10-05 14:50 | AECI | 5NEWMAD | 300035 | 8WNEWMADRID | 301406 |  |  | 1 | AECI.AECI.WNWMD_NMD.A
TMP400_27008 | 27008 | TVA | RCF | AECI | AECI | XF NEW_MAD 345/500 kV | Contingent | 896 | 896 |  | 2021-10-05 14:50 | AECI | 5NEWMAD | 300046 | 5NEWMAD | 300035 |  |  | 5 | AECI.AECI.NEW_MAD.3440.T4
TMP400_27008 | 27008 | TVA | RCF | AECI | AECI | XF NEW_MAD 345/500 kV | Contingent | 896 | 896 |  | 2021-10-05 14:50 | AECI | 5NEWMAD | 300046 | 5NEWMAD | 300035 |  |  | 6 | AECI.AECI.NEW_MAD.3441.T3
TMP401_27007 | 27007 | TVA | RCF | AECI | AECI | LN NEW_MAD - W_NEWMAD 345 kV | Monitored | 896 | 896 |  | 2021-10-05 14:50 | AECI | 5NEWMAD | 300046 | 8WNEWMADRID | 301407 |  |  | 1 | AECI.AECI.NMAD_WNEWMAD2.A
TMP401_27007 | 27007 | TVA | RCF | EES | EES | LN SANSSU - DRIVER 500 kV | Contingent | 896 | 896 |  | 2021-10-05 14:50 | EES | 8SANS SOUCI% | 338188 | 338198 8DRIVER% | 338198 |  |  | 1 | EES.EES.DRIVER_SANSSU8.1
TMP402_26249 | 26249 | MISO | RCF | OTP | OTP | XF COYOTE 345/115 kV | Monitored | 168 | 210 |  | 2020-12-14 01:56 | OTP | COYOTE 3 | 661016 | COYOTE 3 | 620025 |  |  | 2 | OTP.OTP.COYOTE.TR1.TR1
TMP403_27701 | 27701 | SWPP | RCF | NSP | WAUE | LN SPLT_RT - NOBLES 345 kV | Contingent | 106 | 106 |  | 2022-05-27 16:49 | WAUE/NSP | SPLT RK3 | 601006 | NOBLES 7 | 601034 |  |  | 1 | NSP.NSP.SPLT_NOBLE34_1.1 | SWPP
TMP403_27701 | 27701 | SWPP | RCF | WAUE | WAUE | LN GRANITF - S3 115 kV | Monitored | 106 | 106 |  | 2022-05-27 16:49 | WAUE | GRANITF7 | 652551 | S3 7 | 652508 |  |  | 1 | WAUE.WAUE.S3GRANI11_1.1 | SWPP
TMP405_26110 | 26110 | MISO | RCF | OTP | OTP | LN BIGSTON - BROWNSV 230 kV | Monitored | 324 | 357 |  | 2020-11-03 00:45 | OTP | BIGSTON4 | 620314 | BROWNSV4 | 620325 |  |  | 1 | OTP.OTP.BIGSTBROWN23_1.1 | MISO
TMP407_26709 | 26709 | MISO | RCF | AMRN | AMRN | LN PLMY - HANW 161 kV | Monitored | 279 | 279 |  | 2021-05-27 22:53 | AMRN | 5PALMYRA | 345437 | 5HNBL 1 | 344697 |  |  | 1 | AMRN.AMRN.HANW_PLMY_2.A
TMP407_26709 | 26709 | MISO | RCF | AMRN | AMRN | LN SPCK - MTGY 345 kV | Contingent | 279 | 279 |  | 2021-05-27 22:53 | AMRN | 7SPENCER | 345992 | 7MONTGMRY | 345230 |  |  | 1 | AMRN.AMRN.MTGY_SPCK_5503.A
TMP408_27364 | 27364 | SWPP | INT | SPS | SPS | LN INDIANA - SP-ERSK3 115 kV | Monitored | 80 | 80 |  | 2022-01-24 13:20 | SPS | INDIANA 3 | 526146 | SP-ERSKINE 3 | 526109 |  |  | 1 | SPS.SPS.INDIACARLI11_1.1
TMP408_27364 | 27364 | SWPP | INT | SPS | SPS | LN TUCO - CARLISLE 230 kV | Contingent | 80 | 80 |  | 2022-01-24 13:20 | SPS | TUCO_INT 6 | 525830 | CARLISLE 6 | 526161 |  |  | 1 | SPS.SPS.135.1
TMP409_27327 | 27327 | TVA | RCF | EES | EES | LN SANSSU - DRIVER 500 kV | Contingent | 1732 | 1732 |  | 2022-01-13 17:08 | EES | 8SANS SOUCI% | 338188 | 338198 8DRIVER% | 338198 |  |  | 1 | EES.EES.DRIVER_SANSSU8.1
TMP409_27327 | 27327 | TVA | RCF | TVA | TVA | LN FREPT7 - CORDOV1 500 kV | Monitored | 1732 | 1732 |  | 2022-01-13 17:08 | TVA | 8FREEPORT TN | 360023 | 8CORDOVA TN | 360025 |  |  | 1 | TVA.TVA.1552.A
TMP410_26202 | 26202 | SWPP | RCF | MEC | ALTW | LN QUINN - BLKHAWK 345 kV | Contingent | 223 | 245 |  | 2020-11-23 12:13 | ALTW/MEC | QUINN | 0 | BLKHWK 8 | 636199 |  |  | 1 | MEC.MEC.BLKHAQUINN34_1.1 | SWPP
TMP410_26202 | 26202 | SWPP | RCF | WAUE | WAUE | LN SHEFFLD1 - HAMP_TP 161 kV | Monitored | 223 | 245 |  | 2020-11-23 12:13 | WAUE | SHEFFLD5 | 656201 | HAMPTONTAP5 | 656207 |  |  | 1 | WAUE.WAUE.SHEFFHAMP_16_1.1 | SWPP
TMP411_25006 | 25006 | SWPP | INT | EDE | EDE | LN JOP3891 - TIP2921 161 kV | Contingent | 223 | 223 |  | 2019-08-05 15:47 | EDE | JOP389 1 | 547483 | TIP292 5 | 547472 |  |  | 1 | EDE.EDE.11352.A
TMP411_25006 | 25006 | SWPP | INT | EDE | EDE | LN RNM393 - TIP2921 161 kV | Monitored | 223 | 223 |  | 2019-08-05 15:47 | EDE | RNM393 2 | 547500 | TIP292 5 | 547472 |  |  | 1 | EDE.EDE.11353.A
TMP414_27757 | 27757 | SWPP | RCF | OTP | OTP | LN JMSTNOTP - BUFFALO2 345 kV | Contingent | 331 | 331 |  | 2022-06-15 00:29 | OTP | JAMESTN3 | 620369 | BUFFALO7 | 620358 |  |  | 1 | OTP.OTP.BUFFAJMSTN34_1.1 | SWPP
TMP414_27757 | 27757 | SWPP | RCF | WAUE | WAUE | LN WARDWA - BISMARK2 230 kV | Monitored | 331 | 331 |  | 2022-06-15 00:29 | WAUE | WARD 4 | 652296 | BISMARK9 | 652426 |  |  | 1 | WAUE.WAUE.WARDWBISMA23_1.1 | SWPP
TMP415_27411 | 27411 | SWPP | INT | OKGE | OKGE | LN MSTNG1 - CUNCL 138 kV | Contingent | 287 | 287 |  | 2022-02-17 16:17 | OKGE | MUSTNG4G | 514861 | COUNCIL4 | 514865 |  |  | 1 | OKGE.OKGE.8772.A
TMP415_27411 | 27411 | SWPP | INT | OKGE | OKGE | LN MSTNG1 - SW51 138 kV | Monitored | 287 | 287 |  | 2022-02-17 16:17 | OKGE | MUSTNG4G | 514861 | SW 5TH 2 | 514920 |  |  | 1 | OKGE.OKGE.8775.A
TMP416_25913 | 25913 | MISO | RCF | ALTW | ALTW | LN COLBY - BISONSS 345 kV | Contingent | 221 | 221 |  | 2020-08-24 19:29 | ALTW | COLBY | 631202 | BISONSS | 0 |  |  | 1 | ALTW.ALTW.BISONCOLBY34_1.1 | MISO
TMP416_25913 | 25913 | MISO | RCF | ALTW | ALTW | LN DICY - TRIBOJI 161 kV | Monitored | 221 | 221 |  | 2020-08-24 19:29 | ALTW | DKSN_CO5 | 631124 | TRIBOJI8 | 631102 |  |  | 1 | ALTW.ALTW.DICYTRIBO16_1.1 | MISO
TMP417_27661 | 27661 | SWPP | INT | OPPD | OPPD | LN SUB1221 - SUB1231 161 kV | Monitored | 217 | 217 |  | 2022-05-16 08:42 | OPPD | S1221 5 | 646221 | S1231 5 | 646231 |  |  | 1 | OPPD.OPPD.SUB12SUB1216_9.1
TMP417_27661 | 27661 | SWPP | INT | OPPD | OPPD | LN SUB3454 - FT_CAL 345 kV | Contingent | 217 | 217 |  | 2022-05-16 08:42 | OPPD | S3454 3 | 645454 | S3451 3 | 645451 |  |  | 1 | OPPD.OPPD.SUB34FT_CA34_1.1
TMP418_27651 | 27651 | SWPP | INT | OKGE | OKGE | XF NOWST1 13.8/1 kV | Contingent | 478 | 478 |  | 2022-05-12 18:30 | OKGE | NORTWST4 | 515743 | NORTWST4 | 514879 | NORTWST7 | 514880 | 07; 09 | OKGE.OKGE.NOWST1.8788.B_T
TMP418_27651 | 27651 | SWPP | INT | OKGE | OKGE | XF NOWST1 138/1 kV | Contingent | 478 | 478 |  | 2022-05-12 18:30 | OKGE | NORTWST4 | 514879 | NORTWST7 | 514880 | NORTWS31 | 515743 | 07; 08 | OKGE.OKGE.NOWST1.8788.B_S
TMP418_27651 | 27651 | SWPP | INT | OKGE | OKGE | XF NOWST1 345/1 kV | Contingent | 478 | 478 |  | 2022-05-12 18:30 | OKGE | NORTWST4 | 514880 | NORTWST4 | 514879 | NORTWS31 | 515743 | 7 | OKGE.OKGE.NOWST1.8788.B
TMP418_27651 | 27651 | SWPP | INT | OKGE | OKGE | XF NOWST1 345/1 kV | Monitored | 478 | 478 |  | 2022-05-12 18:30 | OKGE | NORTWST4 | 514880 | NORTWST4 | 514879 | NORTWS41 | 514885 | 1 | OKGE.OKGE.NOWST1.XF3.XF3P
TMP419_25392 | 25392 | SWPP | INT | CSWS | CSWS | LN FULTON_C - HOPESWTC 115 kV | Contingent | 158 | 158 |  | 2019-12-18 06:36 | CSWS | FULTON 3 | 503912 | HOPE 3 | 507453 |  |  | 1 | CSWS.CSWS.FULTON_HOPES.A
TMP419_25392 | 25392 | SWPP | INT | EES | CSWS | LN FULTON_C - PAT_WX 115 kV | Monitored | 158 | 158 |  | 2019-12-18 06:36 | CSWS/EES | FULTON 3 | 503912 | 3PATMOS.W# | 338875 |  |  | 1 | EES.EES.FULTON_PATMO.A
TMP420_27697 | 27697 | MISO | RCF | AECI | AECI | LN MARYVIL - NODAWAY 161 kV | Contingent | 199 | 199 |  | 2022-05-25 22:37 | AECI | 5MARYVL | 300097 | 1NDWYG1 | 300104 |  |  | 1 | AECI.AECI.NODAWY-MARYVL.A
TMP420_27697 | 27697 | MISO | RCF | MEC | MEC | LN MAXBURG - WNTRSTAT 161 kV | Monitored | 199 | 199 |  | 2022-05-25 22:37 | MEC | MCKSBRG 3 | 635645 | WNTRSET8 | 631078 |  |  | 1 | MEC.MEC.MAXBUWNTRS16_1.1
TMP421_27762 | 27762 | SWPP | INT | SPRM | AECI | LN BROOK_LN - JUNCTN5 161 kV | Monitored | 336 | 355 |  | 2022-06-15 18:27 | AECI/SPRM | BROOKLINE 5 | 549969 | JUNCTION 5 | 549955 |  |  | 1 | SPRM.SPRM.BROOK-NICHOL.A
TMP421_27762 | 27762 | SWPP | INT | SPRM | SPRM | LN BATFLD5 - SWDISP 161 kV | Contingent | 336 | 355 |  | 2022-06-15 18:27 | SPRM | BATTLEFIELD5 | 549959 | SW DISP PLT5 | 549960 |  |  | 1 | SPRM.SPRM.11591.A
TMP421_27762 | 27762 | SWPP | INT | SPRM | SPRM | LN SWDISP - SWPS5 161 kV | Contingent | 336 | 355 |  | 2022-06-15 18:27 | SPRM | SW DISP PLT5 | 549960 | JTEC 5 | 549954 |  |  | 1 | SPRM.SPRM.11582.A
TMP422_27553 | 27553 | SWPP | INT | OKGE | OKGE | LN MUSKOGEE - FTSMTH 345 kV | Contingent | 189 | 189 |  | 2022-04-09 14:05 | OKGE | MUSKOGE2 | 515224 | FTSMTHW5 | 515302 |  |  | 1 | OKGE.OKGE.9099.A
TMP422_27553 | 27553 | SWPP | INT | SPA | SPA | LN GORE1 - SALISA1 161 kV | Monitored | 189 | 189 |  | 2022-04-09 14:05 | SPA | GORE 5 | 505552 | SALISAW5 | 505550 |  |  | 1 | SPA.SPA.7405.A
TMP423_25727 | 25727 | SWPP | RCF | AECI | AECI | LN MARYVIL - NODAWAY 161 kV | Contingent | 161 | 180 |  | 2020-06-07 04:34 | AECI | 5MARYVL | 300097 | 1NDWYG1 | 300104 |  |  | 1 | AECI.AECI.NODAWY-MARYVL.A | SWPP
TMP423_25727 | 25727 | SWPP | RCF | MPS | MPS | LN MRYVL_SJ - MIDWAY5 161 kV | Monitored | 161 | 180 |  | 2020-06-07 04:34 | MPS | MARYVLE5 | 541251 | MIDWAY_5 | 541369 |  |  | 1 | MPS.MPS.11303.A | SWPP
TMP424_27124 | 27124 | TVA | RCF | AECI | AECI | LN MARYVIL - NODAWAY 161 kV | Monitored | 243 | 243 |  | 2021-11-09 23:11 | AECI | 5MARYVL | 300097 | 1NDWYG1 | 300104 |  |  | 1 | AECI.AECI.NODAWY-MARYVL.A
TMP425_27771 | 27771 | SWPP | INT | WAUE | WAUE | XF FTRANDL 115/1 kV | Contingent | 107 | 134 |  | 2022-06-17 15:52 | WAUE | FTRANDL4 | 652510 | FTRANDL4 | 652079 | FTRANDL4 | 652509 | 04; 05 | WAUE.WAUE.FTRANDL.TRE1.TRE2
TMP425_27771 | 27771 | SWPP | INT | WAUE | WAUE | XF FTRANDL 115/1 kV | Contingent | 107 | 134 |  | 2022-06-17 15:52 | WAUE | FTRANDL4 | 652510 | FTRANDL4 | 652079 | FTRDL78G | 652549 | 05; 04 | WAUE.WAUE.FTRANDL.TRE1.TRE2
TMP425_27771 | 27771 | SWPP | INT | WAUE | WAUE | XF FTRANDL 13.8/1 kV | Contingent | 107 | 134 |  | 2022-06-17 15:52 | WAUE | FTRANDL4 | 652549 | FTRANDL4 | 652079 | FTRANDL4 | 652509 | 04; 06 | WAUE.WAUE.FTRANDL.TRE1.TRE3
TMP425_27771 | 27771 | SWPP | INT | WAUE | WAUE | XF FTRANDL 13.8/1 kV | Contingent | 107 | 134 |  | 2022-06-17 15:52 | WAUE | FTRANDL4 | 652549 | FTRANDL4 | 652079 | FTRANDL7 | 652510 | 06; 04 | WAUE.WAUE.FTRANDL.TRE1.TRE3
TMP425_27771 | 27771 | SWPP | INT | WAUE | WAUE | XF FTRANDL 230/1 kV | Contingent | 107 | 134 |  | 2022-06-17 15:52 | WAUE | FTRANDL4 | 652509 | FTRANDL4 | 652079 | FTRANDL7 | 652510 | 4 | WAUE.WAUE.FTRANDL.TRE1.TRE1
TMP425_27771 | 27771 | SWPP | INT | WAUE | WAUE | XF FTRANDL 230/1 kV | Contingent | 107 | 134 |  | 2022-06-17 15:52 | WAUE | FTRANDL4 | 652509 | FTRANDL4 | 652079 | FTRDL78G | 652549 | 4 | WAUE.WAUE.FTRANDL.TRE1.TRE1
TMP425_27771 | 27771 | SWPP | INT | WAUE | WAUE | XF FTRANDL 230/115 kV | Contingent | 107 | 134 |  | 2022-06-17 15:52 | WAUE | FTRANDL4 | 652509 | FTRANDL4 | 652510 |  |  | 1 | WAUE.WAUE.FTRANDL.TRF.TRF
TMP425_27771 | 27771 | SWPP | INT | WAUE | WAUE | XF FTRANDL 230/115 kV | Monitored | 107 | 134 |  | 2022-06-17 15:52 | WAUE | FTRANDL4 | 652509 | FTRANDL4 | 652510 |  |  | 1 | WAUE.WAUE.FTRANDL.TRF.TRF
TMP426_27203 | 27203 | MISO | RCF | DPC | ALTW | LN LANSING - GENOA3 161 kV | Monitored | 240 | 264 |  | 2021-12-02 20:59 | ALTW/DPC | LANS5 4G | 631052 | GENOA | 681523 |  |  | 1 | DPC.DPC.GENOALANSI16_1.1 | MISO
TMP426_27203 | 27203 | MISO | RCF | DPC | DPC | LN HARMONY - GENOA3 161 kV | Contingent | 240 | 264 |  | 2021-12-02 20:59 | DPC | HARMONY5 | 681528 | GENOA | 681523 |  |  | 1 | DPC.DPC.HARMOGENOA16_1.1 | MISO
TMP427_25433 | 25433 | SWPP | INT | MIDW | MIDW | LN COLBY3 - ATWOOD 115 kV | Monitored | 66 | 77 |  | 2020-01-14 05:43 | MIDW | COLBY 3 | 530555 | ATWOOD 3 | 530554 |  |  | 1 | WR.MIDW.9981.A
TMP427_25433 | 25433 | SWPP | INT | SECI | SECI | LN MINGO1 - SETAB1 345 kV | Contingent | 66 | 77 |  | 2020-01-14 05:43 | SECI | MINGO 3 | 531451 | SETAB 7 | 531465 |  |  | 1 | SECI.SECI.10151.A
TMP428_26899 | 26899 | MISO | RCF | EES | EES | LN HSVILG - HOLLIS_E 115 kV | Monitored | 121 | 121 |  | 2021-08-26 16:34 | EES | 3HS VILLAGE | 337707 | 3HOLLIS# | 338743 |  |  | 1 | EES.EES.HOLLIS_HSVILG3.A | MISO
TMP428_26899 | 26899 | MISO | RCF | OKGE | EES | LN ARK_NU - FTSMTH 500 kV | Contingent | 121 | 121 |  | 2021-08-26 16:34 | EES/OKGE | 1ANO U1 | 337909 | FTSMTHW5 | 515305 |  |  | 1 | OKGE.OKGE.FTSMTH-ARK_NU8.A | MISO
TMP429_27794 | 27794 | SWPP | INT | NPPD | NPPD | LN BLMFLD - CREITON 115 kV | Contingent | 120 | 132 |  | 2022-06-27 00:45 | NPPD | BLMFLD 7 | 640084 | CREITON7 | 640149 |  |  | 1 | NPPD.NPPD.BLMFLD_CREITON.A
TMP429_27794 | 27794 | SWPP | INT | NPPD | WAUE | LN GAVINS - HARTNGTN 115 kV | Monitored | 120 | 132 |  | 2022-06-27 00:45 | WAUE/NPPD | GAVINS 7 | 652511 | HARTGTN7 | 640212 |  |  | 1 | WAUE.WAUE.HARTGGAVIN11_1.1
TMP430_26604 | 26604 | SWPP | RCF | AECI | AECI | LN GENTRY - FAIRPORT 161 kV | Contingent | 161 | 180 |  | 2021-04-13 14:35 | AECI | 5GENTRY | 300073 | 5FAIRPT | 300076 |  |  | 1 | AECI.AECI.FAIRPT-NODAWY.A | SWPP
TMP430_26604 | 26604 | SWPP | RCF | AECI | AECI | LN GENTRY - NODAWAY 161 kV | Contingent | 161 | 180 |  | 2021-04-13 14:35 | AECI | 5GENTRY | 300073 | 1NDWYG1 | 300104 |  |  | 1 | AECI.AECI.GENTRY-NODAWY.A | SWPP
TMP430_26604 | 26604 | SWPP | RCF | MPS | MPS | LN MRYVL_SJ - MIDWAY5 161 kV | Monitored | 161 | 180 |  | 2021-04-13 14:35 | MPS | MARYVLE5 | 541251 | MIDWAY_5 | 541369 |  |  | 1 | MPS.MPS.11303.A | SWPP
TMP431_26904 | 26904 | SWPP | INT | WFEC | WFEC | LN OKEENE1 - DOVERS1 138 kV | Monitored | 74 | 74 |  | 2021-08-26 18:54 | WFEC | OKEENE 2 | 521016 | DOVERSW2 | 520882 |  |  | 1 | WFEC.WFEC.9316.A
TMP432_27825 | 27825 | SWPP | RCF | WAUE | NSP | LN SPLIT_R - SIOUXFL 230 kV | Monitored | 336 | 342 |  | 2022-07-10 00:25 | NSP/WAUE | SPLT RK7 | 602004 | SIOUXFL7 | 652523 |  |  | 1 | NSP.NSP.SIOUXSPLIT23_1.1 | SWPP
TMP432_27825 | 27825 | SWPP | RCF | WAUE | WAUE | LN SIOUXCY2 - SIOUXCY2 345 kV | Contingent | 336 | 342 |  | 2022-07-10 00:25 | WAUE | 652564 SIOUXCY3 | 652564 | 652564 SIOUXCY3 | 652564 |  |  | 1 | WAUE.WAUE.SIOUXSIOUX34_1.S | SWPP
TMP432_27825 | 27825 | SWPP | RCF | WAUE | WAUE | LN SPLT_RT - SIOUXCY2 345 kV | Contingent | 336 | 342 |  | 2022-07-10 00:25 | WAUE | SPLT RK3 | 601006 | 652564 SIOUXCY3 | 652564 |  |  | 1 | WAUE.WAUE.SPLT_SIOUX34_1.1 | SWPP
TMP433_27336 | 27336 | SWPP | INT | OKGE | OKGE | LN CHEMTRN4 - HOBBYLO4 138 kV | Contingent | 287 | 287 |  | 2022-01-11 07:48 | OKGE | CHEMTRN4 | 515367 | HOBBYLO4 | 515338 |  |  | 1 | OKGE.OKGE.HOBBYLO4_CMTRN.A
TMP433_27336 | 27336 | SWPP | INT | OKGE | OKGE | LN DATON - HOBBYLO4 138 kV | Contingent | 287 | 287 |  | 2022-01-11 07:48 | OKGE | DAYTON 4 | 514892 | HOBBYLO4 | 515338 |  |  | 1 | OKGE.OKGE.8794.A
TMP433_27336 | 27336 | SWPP | INT | OKGE | OKGE | LN MSTNG1 - SW51 138 kV | Monitored | 287 | 287 |  | 2022-01-11 07:48 | OKGE | MUSTNG4G | 514861 | SW 5TH 2 | 514920 |  |  | 1 | OKGE.OKGE.8775.A
TMP435_27610 | 27610 | SWPP | INT | OKGE | OKGE | LN CTNWD1 - CRESCENT 138 kV | Contingent | 74 | 83 |  | 2022-04-28 10:45 | OKGE | CTNWOOD4 | 514827 | CRESENT4 | 515377 |  |  | 1 | OKGE.OKGE.CRESCENT_CTNWD.A
TMP435_27610 | 27610 | SWPP | INT | WFEC | WFEC | LN OKEENE1 - DOVERS1 138 kV | Monitored | 74 | 83 |  | 2022-04-28 10:45 | WFEC | OKEENE 2 | 521016 | DOVERSW2 | 520882 |  |  | 1 | WFEC.WFEC.9316.A
TMP437_24327 | 24327 | TVA | RCF | AECI | SPA | LN STCK_SPA - MORGAN 161 kV | Monitored | 202 | 202 |  | 2018-11-14 19:33 | SPA/AECI | STOCKTN5 | 505498 | 5MORGAN | 300101 |  |  | 1 | SPA.SPA.MORGN-STCKTN.A
TMP437_24327 | 24327 | TVA | RCF | GRDA | GRDA | LN GRDA17 - TONNECE 345 kV | Contingent | 202 | 202 |  | 2018-11-14 19:33 | GRDA | GRDA1 5 | 512650 | TONECE7 | 512750 |  |  | 1 | GRDA.GRDA.TONN_GRDA.A
TMP438_27097 | 27097 | MISO | RCF | EES | CLEC | LN COOPE7 - BONWIR 138 kV | Monitored | 134 | 143 |  | 2021-11-02 22:43 | CLEC/EES | COOPER 6 | 500220 | 4BONWIER | 334340 |  |  | 1 | CLEC.CLEC.COOPER_NEWESC4.F
TMP438_27097 | 27097 | MISO | RCF | EES | EES | LN RHODES - HARTBG 500 kV | Contingent | 134 | 143 |  | 2021-11-02 22:43 | EES |  | 0 | 6HARTBRG! | 303028 |  |  | 1 | EES.EES.HARTBG_RHODES8.1
TMP439_26984 | 26984 | SWPP | INT | WR | WR | LN BENT - ROSE 345 kV | Monitored | 827 | 944 |  | 2021-09-23 23:18 | WR | BENTON 7 | 532791 | ROSEHIL7 | 532794 |  |  | 1 | WR.WR.BENTROSE34_1.1
TMP439_26984 | 26984 | SWPP | INT | WR | WR | LN WOLF - ROSE 345 kV | Contingent | 827 | 944 |  | 2021-09-23 23:18 | WR | WOLFCRK7 | 532797 | ROSEHIL7 | 532794 |  |  | 1 | WR.WR.5.1
TMP440_24908 | 24908 | MISO | RCF | OTP | OTP | XF BIGSTON 24/230 kV | Monitored | 525 | 525 |  | 2019-06-18 19:08 | OTP | BIGSTON4 | 620315 | BIGSTON4 | 620314 |  |  | 7 | OTP.OTP.BIGSTON.TRG2.TRG2 | MISO
TMP441_25211 | 25211 | SWPP | RCF | MPS | MPS | LN MRYVL_SJ - MIDWAY5 161 kV | Monitored | 161 | 180 |  | 2019-10-15 15:37 | MPS | MARYVLE5 | 541251 | MIDWAY_5 | 541369 |  |  | 1 | MPS.MPS.11303.A | SWPP
TMP441_25211 | 25211 | SWPP | RCF | MPS | NPPD | LN COOPER - ST_JOE 345 kV | Contingent | 161 | 180 |  | 2019-10-15 15:37 | NPPD/MPS | COOPER 3 | 640139 | ST JOE 3 | 541199 |  |  | 1 | NPPD.NPPD.11310.A | SWPP
TMP442_27693 | 27693 | SWPP | INT | SECI | SECI | XF SPERVI1 13.8/1 kV | Contingent | 205 | 225.5 |  | 2022-05-24 19:16 | SECI | SPRVL-T | 539935 | SPERVIL7 | 531469 | SPEARVL6 | 539695 | 5 | SECI.SECI.SPERVI1.AT1.T13
TMP442_27693 | 27693 | SWPP | INT | SECI | SECI | XF SPERVI1 230/1 kV | Contingent | 205 | 225.5 |  | 2022-05-24 19:16 | SECI | SPRVL-T | 539695 | SPERVIL7 | 531469 | SPERVLTT | 539935 | 4 | SECI.SECI.SPERVI1.AT1.T12
TMP442_27693 | 27693 | SWPP | INT | SECI | SECI | XF SPERVI1 230/115 kV | Monitored | 205 | 225.5 |  | 2022-05-24 19:16 | SECI | SPRVL-T | 539695 | SPRVL-T | 539694 |  |  | 2 | SECI.SECI.SPERVI1.1097.AB
TMP442_27693 | 27693 | SWPP | INT | SECI | SECI | XF SPERVI1 345/1 kV | Contingent | 205 | 225.5 |  | 2022-05-24 19:16 | SECI | SPRVL-T | 531469 | SPEARVL6 | 539695 | SPERVLTT | 539935 | 3 | SECI.SECI.SPERVI1.AT1.T11
TMP443_24626 | 24626 | MISO | RCF | NSP | GRE | LN PVLYGRE - BYRON2 161 kV | Monitored | 505 | 558 |  | 2019-03-13 18:07 | GRE/NSP | GRE-PL VLLY5 | 615307 | BYRON 5 | 613070 |  |  | 1 | GRE.GRE.PVLYGBYRO_16_1.1 | MISO
TMP443_24626 | 24626 | MISO | RCF | NSP | NSP | LN PVLYNSP - BYRON2 345 kV | Contingent | 505 | 558 |  | 2019-03-13 18:07 | NSP | GRE-PL VLLY3 | 615306 | BYRON 5 | 613060 |  |  | 1 | NSP.NSP.BYRONPVLYN34_1.1 | MISO
TMP444_27816 | 27816 | SWPP | INT | OKGE | OKGE | LN DRAPR1 - MDWST 138 kV | Monitored | 478 | 478 |  | 2022-07-03 15:32 | OKGE | DRAPER 4 | 514933 | MIDWEST4 | 514946 |  |  | 1 | OKGE.OKGE.8830.A
TMP444_27816 | 27816 | SWPP | INT | OKGE | OKGE | LN DRAPR1 - SNRTP 138 kV | Contingent | 478 | 478 |  | 2022-07-03 15:32 | OKGE | DRAPER 4 | 514933 | SOONRTP4 | 514949 |  |  | 1 | OKGE.OKGE.8831.A
TMP445_27733 | 27733 | SWPP | INT | SPS | SPS | LN ALLEN2 - QUAKER 115 kV | Monitored | 120 | 154 |  | 2022-06-06 15:08 | SPS | ALLEN 3 | 526213 | SP-QUAKER 3 | 526243 |  |  | 1 | SPS.SPS.ALLENQUAKE11_1.1
TMP445_27733 | 27733 | SWPP | INT | SPS | SPS | LN LUBBOCKS - WOLFFORT 230 kV | Contingent | 120 | 154 |  | 2022-06-06 15:08 | SPS | LUBBCK_STH 6 | 526269 | WOLFFORTH 3 | 526525 |  |  | 1 | SPS.SPS.160.1
TMP446_27357 | 27357 | TVA | RCF | TVA | TVA | LN BATSV7 - SARDIT 161 kV | Monitored | 372 | 372 |  | 2022-01-21 14:34 | TVA | 3BATESVILLE | 360214 | 5SARDIS MS T | 361071 |  |  | 1 | TVA.TVA.2259.A
TMP446_27357 | 27357 | TVA | RCF | TVA | TVA | LN BATSV7 - WATER1 161 kV | Contingent | 372 | 372 |  | 2022-01-21 14:34 | TVA | 3BATESVILLE | 360214 | 5WATER VLY T | 361172 |  |  | 1 | TVA.TVA.2240.X2
TMP447_26210 | 26210 | SWPP | INT | WR | KCPL | LN LACYGNE - N345 345 kV | Monitored | 1015 | 1015 |  | 2020-11-28 13:50 | KCPL/WR | LACYGNE7 | 542981 | NEOSHO 7 | 532793 |  |  | 1 | KCPL.KCPL.LACYGN_NEOSHO1.1
TMP447_26210 | 26210 | SWPP | INT | WR | WR | LN WOLF - ROSE 345 kV | Contingent | 1015 | 1015 |  | 2020-11-28 13:50 | WR | WOLFCRK7 | 532797 | ROSEHIL7 | 532794 |  |  | 1 | WR.WR.5.1
TMP448_27743 | 27743 | SWPP | INT | CSWS | CSWS | LN CHICK_NO - CORNVILL 138 kV | Contingent | 145 | 169 |  | 2022-06-12 15:36 | CSWS | N29CHIK4 | 511502 | CORNVIL2 | 511449 |  |  | 1 | CSWS.CSWS.2206.A
TMP448_27743 | 27743 | SWPP | INT | CSWS | CSWS | LN CHICK_NO - VERDEN4 138 kV | Contingent | 145 | 169 |  | 2022-06-12 15:36 | CSWS | N29CHIK4 | 511502 | VERDEN 4 | 511421 |  |  | 1 | CSWS.CSWS.2248B.A
TMP448_27743 | 27743 | SWPP | INT | CSWS | CSWS | LN SW_STA - VERDEN4 138 kV | Contingent | 145 | 169 |  | 2022-06-12 15:36 | CSWS | SWS3-1 | 511477 | VERDEN 4 | 511421 |  |  | 1 | CSWS.CSWS.2248.A
TMP448_27743 | 27743 | SWPP | INT | WFEC | WFEC | LN ANADARKO - SEQUOYAH 138 kV | Monitored | 145 | 169 |  | 2022-06-12 15:36 | WFEC | ANADARK2 | 520814 | SEQUOYAH Tap | 520422 |  |  | 1 | WFEC.WFEC.ANADARKO_SEQ.A
TMP450_27770 | 27770 | SWPP | RCF | WAUE | WAUE | LN CAMPBLCO - GLNHAMWP 230 kV | Monitored | 240 | 264 |  | 2022-06-17 12:06 | WAUE | CAMPBELL4 | 652499 | GLENHAM4 | 661038 |  |  | 1 | WAUE.WAUE.GLENHBISMA23_1.1 | SWPP
TMP450_27770 | 27770 | SWPP | RCF | WAUE | WAUE | LN FTTHOMP - CHAPELLE 345 kV | Contingent | 240 | 264 |  | 2022-06-17 12:06 | WAUE | FTTHOMP4 | 652806 | CHAPELLE 659130 | 659130 |  |  | 1 | WAUE.WAUE.FTTHOMP_CHAPEL.A | SWPP
TMP450_27770 | 27770 | SWPP | RCF | WAUE | WAUE | LN FTTHOMP - FTTHOMP 345 kV | Contingent | 240 | 264 |  | 2022-06-17 12:06 | WAUE | FTTHOMP4 | 0 | FTTHOMP4 | 0 |  |  | 1 | WAUE.WAUE.FTTHOFTTHO34_2.S | SWPP
TMP451_27732 | 27732 | SWPP | INT | OKGE | OKGE | LN ARCAD7 - NOWST1 345 kV | Contingent | 404 | 465 |  | 2022-06-06 13:41 | OKGE | ARCADIA4 | 514908 | NORTWST4 | 514880 |  |  | 1 | OKGE.OKGE.8790.A
TMP451_27732 | 27732 | SWPP | INT | OKGE | OKGE | LN BURGETT4 - DANFO 138 kV | Monitored | 404 | 465 |  | 2022-06-06 13:41 | OKGE | BURGETT4 | 514510 | DANFRTH4 | 514833 |  |  | 1 | OKGE.OKGE.8734.B
TMP452_24498 | 24498 | SWPP | RCF | SPS | SECI | LN LIBERAL_ - TEXAS_CO 115 kV | Monitored | 80 | 80 |  | 2019-01-26 20:01 | SECI/SPS | E-LIBER3 | 539672 | TC-TXCOUNTY2 | 523090 |  |  | 1 | SECI.SECI.TEXASLIBER11_1.1 | SWPP
TMP452_24498 | 24498 | SWPP | RCF | SPS | SPS | LN CARPENTR - HITCH 345 kV | Contingent | 80 | 80 |  | 2019-01-26 20:01 | SPS | Carpenter Walkemeyer | 523823 | HITCHLAND 7 | 523097 |  |  | 1 | SPS.SPS.CARPNTR_HITCH.A | SWPP
TMP453_26730 | 26730 | MISO | RCF | MEC | MEC | LN KELLOGG - LEEDSMC 161 kV | Monitored | 272 | 272 |  | 2021-06-04 11:41 | MEC | KELLOGG5 | 635221 | LEEDS 5 | 635226 |  |  | 1 | MEC.MEC.KELLOLEEDS16_1.1 | MISO
TMP453_26730 | 26730 | MISO | RCF | WAUE | MEC | LN RAUN - SIOUXCY2 345 kV | Contingent | 272 | 272 |  | 2021-06-04 11:41 | MEC/WAUE | RAUN 3 | 635200 | 652564 SIOUXCY3 | 652564 |  |  | 1 | WAUE.WAUE.RAUNSIOUX34_1.1 | MISO
TMP454_24424 | 24424 | SWPP | RCF | EDE | EDE | UN RIV453 - RIV453 16 kV | Contingent | 212 | 237 |  | 2018-12-18 16:46 | EDE | ELKRVR17 |  | ELKRVR17 | 547643 |  |  | 1 | EDE.EDE.RIV453.16.12_1
TMP454_24424 | 24424 | SWPP | RCF | EDE | EDE | UN RIV453 - RIV453 16 kV | Contingent | 212 | 237 |  | 2018-12-18 16:46 | EDE | ELKRVR17 |  | ELKRVR17 | 547643 |  |  | 1 | EDE.EDE.RIV453.16.12_2
TMP454_24424 | 24424 | SWPP | RCF | EDE | EDE | XF RIV453 16/161 kV | Contingent | 212 | 237 |  | 2018-12-18 16:46 | EDE | ELKRVR17 | 547643 | ELKRVR17 | 547501 |  |  | 1 | EDE.EDE.RIV453.XF22.XF22
TMP454_24424 | 24424 | SWPP | RCF | EDE | EDE | XF RIV453 16/161 kV | Contingent | 212 | 237 |  | 2018-12-18 16:46 | EDE | ELKRVR17 | 547643 | ELKRVR17 | 547501 |  |  | 2 | EDE.EDE.RIV453.XF12.XF_UNIT_12
TMP454_24424 | 24424 | SWPP | RCF | EDE | WR | LN NSES - RAM452 161 kV | Monitored | 212 | 237 |  | 2018-12-18 16:46 | WR/EDE | NEOSHO 2 | 532937 | RIV4525 | 547469 |  |  | 1 | WR.WR.10291.A
TMP455_27623 | 27623 | MISO | RCF | MDU | MDU | LN DKSN2_ND - MATTHSON 115 kV | Monitored | 102 | 102 |  | 2022-05-03 16:45 | MDU | DKSN2_ND | 115115 | MATHSON7 | 661019 |  |  | 1 | MDU.MDU.MATHDKSN2_11.1 | MISO
TMP455_27623 | 27623 | MISO | RCF | MDU | WAUE | LN HEBRON4 - MANDAN 230 kV | Contingent | 102 | 102 |  | 2022-05-03 16:45 | WAUE/MDU | HEBRON 4 | 652468 | MANDAN 7 | 661053 |  |  | 1 | WAUE.WAUE.HEBRON4_MANDAN.A | MISO
TMP456_24881 | 24881 | MISO | RCF | ALTW | ALTW | LN DICY - TRIBOJI 161 kV | Monitored | 221 | 221 |  | 2019-06-10 16:13 | ALTW | DKSN_CO5 | 631124 | TRIBOJI8 | 631102 |  |  | 1 | ALTW.ALTW.DICYTRIBO16_1.1 | MISO
TMP456_24881 | 24881 | MISO | RCF | MEC | MEC | LN IRVNGFKI - WEBSTER2 345 kV | Contingent | 221 | 221 |  | 2019-06-10 16:13 | MEC | IRVNGFKI | 0 | WEBSTER3 | 636000 |  |  | 1 | MEC.MEC.WEBSTIRVNG34_1.1 | MISO
TMP459_27839 | 27839 | SWPP | RCF | OTP | OTP | LN CENTER2 - SQBUTTEW 230 kV | Contingent | 119 | 119 |  | 2022-07-20 10:06 | OTP | CENTER 4 | 657751 | YNG2 4 | 657756 |  |  | 1 | OTP.OTP.CENTESQBUT23_2.1 | SWPP
TMP459_27839 | 27839 | SWPP | RCF | OTP | OTP | XF CENTER2 13.8/1 kV | Contingent | 119 | 119 |  | 2022-07-20 10:06 | OTP | CENTER 4 | 620017 | CENTER 4 | 620019 | CENTER 3 | 657791 | 3 | OTP.OTP.CENTER2.TR2.TR23 | SWPP
TMP459_27839 | 27839 | SWPP | RCF | OTP | OTP | XF CENTER2 13.8/1 kV | Contingent | 119 | 119 |  | 2022-07-20 10:06 | OTP | CENTER 4 | 620017 | CENTER 4 | 620019 | CENTER 4 | 657751 | 3 | OTP.OTP.CENTER2.TR2.TR23 | SWPP
TMP459_27839 | 27839 | SWPP | RCF | OTP | OTP | XF CENTER2 230/1 kV | Contingent | 119 | 119 |  | 2022-07-20 10:06 | OTP | CENTER 4 | 657751 | CENTER 4 | 620019 | CENTER 3 | 657791 | 2 | OTP.OTP.CENTER2.TR2.TR22 | SWPP
TMP459_27839 | 27839 | SWPP | RCF | OTP | OTP | XF CENTER2 345/1 kV | Contingent | 119 | 119 |  | 2022-07-20 10:06 | OTP | CENTER 4 | 657791 | CENTER 4 | 620019 | CENTER 4 | 657751 | 1 | OTP.OTP.CENTER2.TR2.TR21 | SWPP
TMP459_27839 | 27839 | SWPP | RCF | WAUE | WAUE | LN GARRISN - PICKCTY 115 kV | Monitored | 119 | 119 |  | 2022-07-20 10:06 | WAUE | GARRISN4 | 652442 | BEULAH 7 | 659543 |  |  | 1 | WAUE.WAUE.GARRIPICKC11_1.1 | SWPP
TMP460_27599 | 27599 | MISO | RCF | OTP | OTP | LN BSSOUTH - BIGSTON 230 kV | Contingent | 1195 | 1195 |  | 2022-04-26 04:19 | OTP | BSSOUTH | 620322 | BIGSTON4 | 620314 |  |  |  | OTP.OTP.BIGSTBSSOU23_1.1 | MISO
TMP460_27599 | 27599 | MISO | RCF | OTP | OTP | LN BSSOUTH - BIGSTON 230 kV | Monitored | 1195 | 1195 |  | 2022-04-26 04:19 | OTP | BSSOUTH | 620322 | BIGSTON4 | 620314 |  |  |  | OTP.OTP.BIGSTBSSOU23_2.2 | MISO
TMP461_25764 | 25764 | SWPP | RCF | OTP | OTP | LN PRAIRIE2 - WINGER 230 kV | Contingent | 341 | 341 |  | 2020-06-11 16:59 | OTP | PRAIRIE4 | 657755 | WINGER19 | 657758 |  |  | 1 | OTP.OTP.PRAIRWINGE23_1.1 | SWPP
TMP461_25764 | 25764 | SWPP | RCF | OTP | WAUE | LN FARGO - SHEYNNE 230 kV | Monitored | 341 | 341 |  | 2020-06-11 16:59 | WAUE/OTP | FARGO 8 | 652435 | SHEYNNE7 | 602006 |  |  | 1 | WAUE.WAUE.FARGOSHEYN23_1.1 | SWPP
TMP462_27381 | 27381 | SWPP | INT | OKGE | OKGE | LN CIMARRON - CKHAL 138 kV | Monitored | 382 | 382 |  | 2022-02-02 16:39 | OKGE | CIMARON4 | 514898 | CZECHAL4 | 514894 |  |  | 1 | OKGE.OKGE.8798.A
TMP462_27381 | 27381 | SWPP | INT | OKGE | OKGE | LN CIMARRON - DRAPR1 345 kV | Contingent | 382 | 382 |  | 2022-02-02 16:39 | OKGE | CIMARON4 | 514901 | DRAPER 4 | 514934 |  |  | 1 | OKGE.OKGE.8803.A
TMP463_27689 | 27689 | SWPP | INT | OKGE | OKGE | LN WDWRD1 - WDWRDEHV 138 kV | Contingent | 120 | 120 |  | 2022-05-23 09:04 | OKGE | WODWRD 2 | 514785 | WWRDEHV7 | 515376 |  |  | 1 | OKGE.OKGE.WWEHV_PS_1.1
TMP463_27689 | 27689 | SWPP | INT | OKGE | OKGE | XF WDWRD1 138/69 kV | Monitored | 120 | 120 |  | 2022-05-23 09:04 | OKGE | WODWRD 2 | 514785 | WODWRD 2 | 514782 |  |  | 1 | OKGE.OKGE.WDWRD1.8689.A
TMP464_24933 | 24933 | SWPP | INT | CSWS | SPS | LN TUCO - OKLAUNIO 345 kV | Monitored | 3769 | 3769 |  | 2019-07-03 17:18 | SPS/CSWS | TUCO_INT 6 | 525832 | O.K.U.-7 | 511456 |  |  | 1 | SPS.SPS.136.1
TMP464_24933 | 24933 | SWPP | INT | MIDW | MIDW | LN WR_SMKHL - SUMM 230 kV | Monitored | 3769 | 3769 |  | 2019-07-03 17:18 | WR/MIDW | SMOKYHL6 | 530592 | SUMMIT 7 | 532873 |  |  | 1 | WR.MIDW.SUMM_SMKHL.A
TMP464_24933 | 24933 | SWPP | INT | NPPD | NPPD | LN MACON345 - AXTELL1 345 kV | Monitored | 3769 | 3769 |  | 2019-07-03 17:18 | NPPD | MACON345 | 0 | AXTELL 3 | 640065 |  |  | 1 | NPPD.NPPD.MACON_AXTELL.1
TMP464_24933 | 24933 | SWPP | INT | NPPD | SECI | LN MINGO1 - REDWLO1 345 kV | Monitored | 3769 | 3769 |  | 2019-07-03 17:18 | SECI/NPPD | MINGO 3 | 531451 | REDWILO3 | 640325 |  |  | 1 | NPPD.NPPD.10152.A
TMP464_24933 | 24933 | SWPP | INT | OKGE | CSWS | LN CHISHOLM - GRACMONT 345 kV | Monitored | 3769 | 3769 |  | 2019-07-03 17:18 | CSWS/OKGE | 511553 PSO CHISHOLM | 511553 | GRACMNT7 | 515800 |  |  | 1 | CSWS.CSWS.CHISHOLM_GRACE.A
TMP464_24933 | 24933 | SWPP | INT | OKGE | OKGE | LN TATONGA - MATHWSN7 345 kV | Monitored | 3769 | 3769 |  | 2019-07-03 17:18 | OKGE | TATONGA7 | 515407 | MATHWSN7 | 515497 |  |  |  | OKGE.OKGE.TATONGA_MATHW2.A
TMP464_24933 | 24933 | SWPP | INT | OKGE | OKGE | LN TATONGA - MATHWSN7 345 kV | Monitored | 3769 | 3769 |  | 2019-07-03 17:18 | OKGE | TATONGA7 | 515407 | MATHWSN7 | 515497 |  |  |  | OKGE.OKGE.TATONGA_MATHWS.A
TMP464_24933 | 24933 | SWPP | INT | OKGE | OKGE | LN WDWRDEHV - DGRASSE7 345 kV | Monitored | 3769 | 3769 |  | 2019-07-03 17:18 | OKGE | WWRDEHV7 | 515375 | 515852 DGRASSE7 | 515852 |  |  | 1 | OKGE.OKGE.WDWRD_DGRASS1.A
TMP464_24933 | 24933 | SWPP | INT | OKGE | OKGE | LN WDWRDEHV - DGRASSE7 345 kV | Monitored | 3769 | 3769 |  | 2019-07-03 17:18 | OKGE | WWRDEHV7 | 515375 | 515852 DGRASSE7 | 515852 |  |  | 1 | OKGE.OKGE.WDWRD_DGRASS2.A
TMP464_24933 | 24933 | SWPP | INT | SECI | SECI | LN CLARKCO - THISTLE7 345 kV | Monitored | 3769 | 3769 |  | 2019-07-03 17:18 | SECI | CLARKCOUNTY7 | 539800 | THISTLE4 | 539801 |  |  | 1 | SECI.SECI.CLARK_THISTLE1.A
TMP464_24933 | 24933 | SWPP | INT | SECI | SECI | LN CLARKCO - THISTLE7 345 kV | Monitored | 3769 | 3769 |  | 2019-07-03 17:18 | SECI | CLARKCOUNTY7 | 539800 | THISTLE4 | 539801 |  |  | 1 | SECI.SECI.CLARK_THISTLE2.A
TMP464_24933 | 24933 | SWPP | INT | WR | SECI | LN MULGRE2 - CIRC 230 kV | Monitored | 3769 | 3769 |  | 2019-07-03 17:18 | SECI/WR | GRTBEND6 | 539679 | CIRCLE 6 | 532871 |  |  | 1 | SECI.SECI.10255.A
TMP465_27761 | 27761 | SWPP | INT | NPPD | NPPD | LN HASTING_ - PAULINE 115 kV | Contingent | 115 | 126 |  | 2022-06-15 16:39 | NPPD | HASTCTY7 | 641088 | PAULINE3 | 640313 |  |  | 2 | NPPD.NPPD.NP_1171-A.1
TMP465_27761 | 27761 | SWPP | INT | NPPD | NPPD | LN HASTING_ - PAULINE 115 kV | Monitored | 115 | 126 |  | 2022-06-15 16:39 | NPPD | HASTCTY7 | 641088 | PAULINE3 | 640313 |  |  | 1 | NPPD.NPPD.NP_1148-A.1
TMP466_27653 | 27653 | SWPP | INT | WAUE | WAUE | LN FTRANDL - SIOUXCY 230 kV | Contingent | 318 | 318 |  | 2022-05-13 12:49 | WAUE | FTRANDL4 | 652509 | SIOUXC49 | 652565 |  |  | 1 | WAUE.WAUE.FTRANSIOUX23_1.1
TMP466_27653 | 27653 | SWPP | INT | WAUE | WAUE | LN FTRANDL - UTICAJC 230 kV | Monitored | 318 | 318 |  | 2022-05-13 12:49 | WAUE | FTRANDL4 | 652509 | UTICAJC4 | 652526 |  |  | 1 | WAUE.WAUE.FTRANUTICA23_1.1
TMP467_24858 | 24858 | SWPP | RCF | WAUE | WAUE | LN CHAR_CK - PATENT_G 345 kV | Contingent | 107 | 126 |  | 2019-05-30 23:28 | WAUE | CHARCREEK 19 | 659183 | 652158 PATENT_G | 659390 |  |  | 1 | WAUE.WAUE.CHAR_CK_PATENT.A | SWPP
TMP467_24858 | 24858 | SWPP | RCF | WAUE | WAUE | LN RICHLND2 - FAIRVIWP 115 kV | Monitored | 107 | 126 |  | 2019-05-30 23:28 | WAUE | RICHLND7 | 652451 | FAIRVIEW 7 | 652651 |  |  | 1 | WAUE.WAUE.FAIRVRICHL11_1.1 | SWPP
TMP468_27334 | 27334 | MISO | RCF | ALTW | ALTW | LN HAYWARD - ADAMS_I 161 kV | Monitored | 245 | 245 |  | 2022-01-12 10:48 | ALTW | HAYWD#15 | 631127 | ADAMS_N5 | 631122 |  |  | 1 | ALTW.ALTW.ADAMSHAYWA16_1.1
TMP468_27334 | 27334 | MISO | RCF | SMP | ALTW | LN HAYWARD - MURPHYCR 161 kV | Contingent | 245 | 245 |  | 2022-01-12 10:48 | ALTW/SMP | HAYWD#15 | 631127 | MURPHY CR 5 | 613042 |  |  | 1 | SMP.SMP.MURPHHAYWA16_1.1
TMP470_26731 | 26731 | MISO | RCF | ALTW | ALTW | LN BARTONSS - ADAMS_I 161 kV | Contingent | 335 | 335 |  | 2021-06-04 11:41 | ALTW | BARTON5 | 631154 | ADAMS_N5 | 631122 |  |  | 1 | ALTW.ALTW.BARTOADAMS16_1.1 | MISO
TMP470_26731 | 26731 | MISO | RCF | ALTW | ALTW | LN GLENWTH - HAYWARD 161 kV | Monitored | 335 | 335 |  | 2021-06-04 11:41 | ALTW | GLENWRTH5 | 631174 | HAYWD#15 | 631127 |  |  | 1 | ALTW.ALTW.GLENWHAYWA16_1.1 | MISO
TMP471_27285 | 27285 | MISO | RCF | NSP | NSP | LN WILMART - SHEASLK 345 kV | Contingent | 828 | 828 |  | 2021-12-17 18:39 | NSP | WILMART8 | 601004 | SHEAS LK 7 | 601072 |  |  | 1 | NSP.NSP.SHEASWILMA34_1.1 | MISO
TMP471_27285 | 27285 | MISO | RCF | WAUE | NSP | LN NOBLES - SPLT_RT 345 kV | Monitored | 828 | 828 |  | 2021-12-17 18:39 | NSP/WAUE | NOBLES 7 | 601034 | SPLT RK3 | 601006 |  |  | 1 | NSP.NSP.SPLT_NOBLE34_1.1 | MISO
TMP472_27130 | 27130 | SWPP | INT | MPS | MPS | LN LEX1611 - ODESSA1 161 kV | Contingent | 50 | 55 |  | 2021-11-10 01:08 | MPS | LEX69 2 | 541232 | ODESSA 2 | 541229 |  |  | 1 | MPS.MPS.11037.A
TMP472_27130 | 27130 | SWPP | INT | MPS | MPS | XF LEX1611 161/69 kV | Monitored | 50 | 55 |  | 2021-11-10 01:08 | MPS | LEX69 2 | 541232 | LEX69 2 | 541264 |  |  | 1 | MPS.MPS.LEX1611.1104.T1_161/69
TMP473_26590 | 26590 | SWPP | INT | WR | KCPL | LN LACYGNE - N345 345 kV | Monitored | 1015 | 1015 |  | 2021-04-10 18:52 | KCPL/WR | LACYGNE7 | 542981 | NEOSHO 7 | 532793 |  |  | 1 | KCPL.KCPL.LACYGN_NEOSHO1.1
TMP473_26590 | 26590 | SWPP | INT | WR | WR | LN EMPEC - BURN 345 kV | Contingent | 1015 | 1015 |  | 2021-04-10 18:52 | WR | EMPEC 7 | 532768 | Burns | 532803 |  |  | 1 | WR.WR.BURNS_EMPEC.A
TMP474_27621 | 27621 | SWPP | INT | WAUE | WAUE | LN BARBUTTE - STRNDAHL 115 kV | Monitored | 115 | 115 |  | 2022-05-03 08:49 | WAUE | BARRBUTE-MW7 | 655915 | STRNDAHL-MW7 | 655941 |  |  | 1 | WAUE.WAUE.BARBUSTRND11_1.1
TMP474_27621 | 27621 | SWPP | INT | WAUE | WAUE | LN STATLINE - MONT3 115 kV | Contingent | 115 | 115 |  | 2022-05-03 08:49 | WAUE | STATELINEMW7 | 655924 | MONT 7 | 655940 |  |  | 1 | WAUE.WAUE.MONT3STATL11_1.1
TMP475_25352 | 25352 | MISO | RCF | ALTW | ALTW | LN DICY - TRIBOJI 161 kV | Monitored | 221 | 221 |  | 2019-12-03 12:03 | ALTW | DKSN_CO5 | 631124 | TRIBOJI8 | 631102 |  |  | 1 | ALTW.ALTW.DICYTRIBO16_1.1 | MISO
TMP475_25352 | 25352 | MISO | RCF | MEC | MEC | LN CHRKESKC - RAUN 345 kV | Contingent | 221 | 221 |  | 2019-12-03 12:03 | MEC | MEC Glaciers Edge Wind | 0 | RAUN 3 | 635200 |  |  | 1 | MEC.MEC.RAUNCHRKE34_1.1 | MISO
TMP475_25352 | 25352 | MISO | RCF | MEC | MEC | LN CHRKESKC - REMSNSRT 345 kV | Contingent | 221 | 221 |  | 2019-12-03 12:03 | MEC | MEC Glaciers Edge Wind | 0 |  | 0 |  |  | 1 | MEC.MEC.REMSNCHRKE34_1.1 | MISO
TMP475_25352 | 25352 | MISO | RCF | MEC | MEC | LN REMSNSRT - RAUN 345 kV | Contingent | 221 | 221 |  | 2019-12-03 12:03 | MEC |  | 0 | RAUN 3 | 635200 |  |  | 1 | MEC.MEC.RAUNREMSN34_1.1 | MISO
TMP476_27614 | 27614 | SWPP | RCF | OTP | OTP | LN CENTER2 - SQBUTTEW 230 kV | Contingent | 331 | 331 |  | 2022-04-30 05:28 | OTP | CENTER 4 | 657751 | YNG2 4 | 657756 |  |  | 1 | OTP.OTP.SQBUTCENTE23_1.1 | SWPP
TMP476_27614 | 27614 | SWPP | RCF | WAUE | WAUE | LN WARDWA - BISMARK2 230 kV | Monitored | 331 | 331 |  | 2022-04-30 05:28 | WAUE | WARD 4 | 652296 | BISMARK9 | 652426 |  |  | 1 | WAUE.WAUE.WARDWBISMA23_1.1 | SWPP
TMP477_24580 | 24580 | SWPP | INT | WR | WR | LN VIOLA7 - WICH 345 kV | Contingent | 400 | 440 |  | 2019-02-25 12:15 | WR | VIOLA 7 | 532798 | WICHITA7 | 532796 |  |  | 1 | WR.WR.VIOLA_WICH.B
TMP477_24580 | 24580 | SWPP | INT | WR | WR | XF VIOLA7 345/1 kV | Monitored | 400 | 440 |  | 2019-02-25 12:15 | WR | VIOLA 7 | 532798 |  | 0 |  | 0 | 01; 01 | WR.WR.VIOLA7.TX1.A
TMP479_26403 | 26403 | MISO | RCF | AMRN | AMRN | LN LUTS - KEL 345 kV | Contingent | 336 | 336 |  | 2021-02-15 13:52 | AMRN | 7LUTESVIL | 344974 | 5KELSO | 344849 |  |  | 1 | AMRN.AMRN.KEL_LUTS_1.A | MISO
TMP479_26403 | 26403 | MISO | RCF | AMRN | AMRN | XF KEL 161/345 kV | Contingent | 336 | 336 |  | 2021-02-15 13:52 | AMRN | 5KELSO | 344850 | 5KELSO | 344849 |  |  | 2 | AMRN.AMRN.KEL.XF_2.XFMR_2 | MISO
TMP479_26403 | 26403 | MISO | RCF | AMRN | AMRN | XF KEL 345/161 kV | Monitored | 336 | 336 |  | 2021-02-15 13:52 | AMRN | 5KELSO | 344849 | 5KELSO | 344850 |  |  | 1 | AMRN.AMRN.KEL.XF_1.XFMR_1 | MISO
TMP480_27611 | 27611 | SWPP | RCF | MPS | MPS | LN ST_JOE - EASTTOWN 345 kV | Contingent | 316 | 334 |  | 2022-04-28 15:59 | MPS | ST JOE 3 | 541199 | EASTOWN7 | 541400 |  |  | 1 | MPS.MPS.EASTTOWN_STJOE.A | SWPP
TMP480_27611 | 27611 | SWPP | RCF | MPS | MPS | LN ST_JOE - WOODBIN5 161 kV | Monitored | 316 | 334 |  | 2022-04-28 15:59 | MPS | ST JOE 3 | 541253 | WOODBIN5 | 541258 |  |  | 1 | MPS.MPS.11311.A | SWPP
TMP481_26991 | 26991 | MISO | RCF | EES | SPA | LN DARD_D - DARDNL 161 kV | Monitored | 223 | 223 |  | 2021-09-29 22:32 | SPA/EES | DARDANE5 | 505508 | 5DARDANELLE | 337903 |  |  | 1 | SPA.SPA.DARD_D_DARDNL5.A
TMP481_26991 | 26991 | MISO | RCF | OKGE | OKGE | LN MUSKOGEE - FTSMTH 345 kV | Contingent | 223 | 223 |  | 2021-09-29 22:32 | OKGE | MUSKOGE2 | 515224 | FTSMTHW5 | 515302 |  |  | 1 | OKGE.OKGE.9099.A
TMP482_27192 | 27192 | MISO | RCF | MP | NSP | LN BENTON3 - MUDLAKE 230 kV | Monitored | 385 | 385 |  | 2021-11-29 01:11 | NSP/MP | GRE-BENTON 3 | 615319 | MUDLAKE4 | 608617 |  |  | 1 | MP.MP.MUDLABENTO23_1.1
TMP482_27192 | 27192 | MISO | RCF | MP | NSP | LN FORBTAP - FORBES 500 kV | Contingent | 385 | 385 |  | 2021-11-29 01:11 | NSP/MP | FORBES 2 | 601001 | FORBES 4 | 601001 |  |  | 1 | MP.MP.FORBTFORBE50_1.1
TMP482_27192 | 27192 | MISO | RCF | NSP | NSP | LN FORBTAP - CHIS_CO 500 kV | Contingent | 385 | 385 |  | 2021-11-29 01:11 | NSP | FORBES 2 | 601001 | CHISAGO7 | 601017 |  |  | 1 | NSP.NSP.FORBTCHIS_50_1.1
TMP482_27192 | 27192 | MISO | RCF | NSP | NSP | XF CHIS_CO 500/1 kV | Contingent | 385 | 385 |  | 2021-11-29 01:11 | NSP | CHISAGO7 | 601017 | CHISAGO7 | 600158 | CHIS CO3 | 601018 | 2 | NSP.NSP.CHIS_CO.TR10.TR10
TMP482_27192 | 27192 | MISO | RCF | NSP | NSP | XF CHIS_CO 500/1 kV | Contingent | 385 | 385 |  | 2021-11-29 01:11 | NSP | CHISAGO7 | 601017 | CHISAGO7 | 600158 | CHIS CO3 | 601018 | 5 | NSP.NSP.CHIS_CO.TR9.TR9
TMP483_27606 | 27606 | MISO | RCF | OTP | OTP | LN CENTER2 - SQBUTTEW 230 kV | Monitored | 439 | 450 |  | 2022-04-28 01:02 | OTP | CENTER 4 | 657751 | YNG2 4 | 657756 |  |  | 1 | OTP.OTP.SQBUTCENTE23_1.1 | MISO
TMP483_27606 | 27606 | MISO | RCF | WAUE | GRE | LN STANTON2 - LELANDO 230 kV | Contingent | 439 | 450 |  | 2022-04-28 01:02 | GRE/WAUE | GRE-STANT41G | 615901 | LELAN41G | 659106 |  |  | 1 | GRE.GRE.LELANSTANT23_1.1 | MISO
TMP483_27606 | 27606 | MISO | RCF | WAUE | WAUE | LN LELANDO - LELANDO 230 kV | Contingent | 439 | 450 |  | 2022-04-28 01:02 | WAUE | LELAN41G | 659106 | LELAN41G | 659106 |  |  | 1 | WAUE.WAUE.LELANLELAN23_1.S | MISO
TMP484_24600 | 24600 | SWPP | INT | EDE | EDE | LN ASB3491 - PUR421 161 kV | Contingent | 215 | 215 |  | 2019-03-05 04:43 | EDE | ASB349 5 | 547476 | PUR421 5 | 547491 |  |  | 1 | EDE.EDE.11360.A
TMP484_24600 | 24600 | SWPP | INT | SPA | EDE | LN ATL1091 - CARTHAGE 161 kV | Monitored | 215 | 215 |  | 2019-03-05 04:43 | EDE/SPA | ATL109 2 | 547466 | CARTHG 2 | 505488 |  |  | 1 | SPA.SPA.7366.A
TMP485_26149 | 26149 | SWPP | INT | CSWS | CSWS | XF TURK_PP 138/115 kV | Monitored | 166 | 176 |  | 2020-11-10 01:32 | CSWS | TURK 4 | 507454 | TURK 4 | 507456 |  |  | 2 | CSWS.CSWS.TURK_PP.3.TURK_138/115
TMP485_26149 | 26149 | SWPP | INT | EES | CSWS | LN LONGWOO - SAREPT 345 kV | Contingent | 166 | 176 |  | 2020-11-10 01:32 | CSWS/EES | LONGWD 4 | 508809 | 3SAREPTA! | 337376 |  |  | 1 | EES.EES.EL_EHV_LONGWD7.B
TMP486_26313 | 26313 | SWPP | INT | CSWS | CSWS | LN LAW_ES - OKLAUNIO 345 kV | Contingent | 516 | 559 |  | 2021-01-18 08:52 | CSWS | L.E.S.-2 | 511468 | O.K.U.-7 | 511456 |  |  | 1 | CSWS.CSWS.OKLAULAW_E34_1.A
TMP486_26313 | 26313 | SWPP | INT | SPS | SPS | XF POTTER_S 345/230 kV | Monitored | 516 | 559 |  | 2021-01-18 08:52 | SPS | POTTER_CO 7 | 523961 | POTTER_CO 7 | 523959 |  |  | 1 | SPS.SPS.POTTER_S.XF1.XF345
TMP487_25043 | 25043 | SWPP | INT | SPA | EDE | LN ATL1091 - CARTHAGE 161 kV | Monitored | 215 | 215 |  | 2019-08-20 22:09 | EDE/SPA | ATL109 2 | 547466 | CARTHG 2 | 505488 |  |  | 1 | SPA.SPA.7366.A
TMP487_25043 | 25043 | SWPP | INT | SPA | EDE | LN TIP2921 - NEOSPA 161 kV | Contingent | 215 | 215 |  | 2019-08-20 22:09 | EDE/SPA | TIP292 5 | 547472 | NEO SPA5 | 505486 |  |  | 1 | SPA.SPA.7363.A
TMP488_27735 | 27735 | SWPP | INT | NPPD | NPPD | LN AXTELL1 - KEARNEY9 115 kV | Monitored | 229 | 251 |  | 2022-06-08 08:26 | NPPD | AXTELL 3 | 640066 | KEARNEY7 | 640250 |  |  | 1 | NPPD.NPPD.1067.A
TMP488_27735 | 27735 | SWPP | INT | NPPD | NPPD | LN SWEETW4 - GRISLD1 345 kV | Contingent | 229 | 251 |  | 2022-06-08 08:26 | NPPD | SWEET W3 | 640374 | GR ISLD7 | 653571 |  |  | 1 | NPPD.NPPD.GRISLD1_SWEETW.A
TMP489_27414 | 27414 | TVA | RCF | AECI | AECI | LN 5LEVASY - PITTSVI2 161 kV | Monitored | 222 | 222 |  | 2022-02-18 16:03 | AECI | 5LEVASY | 300320 | 5PITTSV | 300110 |  |  | 1 | AECI.AECI.PITTSVL_LEVASY.A
TMP490_27848 | 27848 | SWPP | INT | OKGE | OKGE | LN DVISN - MSTNG1 138 kV | Monitored | 268 | 308 |  | 2022-07-23 23:40 | OKGE | DVISION4 | 514853 | MUSTNG4G | 514861 |  |  | 1 | OKGE.OKGE.8758.A
TMP490_27848 | 27848 | SWPP | INT | OKGE | OKGE | LN JENSN_RD - JNSNT 138 kV | Contingent | 268 | 308 |  | 2022-07-23 23:40 | OKGE | JENSEN 4 | 514821 | JENSENT4 | 514820 |  |  | 1 | OKGE.OKGE.8715.A
TMP490_27848 | 27848 | SWPP | INT | OKGE | OKGE | LN JNSNT - CIMARRON 138 kV | Contingent | 268 | 308 |  | 2022-07-23 23:40 | OKGE | JENSENT4 | 514820 | CIMARON4 | 514898 |  |  | 1 | OKGE.OKGE.8716.A
TMP490_27848 | 27848 | SWPP | INT | OKGE | OKGE | LN JNSNT - ELRNO1 138 kV | Contingent | 268 | 308 |  | 2022-07-23 23:40 | OKGE | JENSENT4 | 514820 | ELRENO 2 | 514819 |  |  | 1 | OKGE.OKGE.8712.A
TMP491_27339 | 27339 | MISO | RCF | ALTW | ALTW | LN FREBORN - HAYWARD 161 kV | Contingent | 335 | 335 |  | 2022-01-14 22:30 | ALTW | FREEBORN5 | 631180 | HAYWD#15 | 631127 |  |  | 1 | ALTW.ALTW.FREBOHAYWA16_1.1 | MISO
TMP491_27339 | 27339 | MISO | RCF | ALTW | ALTW | LN GLENWTH - HAYWARD 161 kV | Monitored | 335 | 335 |  | 2022-01-14 22:30 | ALTW | GLENWRTH5 | 631174 | HAYWD#15 | 631127 |  |  | 1 | ALTW.ALTW.GLENWHAYWA16_1.1 | MISO
TMP492_27604 | 27604 | MISO | RCF | DPC | DPC | LN GENOA3 - LAC_TAP 161 kV | Contingent | 181 | 181 |  | 2022-04-28 00:40 | DPC | GENOA | 681523 | LAC TAP5 | 681531 |  |  | 1 | DPC.DPC.GENOALAC_T16_1.1 | MISO
TMP492_27604 | 27604 | MISO | RCF | DPC | NSP | LN BRIGGSRD - LAC_TAP 161 kV | Contingent | 181 | 181 |  | 2022-04-28 00:40 | NSP/DPC | BRIGGS RD 5 | 601043 | LAC TAP5 | 681531 |  |  | 1 | NSP.NSP.BRIGGLAC_T16_1.1 | MISO
TMP492_27604 | 27604 | MISO | RCF | DPC | NSP | LN LACROSS - LAC_TAP 161 kV | Contingent | 181 | 181 |  | 2022-04-28 00:40 | NSP/DPC | LAX 8 | 602023 | LAC TAP5 | 681531 |  |  | 1 | DPC.DPC.LACROLAC_T16_1.1 | MISO
TMP492_27604 | 27604 | MISO | RCF | NSP | NSP | LN BRIGGSRD - MAYFAIR 161 kV | Monitored | 181 | 181 |  | 2022-04-28 00:40 | NSP | BRIGGS RD 5 | 601043 | MAYFAIR5 | 602026 |  |  | 1 | NSP.NSP.BRIGGMAYFA16_1.1 | MISO
TMP493_24541 | 24541 | SWPP | INT | WFEC | OKGE | LN SUNNYSDE - HUGOPP4 345 kV | Contingent | 143 | 143 |  | 2019-02-13 06:50 | OKGE/WFEC | SUNNYSD4 | 515136 | HUGO PP4 | 521157 |  |  | 1 | OKGE.OKGE.SUNNY_HUGO.A
TMP493_24541 | 24541 | SWPP | INT | WFEC | WFEC | LN STONEWSW - TUPELO2 138 kV | Monitored | 143 | 143 |  | 2019-02-13 06:50 | WFEC | Stonewall Switching Station | 521071 | TUPELO 4 | 505600 |  |  | 1 | WFEC.WFEC.STONESW_TUPELO.A
TMP494_25142 | 25142 | SWPP | INT | NPPD | NPPD | LN GRISLD1 - HOLT_CO 345 kV | Contingent | 387 | 425 |  | 2019-09-26 21:56 | NPPD | GR ISLD7 | 653571 | 640510 NPPD Holt County | 640510 |  |  | 1 | NPPD.NPPD.HOLT_GRISLD.A
TMP494_25142 | 25142 | SWPP | INT | NPPD | NPPD | LN MEADW_GR - KELLY 230 kV | Monitored | 387 | 425 |  | 2019-09-26 21:56 | NPPD | MEADOWGROVE4 | 640540 | COLMBUS4 | 640133 |  |  | 1 | NPPD.NPPD.MEADWGRV_KELLY.A
TMP494_25142 | 25142 | SWPP | INT | NPPD | WAUE | LN GRPRAIR - GRISLD1 345 kV | Contingent | 387 | 425 |  | 2019-09-26 21:56 | WAUE/NPPD | 652532 GRPRAIRIE3 | 652532 | GR ISLD7 | 653571 |  |  | 1 | NPPD.NPPD.GRISLD1_GRPRAI.A
TMP494_25142 | 25142 | SWPP | INT | WAUE | NPPD | LN HOLT_CO - GRPRAIR 345 kV | Contingent | 387 | 425 |  | 2019-09-26 21:56 | NPPD/WAUE | 640510 NPPD Holt County | 640510 | 652532 GRPRAIRIE3 | 652532 |  |  | 1 | WAUE.WAUE.GRPRAIR_HOLT.A
TMP495_27346 | 27346 | SWPP | INT | WR | KCPL | LN LACYGNE - N345 345 kV | Monitored | 1015 | 1015 |  | 2022-01-15 00:33 | KCPL/WR | LACYGNE7 | 542981 | NEOSHO 7 | 532793 |  |  | 1 | KCPL.KCPL.LACYGN_NEOSHO1.1
TMP495_27346 | 27346 | SWPP | INT | WR | WR | LN CAN_RIVR - NEORDG 345 kV | Contingent | 1015 | 1015 |  | 2022-01-15 00:33 | WR | CANEYRV7 | 532780 | NEORDG | 532777 |  |  | 1 | WR.WR.CANR_NEOS_1345.A
TMP496_27341 | 27341 | TVA | RCF | AEP | AEP | ZBR HANGINGR - CORNU 765 kV | Contingent | 1900 | 1900 |  | 2022-01-18 10:56 | AEP | 05HANG R | 242924 | 05CORNU | 242921 |  |  | 1 | AEP.AEP.HANGICORNU76_1.1
TMP496_27341 | 27341 | TVA | RCF | TVA | TVA | LN VOLUNT1 - PHIPP1 500 kV | Monitored | 1900 | 1900 |  | 2022-01-18 10:56 | TVA | 8VOLUNTEER | 360097 | 8PHIPPS B NP | 360102 |  |  | 1 | TVA.TVA.1586.A
TMP497_27347 | 27347 | TVA | RCF | AEP | AEP | LN ROCKPORT - JEFFERSO 765 kV | Contingent | 1900 | 1900 |  | 2022-01-18 10:56 | AEP | 05ROCKPT | 243209 | 05JEFRSO | 243208 |  |  | 1 | AEP.AEP.JEFFEROCKP76_1.1
TMP497_27347 | 27347 | TVA | RCF | AEP | AEP | UN ROCKPORT - ROCKPORT 765 kV | Contingent | 1900 | 1900 |  | 2022-01-18 10:56 | AEP | 05ROCKPT | 243209 | 05ROCKPT |  |  |  | 1 | AEP.AEP.ROCKPORT.765.RP2
TMP497_27347 | 27347 | TVA | RCF | TVA | TVA | LN VOLUNT1 - PHIPP1 500 kV | Monitored | 1900 | 1900 |  | 2022-01-18 10:56 | TVA | 8VOLUNTEER | 360097 | 8PHIPPS B NP | 360102 |  |  | 1 | TVA.TVA.1586.A
TMP498_26396 | 26396 | MISO | RCF | AMRN | AMRN | LN MYWD - SPCK 345 kV | Contingent | 279 | 279 |  | 2021-02-14 05:28 | AMRN | 4MARBHD N | 347515 | 7SPENCER | 345992 |  |  | 1 | AMRN.AMRN.SPCK_MYWD_4590.A
TMP498_26396 | 26396 | MISO | RCF | AMRN | AMRN | LN PLMY - HANW 161 kV | Monitored | 279 | 279 |  | 2021-02-14 05:28 | AMRN | 5PALMYRA | 345437 | 5HNBL 1 | 344697 |  |  | 1 | AMRN.AMRN.HANW_PLMY_2.A
TMP499_26328 | 26328 | MISO | RCF | OTP | OTP | LN HANKSON - WAHPETN 230 kV | Contingent | 132 | 132 |  | 2021-01-22 23:26 | OTP | HANKSON4 | 620327 | WAHPETN7 | 620329 |  |  | 1 | OTP.OTP.WAHPEHANKS23_1.1 | MISO
TMP499_26328 | 26328 | MISO | RCF | OTP | OTP | XF FORMAN 230/1 kV | Monitored | 132 | 132 |  | 2021-01-22 23:26 | OTP | FORMN 9 | 620363 | FORMN 9 | 620034 | FORMN 7 | 620263 | 1 | OTP.OTP.FORMAN.TR1.TR11 | MISO
TMP499_26328 | 26328 | MISO | RCF | OTP | OTP | XF FORMAN 230/1 kV | Monitored | 132 | 132 |  | 2021-01-22 23:26 | OTP | FORMN 9 | 620363 | FORMN 9 | 620034 | FORMN 9 | 620163 | 1 | OTP.OTP.FORMAN.TR1.TR11 | MISO
TMP500_27577 | 27577 | SWPP | INT | EDE | EDE | LN ASB3491 - CJ366 161 kV | Contingent | 215 | 215 |  | 2022-04-14 23:53 | EDE | ASB349 5 | 547476 | CJ 366 5 | 547477 |  |  | 1 | EDE.EDE.11359.A
TMP500_27577 | 27577 | SWPP | INT | SPA | EDE | LN CAR395 - CARTHAGE 161 kV | Monitored | 215 | 215 |  | 2022-04-14 23:53 | EDE/SPA | CAR395 5 | 547485 | CARTHG 2 | 505488 |  |  | 1 | SPA.SPA.7368.A
TMP501_27573 | 27573 | MISO | RCF | AMRN | AMRN | LN HRTG - CAPE 161 kV | Monitored | 321 | 335 |  | 2022-04-14 23:53 | AMRN | 7HERITAGE | 345976 | 5CAPE GIR1 | 344280 |  |  | 1 | AMRN.AMRN.HRTG_CAPE_7024.A | MISO
TMP501_27573 | 27573 | MISO | RCF | AMRN | AMRN | LN LUTS - KEL 345 kV | Contingent | 321 | 335 |  | 2022-04-14 23:53 | AMRN | 7LUTESVIL | 344974 | 5KELSO | 344849 |  |  | 1 | AMRN.AMRN.KEL_LUTS_1.A | MISO
TMP502_27362 | 27362 | MISO | RCF | ALTW | MEC | LN OBRIENCO - LAKEFLD 345 kV | Contingent | 717 | 717 |  | 2022-01-23 00:35 | MEC/ALTW | 635400 HIGHLND 3 | 635400 | LKFLD698 | 631138 |  |  | 1 | ALTW.ALTW.LAKEFOBRIE34_1.1 | MISO
TMP502_27362 | 27362 | MISO | RCF | WAUE | WAUE | LN SIOUXCY2 - SPLT_RT 345 kV | Monitored | 717 | 717 |  | 2022-01-23 00:35 | WAUE | 652564 SIOUXCY3 | 652564 | SPLT RK3 | 601006 |  |  | 1 | WAUE.WAUE.SPLT_SIOUX34_1.1 | MISO
TMP503_27603 | 27603 | MISO | RCF | MEC | MEC | LN MADNCO - NORWLKMC 345 kV | Contingent | 1195 | 1202 |  | 2022-04-28 00:29 | MEC | MADISON3 | 635635 | NORWLK3 | 635640 |  |  | 1 | MEC.MEC.NORWLMADNC34_1.1 | MISO
TMP503_27603 | 27603 | MISO | RCF | MEC | MEC | LN SE_POLK - NORWLKMC 345 kV | Contingent | 1195 | 1202 |  | 2022-04-28 00:29 | MEC | SEPOLK 5 | 635650 | NORWLK3 | 635640 |  |  | 1 | MEC.MEC.NORWLSE_PO34_1.1 | MISO
TMP503_27603 | 27603 | MISO | RCF | MEC | MEC | LN SYCAMOR - BONDRNT 345 kV | Monitored | 1195 | 1202 |  | 2022-04-28 00:29 | MEC | SYCAMOR5 | 635700 | BONDRNT5 | 635680 |  |  | 1 | MEC.MEC.SYCAMBONDR34_1.1 | MISO
TMP503_27603 | 27603 | MISO | RCF | MEC | MEC | XF NORWLKMC 161/345 kV | Contingent | 1195 | 1202 |  | 2022-04-28 00:29 | MEC | NORWLK3 | 635641 | NORWLK3 | 635640 |  |  | 1 | MEC.MEC.NORWLKMC.9T1.DGN_9T1 | MISO
TMP504_27821 | 27821 | SWPP | INT | GRDA | GRDA | LN GRDA17 - TONNECE 345 kV | Contingent | 198 | 198 |  | 2022-07-05 19:49 | GRDA | GRDA1 5 | 512650 | TONECE7 | 512750 |  |  | 1 | GRDA.GRDA.TONN_GRDA.A
TMP504_27821 | 27821 | SWPP | INT | GRDA | GRDA | LN MAID1 - KERR_HYD 161 kV | Monitored | 198 | 198 |  | 2022-07-05 19:49 | GRDA | MAID 2 | 512648 | KERR GR3 | 512635 |  |  | 1 | GRDA.GRDA.8529.A
TMP505_26383 | 26383 | SWPP | INT | OKGE | OKGE | LN SPRIN - DRIPPING 138 kV | Monitored | 133 | 153 |  | 2021-02-11 06:49 | OKGE | SPRNDAL4 | 515172 | Dripping Spring | 515873 |  |  | 1 | OKGE.OKGE.SPRINGD_DRIP.A
TMP505_26383 | 26383 | SWPP | INT | OKGE | OKGE | XF JHNSTNCO 13.8/1 kV | Contingent | 133 | 153 |  | 2021-02-11 06:49 | OKGE | JOHNCO 4 | 514808 | JOHNCO 4 | 514808 | JOHNCO 7 | 514809 | 3 | OKGE.OKGE.JHNSTNCO.T3.T3_T
TMP505_26383 | 26383 | SWPP | INT | OKGE | OKGE | XF JHNSTNCO 138/1 kV | Contingent | 133 | 153 |  | 2021-02-11 06:49 | OKGE | JOHNCO 4 | 514808 | JOHNCO 7 | 514809 | JOHNCO 7 | 514809 | 02; 02 | OKGE.OKGE.JHNSTNCO.T3.T3_L
TMP505_26383 | 26383 | SWPP | INT | OKGE | OKGE | XF JHNSTNCO 345/1 kV | Contingent | 133 | 153 |  | 2021-02-11 06:49 | OKGE | JOHNCO 4 | 514809 | JOHNCO 4 | 514808 | JOHNCO 4 | 514808 | 01; 01 | OKGE.OKGE.JHNSTNCO.T3.T3_H
TMP506_27595 | 27595 | SWPP | INT | GRDA | OKGE | LN SONR1 - CLEVLND7 345 kV | Contingent | 194 | 222 |  | 2022-04-22 10:35 | OKGE/GRDA | SOONER 4 | 514803 | AFTONTER2 | 512694 |  |  | 1 | GRDA.GRDA.SONR_CLEVLND.A
TMP506_27595 | 27595 | SWPP | INT | OKGE | OKGE | LN MCROY - UNVRSTY4 138 kV | Monitored | 194 | 222 |  | 2022-04-22 10:35 | OKGE | MCELROY4 | 515009 | UNVRSTY4 | 515181 |  |  | 1 | OKGE.OKGE.UNVRSTY4_MCROY.A
TMP508_27836 | 27836 | SWPP | RCF | OTP | OTP | LN CENTER2 - SQBUTTEW 230 kV | Contingent | 331 | 331 |  | 2022-07-19 04:08 | OTP | CENTER 4 | 657751 | YNG2 4 | 657756 |  |  | 1 | OTP.OTP.CENTESQBUT23_1.1 | SWPP
TMP508_27836 | 27836 | SWPP | RCF | OTP | OTP | XF CENTER2 13.8/1 kV | Contingent | 331 | 331 |  | 2022-07-19 04:08 | OTP | CENTER 4 | 620017 | CENTER 4 | 620019 | CENTER 3 | 657791 | 6 | OTP.OTP.CENTER2.TR1.TR13 | SWPP
TMP508_27836 | 27836 | SWPP | RCF | OTP | OTP | XF CENTER2 13.8/1 kV | Contingent | 331 | 331 |  | 2022-07-19 04:08 | OTP | CENTER 4 | 620017 | CENTER 4 | 620019 | CENTER 4 | 657751 | 6 | OTP.OTP.CENTER2.TR1.TR13 | SWPP
TMP508_27836 | 27836 | SWPP | RCF | OTP | OTP | XF CENTER2 230/1 kV | Contingent | 331 | 331 |  | 2022-07-19 04:08 | OTP | CENTER 4 | 657751 | CENTER 4 | 620019 | CENTER 3 | 657791 | 5 | OTP.OTP.CENTER2.TR1.TR12 | SWPP
TMP508_27836 | 27836 | SWPP | RCF | OTP | OTP | XF CENTER2 345/1 kV | Contingent | 331 | 331 |  | 2022-07-19 04:08 | OTP | CENTER 4 | 657791 | CENTER 4 | 620019 | CENTER 4 | 657751 | 4 | OTP.OTP.CENTER2.TR1.TR11 | SWPP
TMP508_27836 | 27836 | SWPP | RCF | WAUE | WAUE | LN WARDWA - BISMARK2 230 kV | Monitored | 331 | 331 |  | 2022-07-19 04:08 | WAUE | WARD 4 | 652296 | BISMARK9 | 652426 |  |  | 1 | WAUE.WAUE.WARDWBISMA23_1.1 | SWPP
TMP509_26537 | 26537 | SWPP | INT | WR | WR | LN WICH - BENT 345 kV | Monitored | 878 | 956 |  | 2021-03-20 14:03 | WR | WICHITA7 | 532796 | BENTON 7 | 532791 |  |  | 1 | WR.WR.BENTWICH34_1.1
TMP509_26537 | 26537 | SWPP | INT | WR | WR | UN WOLF - WOLF 25 kV | Contingent | 878 | 956 |  | 2021-03-20 14:03 | WR | WOLFCRK7 |  | WOLFCRK7 | 0 |  |  | 1 | WR.WR.WOLF.25.15
TMP510_26342 | 26342 | MISO | RCF | MEC | ALTW | LN EMERY - FLOYD 161 kV | Monitored | 272 | 272 |  | 2021-01-29 01:46 | ALTW/MEC | EMERY N8 | 631048 | FLOYD 5 | 636300 |  |  | 1 | ALTW.ALTW.FLOYDEMERY16_1.1 | MISO
TMP510_26342 | 26342 | MISO | RCF | MEC | ALTW | LN QUINN - BLKHAWK 345 kV | Contingent | 272 | 272 |  | 2021-01-29 01:46 | ALTW/MEC | QUINN | 0 | BLKHWK 8 | 636199 |  |  | 1 | MEC.MEC.BLKHAQUINN34_1.1 | MISO
TMP511_26990 | 26990 | MISO | RCF | EES | EES | XF BATSV5 230/115 kV | Monitored | 379 | 379 |  | 2021-09-28 18:09 | EES | 3BATESVILLE! | 337123 | 3BATESVILLE! | 337126 |  |  | 1 | EES.EES.BATSV5.AT1.AT1 | MISO
TMP511_26990 | 26990 | MISO | RCF | TVA | SMEP | LN LS_POW - BATSV7 161 kV | Contingent | 379 | 379 |  | 2021-09-28 18:09 | SMEP/TVA | 6BATESVL | 318301 | 3BATESVILLE | 360214 |  |  |  | SMEP.SMEP.LS_PO1_BATSV75.A | MISO
TMP512_25550 | 25550 | SWPP | RCF | CSWS | CSWS | LN VALLIANT - LYDIA 345 kV | Monitored | 1011 | 1011 |  | 2020-03-19 10:57 | CSWS | VALIANT2 | 510911 | LYDIA 7 | 508298 |  |  | 1 | CSWS.CSWS.926.A | SWPP
TMP513_27542 | 27542 | SWPP | INT | WFEC | WFEC | LN DOVERSUB - DOVERS1 138 kV | Contingent | 117 | 136 |  | 2022-04-05 20:14 | WFEC | DOVER 4 | 520879 | DOVERSW2 | 520882 |  |  | 1 | WFEC.WFEC.DOVERS1_DOVERS.A
TMP513_27542 | 27542 | SWPP | INT | WFEC | WFEC | LN DOVERSUB - TWNLAKE 138 kV | Contingent | 117 | 136 |  | 2022-04-05 20:14 | WFEC | DOVER 4 | 520879 | TWNLAKE4 | 520540 |  |  | 1 | WFEC.WFEC.TWNLAKE_DOVER.A
TMP513_27542 | 27542 | SWPP | INT | WFEC | WFEC | LN KNGFSJCT - EKNGFSHR 138 kV | Monitored | 117 | 136 |  | 2022-04-05 20:14 | WFEC | 520405 KNGFSJCT | 520405 | EKNGFSH2 | 520600 |  |  | 1 | WFEC.WFEC.KNGFSJC_EKNGFS.A
TMP513_27542 | 27542 | SWPP | INT | WFEC | WFEC | ZBR TWNLKSW4 - TWNLAKE 138 kV | Contingent | 117 | 136 |  | 2022-04-05 20:14 | WFEC | Twin Lake Switch | 521073 | TWNLAKE4 | 520540 |  |  | 1 | WFEC.WFEC.TWINLAKE_SW.A
TMP514_25551 | 25551 | SWPP | RCF | OKGE | OKGE | LN MUSKOGEE - FTSMTH 345 kV | Monitored | 1195 | 1195 |  | 2020-03-19 11:40 | OKGE | MUSKOGE2 | 515224 | FTSMTHW5 | 515302 |  |  | 1 | OKGE.OKGE.9099.A | SWPP
TMP515_25552 | 25552 | SWPP | RCF | MIDW | MIDW | LN MACON345 - POSTROCK 345 kV | Monitored | 1506 | 1793 |  | 2020-03-19 11:51 | MIDW | MACON345 | 0 | POSTROCK7 | 530583 |  |  | 1 | WR.MIDW.POSTRK_MACON.1 | SWPP
TMP516_25557 | 25557 | SWPP | RCF | CSWS | CSWS | LN VALLIANT - NWTEXAR 345 kV | Monitored | 966 | 966 |  | 2020-03-19 17:04 | CSWS | VALIANT2 | 510911 | NWTXARK4 | 508072 |  |  | 1 | CSWS.CSWS.NWTEX_VALLIANT.A
TMP517_26129 | 26129 | SWPP | INT | CSWS | CSWS | LN SWEETWT6 - CHISHOLM 230 kV | Monitored | 353 | 353 |  | 2020-11-01 20:57 | CSWS | SWEETWT6 | 511541 | 511553 PSO CHISHOLM | 511557 |  |  | 1 | CSWS.CSWS.CHISHOLM_SWEET.A
TMP517_26129 | 26129 | SWPP | INT | OKGE | OKGE | LN BADGER7 - WDWRDEHV 345 kV | Contingent | 353 | 353 |  | 2020-11-01 20:57 | OKGE | Badger 7 | 515677 | WWRDEHV7 | 515375 |  |  | 1 | OKGE.OKGE.WOODWRD_BADGR2.A
TMP517_26129 | 26129 | SWPP | INT | OKGE | OKGE | LN WDWRDEHV - BOBCAT7 345 kV | Contingent | 353 | 353 |  | 2020-11-01 20:57 | OKGE | WWRDEHV7 | 515375 | Bobcat | 560071 |  |  | 1 | OKGE.OKGE.BOBCAT_WDWRD2.2
TMP517_26129 | 26129 | SWPP | INT | OKGE | OKGE | ZBR WDWRDEHV - WDWRDEHV 345 kV | Contingent | 353 | 353 |  | 2020-11-01 20:57 | OKGE | WWRDEHV7 | 515375 | WWRDEHV7 | 515375 |  |  | 1 | OKGE.OKGE.BADGR_REACT_2.A
TMP518_25556 | 25556 | SWPP | RCF | KCPL | KCPL | LN NASHUA - HAWTHORN 345 kV | Monitored | 969 | 1100 |  | 2020-03-19 16:54 | KCPL | NASHUA 7 | 542980 | HAWTH 7 | 542972 |  |  | 1 | KCPL.KCPL.NASHUA_HAWTH.A | SWPP
TMP518_25556 | 25556 | SWPP | RCF | MPS | MPS | LN KETCHEM - SIBLEY 345 kV | Contingent | 969 | 1100 |  | 2020-03-19 16:54 | MPS | 541500 KETCHEM7 | 541500 | SIBLEY 7 | 541201 |  |  | 1 | MPS.MPS.SIBLEY_KETCH.A | SWPP
TMP519_27767 | 27767 | SWPP | INT | MIDW | MIDW | LN WR_SMKHL - SUMM 230 kV | Contingent | 89 | 89 |  | 2022-06-16 16:57 | WR/MIDW | SMOKYHL6 | 530592 | SUMMIT 7 | 532873 |  |  | 1 | WR.MIDW.SUMM_SMKHL.A
TMP519_27767 | 27767 | SWPP | INT | SECI | SECI | LN MULGRE2 - ELLSWTP3 115 kV | Monitored | 89 | 89 |  | 2022-06-16 16:57 | SECI | GRTBEND6 | 539678 | ELLSWTP3 | 539642 |  |  | 1 | SECI.SECI.10900.A
TMP520_26609 | 26609 | TVA | RCF | AECI | AECI | LN TH_HILL - MCC2 345 kV | Contingent | 364 | 364 |  | 2021-04-16 01:09 | AECI | 5THMHIL | 300049 | 7MCCRED | 300044 |  |  | 1 | AECI.AECI.TH_HIL-MCCRED.A
TMP520_26609 | 26609 | TVA | RCF | AMRN | AECI | LN MOB_TAP - MOB 161 kV | Monitored | 364 | 364 |  | 2021-04-16 01:09 | AECI/AMRN | 5MOBTAP | 300126 | 5MOBERLY | 345221 |  |  | 1 | AMRN.AMRN.MOB_MOB_TP16_1.1
TMP521_26893 | 26893 | SWPP | INT | OKGE | OKGE | LN CLEOC1 - CLEOCTP 138 kV | Contingent | 133 | 143 |  | 2021-08-23 21:16 | OKGE | CLEOCOR2 | 514778 | Cleo Corner Tap | 515562 |  |  | 1 | OKGE.OKGE.CLEOC_CLEOCTP.A
TMP521_26893 | 26893 | SWPP | INT | OKGE | OKGE | LN CLEOCTP - CLEOPL4 138 kV | Contingent | 133 | 143 |  | 2021-08-23 21:16 | OKGE | Cleo Corner Tap | 515562 | CLEO PL4 | 515553 |  |  | 1 | OKGE.OKGE.CLEOCTP_CLEOPL.A
TMP521_26893 | 26893 | SWPP | INT | OKGE | OKGE | LN CLEOCTP - MENOTAP4 138 kV | Contingent | 133 | 143 |  | 2021-08-23 21:16 | OKGE | Cleo Corner Tap | 515562 | MENOTAP4 | 514789 |  |  | 1 | OKGE.OKGE.CLEOCTP_MENOTP.A
TMP521_26893 | 26893 | SWPP | INT | OKGE | OKGE | LN IMO - MENOTAP4 138 kV | Contingent | 133 | 143 |  | 2021-08-23 21:16 | OKGE | IMO 4 | 514790 | MENOTAP4 | 514789 |  |  | 1 | OKGE.OKGE.8686.B
TMP521_26893 | 26893 | SWPP | INT | WFEC | OKGE | LN GLMTN - MOORLN1 138 kV | Monitored | 133 | 143 |  | 2021-08-23 21:16 | OKGE/WFEC | GLASMTN4 | 514788 | CRTSJCT2 | 520999 |  |  | 1 | OKGE.OKGE.8693.A
TMP522_27112 | 27112 | MISO | RCF | NSP | NSP | LN MCLEODN - BLUE_LK 230 kV | Contingent | 187 | 187 |  | 2021-11-05 10:24 | NSP | HUC-MCLEOD 7 | 619940 | BLUE LK3 | 602014 |  |  | 1 | NSP.NSP.BLUE_MCLEO23_1.1 | MISO
TMP522_27112 | 27112 | MISO | RCF | NSP | NSP | XF BLUE_LK 115/230 kV | Contingent | 187 | 187 |  | 2021-11-05 10:24 | NSP | BLUE LK3 | 603062 | BLUE LK3 | 602014 |  |  | 2 | NSP.NSP.BLUE_LK.TR7.TR7 | MISO
TMP522_27112 | 27112 | MISO | RCF | NSP | NSP | XF MCLEODN 230/115 kV | Monitored | 187 | 187 |  | 2021-11-05 10:24 | NSP | HUC-MCLEOD 7 | 619940 | HUC-MCLEOD 7 | 619941 |  |  | 1 | NSP.NSP.MCLEODN.TR1.TR1 | MISO
TMP523_25496 | 25496 | MISO | RCF | OTP | OTP | LN TWINBRKS - BSSOUTH 345 kV | Contingent | 120 | 140 |  | 2020-02-19 21:40 | OTP | TwinBrks | 966004 | BSSOUTH | 620417 |  |  | 1 | OTP.OTP.BSSO_TWIN_1345.A | MISO
TMP523_25496 | 25496 | MISO | RCF | WAUE | MDU | LN ELLENDL - ABDNJCT 115 kV | Monitored | 120 | 140 |  | 2020-02-19 21:40 | MDU/WAUE | ELLENDL4 | 661027 | ABDNJCT7 | 660000 |  |  | 1 | MDU.MDU.ABDNJELLEN11_1.1 | MISO
TMP524_25655 | 25655 | SWPP | RCF | WAUE | MEC | LN FRANKLN - HAMP_TP 161 kV | Contingent | 84 | 92 |  | 2020-05-07 22:54 | MEC/WAUE | FRANKLN5 | 636230 | HAMPTONTAP5 | 656207 |  |  | 1 | MEC.MEC.FRANKHAMP_16_1.1 | SWPP
TMP524_25655 | 25655 | SWPP | RCF | WAUE | WAUE | LN HAMPTON2 - HAMP_TP 161 kV | Contingent | 84 | 92 |  | 2020-05-07 22:54 | WAUE | HAMPTON8 | 656191 | HAMPTONTAP5 | 656207 |  |  | 1 | WAUE.WAUE.HAMPTHAMP_16_1.1 | SWPP
TMP524_25655 | 25655 | SWPP | RCF | WAUE | WAUE | LN SHEFFLD1 - HAMP_TP 161 kV | Contingent | 84 | 92 |  | 2020-05-07 22:54 | WAUE | SHEFFLD5 | 656201 | HAMPTONTAP5 | 656207 |  |  | 1 | WAUE.WAUE.SHEFFHAMP_16_1.1 | SWPP
TMP524_25655 | 25655 | SWPP | RCF | WAUE | WAUE | XF SHEFFLD1 161/69 kV | Monitored | 84 | 92 |  | 2020-05-07 22:54 | WAUE | SHEFFLD5 | 656201 | SHEFFLD5 | 656205 |  |  | 1 | WAUE.WAUE.SHEFFLD1.TR1.TR1 | SWPP
TMP525_27546 | 27546 | SWPP | INT | OKGE | OKGE | LN NOWST1 - ARCAD7 345 kV | Contingent | 268 | 308 |  | 2022-04-07 20:03 | OKGE | NORTWST4 | 514880 | ARCADIA4 | 514908 |  |  | 1 | OKGE.OKGE.8790.A
TMP525_27546 | 27546 | SWPP | INT | OKGE | OKGE | LN QUAIL - SKYLN 138 kV | Monitored | 268 | 308 |  | 2022-04-07 20:03 | OKGE | QUAILCK4 | 514851 | SKYLINE4 | 514850 |  |  | 1 | OKGE.OKGE.8759.A
TMP526_27391 | 27391 | MISO | RCF | ALTW | ALTW | LN GLENWTH - HAYWARD 161 kV | Monitored | 335 | 335 |  | 2022-02-09 00:16 | ALTW | GLENWRTH5 | 631174 | HAYWD#15 | 631127 |  |  | 1 | ALTW.ALTW.GLENWHAYWA16_1.1 | MISO
TMP526_27391 | 27391 | MISO | RCF | MEC | ALTW | LN QUINN - BLKHAWK 345 kV | Contingent | 335 | 335 |  | 2022-02-09 00:16 | ALTW/MEC | QUINN | 0 | BLKHWK 8 | 636199 |  |  | 1 | MEC.MEC.BLKHAQUINN34_1.1 | MISO
TMP527_27634 | 27634 | MISO | RCF | EES | EDE | LN OZRK_B - OMAHA 161 kV | Monitored | 162 | 162 |  | 2022-05-09 01:24 | EDE/EES | OZD312 2 | 547474 | 5OMAHA+ | 338105 |  |  | 1 | EDE.EDE.OZRK_B-OMAHA_5.A | MISO
TMP527_27634 | 27634 | MISO | RCF | EES | EES | LN DRYCR2 - GRFR_S 161 kV | Contingent | 162 | 162 |  | 2022-05-09 01:24 | EES | DRYCR2 | 0 | 5GRNFOREST.S | 338103 |  |  | 1 | EES.EES.GRFR_S_DRYCR25.A | MISO
TMP527_27634 | 27634 | MISO | RCF | EES | EES | LN GR_FR2 - BERRYV 161 kV | Contingent | 162 | 162 |  | 2022-05-09 01:24 | EES | 5GRNFOREST | 338101 | 5BERRYVILLE | 338100 |  |  | 1 | EES.EES.BERRYV_GR_FR25.A | MISO
TMP527_27634 | 27634 | MISO | RCF | EES | EES | LN GR_FR2 - GRFR_S 161 kV | Contingent | 162 | 162 |  | 2022-05-09 01:24 | EES | 5GRNFOREST | 338101 | 5GRNFOREST.S | 338103 |  |  | 1 | EES.EES.GR_FR2_GRFR_S5.A | MISO
TMP527_27634 | 27634 | MISO | RCF | EES | EES | LN OSAGE_1 - BERRYV 161 kV | Contingent | 162 | 162 |  | 2022-05-09 01:24 | EES | 5OSAGE CRK#! | 338682 | 5BERRYVILLE | 338100 |  |  | 1 | EES.EES.BERRYV_OSAGE_5.A | MISO
TMP528_27578 | 27578 | SWPP | INT | OKGE | OKGE | LN CIMARRON - DRAPR1 345 kV | Contingent | 478 | 478 |  | 2022-04-15 14:50 | OKGE | CIMARON4 | 514901 | DRAPER 4 | 514934 |  |  | 1 | OKGE.OKGE.8803.A
TMP528_27578 | 27578 | SWPP | INT | OKGE | OKGE | XF CIMARRON 345/1 kV | Monitored | 478 | 478 |  | 2022-04-15 14:50 | OKGE | CIMARON4 | 514901 | CIMARON4 | 514898 | CIMARON4 | 514898 | 04; 04 | OKGE.OKGE.CIMARRON.8801.A12
TMP529_25564 | 25564 | SWPP | INT | NPPD | NPPD | LN ANTELOP3 - HOSKINS 345 kV | Contingent | 137 | 151 |  | 2020-03-24 15:17 | NPPD | ANTELOPE 3 | 640520 | HOSKINS3 | 640226 |  |  | 1 | NPPD.NPPD.ANTELOP3_HOSKI.A
TMP529_25564 | 25564 | SWPP | INT | NPPD | NPPD | LN PTRBRG_N - PETRSBG 115 kV | Monitored | 137 | 151 |  | 2020-03-24 15:17 | NPPD | PETERSBRG.N7 | 640444 | PETRSBG7 | 640318 |  |  | 1 | NPPD.NPPD.1368.A
TMP530_27258 | 27528 | SWPP | INT | NPPD | NPPD | LN PAULINE - HASTING_ 115 kV | Monitored | 115 | 126 |  | 2022-04-01 11:41 | NPPD | PAULINE3 | 640313 | HASTCTY7 | 641088 |  |  | 1 | NPPD.NPPD.NP_1148-A.1
TMP530_27258 | 27528 | SWPP | INT | NPPD | NPPD | LN SWEETW4 - GRISLD1 345 kV | Contingent | 115 | 126 |  | 2022-04-01 11:41 | NPPD | SWEET W3 | 640374 | GR ISLD7 | 653571 |  |  | 1 | NPPD.NPPD.GRISLD1_SWEETW.A
TMP531_27841 | 27841 | MISO | RCF | EES | EES | LN KEO - WMPEHV 500 kV | Monitored | 1732 | 1732 |  | 2022-07-21 12:25 | EES | 8KEO% | 337957 | 8W.MEMPHIS% | 338162 |  |  | 1 | EES.EES.KEO____WMPEHV8.A | MISO
TMP531_27841 | 27841 | MISO | RCF | EES | EES | LN SANSSU - DRIVER 500 kV | Contingent | 1732 | 1732 |  | 2022-07-21 12:25 | EES | 8SANS SOUCI% | 338188 | 338198 8DRIVER% | 338198 |  |  | 1 | EES.EES.DRIVER_SANSSU8.1 | MISO
TMP532_27847 | 27847 | MISO | RCF | NSP | OTP | LN ASTORI - BRKNGCO 345 kV | Contingent | 588 | 588 |  | 2022-07-22 23:48 | OTP/NSP | ASTORI | 0 | BRKNGCO3 | 601031 |  |  | 1 | OTP.OTP.ASTORBRKNG34_1.1 | MISO
TMP532_27847 | 27847 | MISO | RCF | OTP | OTP | LN BIGSTON - OTPBLAIR 230 kV | Monitored | 588 | 588 |  | 2022-07-22 23:48 | OTP | BIGSTON4 | 620314 | 655465 BLAIR4 | 655465 |  |  | 1 | OTP.OTP.OTPBLBIGST23_1.1 | MISO
TMP533_26331 | 26331 | TVA | RCF | AECI | AECI | LN GENTRY - FAIRPORT 161 kV | Monitored | 446 | 446 |  | 2021-01-27 17:22 | AECI | 5GENTRY | 300073 | 5FAIRPT | 300076 |  |  | 1 | AECI.AECI.FAIRPT-NODAWY.A
TMP533_26331 | 26331 | TVA | RCF | MPS | AECI | LN MARYVIL - MRYVL_SJ 161 kV | Contingent | 446 | 446 |  | 2021-01-27 17:22 | AECI/MPS | 5MARYVL | 300097 | MARYVLE5 | 541251 |  |  | 1 | MPS.MPS.MARY-MARY_SJ.A
TMP533_26331 | 26331 | TVA | RCF | MPS | MPS | XF MRYVL_SJ 1/161 kV | Contingent | 446 | 446 |  | 2021-01-27 17:22 | MPS | MARYVIL21 | 541520 | MARYVLE5 | 541251 | MRVL#1 | 541378 | 4 | MPS.MPS.MRYVL_SJ.XF22.XF22_H
TMP533_26331 | 26331 | TVA | RCF | MPS | MPS | XF MRYVL_SJ 1/161 kV | Contingent | 446 | 446 |  | 2021-01-27 17:22 | MPS | MRVL#1 | 541378 | MARYVLE5 | 541251 | MARYVIL21 | 541520 | 4 | MPS.MPS.MRYVL_SJ.XF22.XF22_H
TMP533_26331 | 26331 | TVA | RCF | MPS | MPS | XF MRYVL_SJ 1/69 kV | Contingent | 446 | 446 |  | 2021-01-27 17:22 | MPS | MARYVLE5 | 541251 | MARYVLE5 | 541378 | MARYVIL21 | 541520 | 5 | MPS.MPS.MRYVL_SJ.XF22.XF22_L
TMP534_25616 | 25616 | MISO | RCF | OTP | MDU | LN ELLENDL2 - OAKES 230 kV | Contingent | 120 | 140 |  | 2020-04-19 17:06 | MDU/OTP | ELLENDL2 | 0 | OAKES 9 | 620362 |  |  | 1 | MDU.MDU.ELLN2OAKES23_1.1 | MISO
TMP534_25616 | 25616 | MISO | RCF | WAUE | MDU | LN ELLENDL - ABDNJCT 115 kV | Monitored | 120 | 140 |  | 2020-04-19 17:06 | MDU/WAUE | ELLENDL4 | 661027 | ABDNJCT7 | 660000 |  |  | 1 | MDU.MDU.ABDNJELLEN11_1.1 | MISO
TMP535_27751 | 27751 | SWPP | INT | SPRM | AECI | LN BROOK_LN - JUNCTN5 161 kV | Monitored | 336 | 355 |  | 2022-06-13 21:56 | AECI/SPRM | BROOKLINE 5 | 549969 | JUNCTION 5 | 549955 |  |  | 1 | SPRM.SPRM.BROOK-NICHOL.A
TMP535_27751 | 27751 | SWPP | INT | SPRM | SPRM | LN BATFLD5 - MAIN1 161 kV | Contingent | 336 | 355 |  | 2022-06-13 21:56 | SPRM | BATTLEFIELD5 | 549959 | MAIN STREET2 | 549958 |  |  | 1 | SPRM.SPRM.11590.A
TMP536_27833 | 27833 | SWPP | INT | KCPL | KCPL | LN WAVERLY7 - LACYGNE 345 kV | Contingent | 829 | 829 |  | 2022-07-14 15:04 | KCPL | WAVERLY7 | 532799 | LACYGNE7 | 542981 |  |  | 1 | KCPL.KCPL.WAVERLY7_LCYGN.A
TMP536_27833 | 27833 | SWPP | INT | KCPL | WR | LN SWIS - W_GARDNR 345 kV | Monitored | 829 | 829 |  | 2022-07-14 15:04 | WR/KCPL | SWISVAL7 | 532774 | W.GRDNR7 | 542965 |  |  | 1 | KCPL.KCPL.SWIS_WGARD.A
TMP537_25965 | 25965 | MISO | RCF | MEC | MEC | LN GRIMES - SYCAMOR 345 kV | Monitored | 926 | 1018 |  | 2020-09-16 09:57 | MEC | GRIMES 3 | 635600 | SYCAMOR5 | 635700 |  |  |  | MEC.MEC.GRIMESYCAM34_N.1
TMP537_25965 | 25965 | MISO | RCF | MEC | MEC | LN GRIMES - SYCAMOR 345 kV | Monitored | 926 | 1018 |  | 2020-09-16 09:57 | MEC | GRIMES 3 | 635600 | SYCAMOR5 | 635700 |  |  |  | MEC.MEC.GRIMESYCAM34_S.1
TMP537_25965 | 25965 | MISO | RCF | MEC | MEC | XF SYCAMOR 13.8/1 kV | Contingent | 926 | 1018 |  | 2020-09-16 09:57 | MEC | SYCAMOR5 | 635143 | SYCAMOR5 | 635145 | SYCAMOR3 | 635700 | 3 | MEC.MEC.SYCAMOR.9T2.DAG_9T2_WNDNG3
TMP537_25965 | 25965 | MISO | RCF | MEC | MEC | XF SYCAMOR 13.8/1 kV | Contingent | 926 | 1018 |  | 2020-09-16 09:57 | MEC | SYCAMOR5 | 635143 | SYCAMOR5 | 635145 | SYCAMOR5 | 635701 | 3 | MEC.MEC.SYCAMOR.9T2.DAG_9T2_WNDNG3
TMP537_25965 | 25965 | MISO | RCF | MEC | MEC | XF SYCAMOR 161/1 kV | Contingent | 926 | 1018 |  | 2020-09-16 09:57 | MEC | SYCAMOR5 | 635701 | SYCAMOR5 | 635145 | SYCAMOR3 | 635700 | 2 | MEC.MEC.SYCAMOR.9T2.DAG_9T2_WNDNG2
TMP537_25965 | 25965 | MISO | RCF | MEC | MEC | XF SYCAMOR 345/1 kV | Contingent | 926 | 1018 |  | 2020-09-16 09:57 | MEC | SYCAMOR5 | 635700 | SYCAMOR5 | 635145 | SYCAMOR5 | 635701 | 1 | MEC.MEC.SYCAMOR.9T2.DAG_9T2_WNDNG1
TMP538_25563 | 25563 | SWPP | RCF | MEC | MEC | LN BVRCRFBC - GRIMES 345 kV | Contingent | 46 | 50 |  | 2020-03-24 13:28 | MEC | BVRCRFBC | 0 | GRIMES 3 | 635600 |  |  | 1 | MEC.MEC.BVRCRGRIME34_1.1
TMP538_25563 | 25563 | SWPP | RCF | WAUE | WAUE | LN GRDNCTCB - RLND 69 kV | Monitored | 46 | 50 |  | 2020-03-24 13:28 | WAUE | ROLANDTP8 | 656790 | ROLAND8 | 0 |  |  | 1 | WAUE.WAUE.RLNDGRDNC69_1.1
TMP539_25534 | 25534 | SWPP | RCF | WAUE | WAUE | LN NUNDRWD - MAURINE 230 kV | Contingent | 100 | 125 |  | 2020-03-09 08:25 | WAUE | NUNDRWD4 | 652884 | MAURINE4 | 652497 |  |  | 1 | WAUE.WAUE.MAURINUNDR23_1.1 | SWPP
TMP539_25534 | 25534 | SWPP | RCF | WAUE | WAUE | XF MAURINE 115/1 kV | Monitored | 100 | 125 |  | 2020-03-09 08:25 | WAUE | MAURINE4 | 652480 | MAURINE4 | 652129 | MAURINE4 | 652497 | 1 | WAUE.WAUE.MAURINE.V1A1.KV1A2 | SWPP
TMP539_25534 | 25534 | SWPP | RCF | WAUE | WAUE | XF MAURINE 115/1 kV | Monitored | 100 | 125 |  | 2020-03-09 08:25 | WAUE | MAURINE4 | 652480 | MAURINE4 | 652129 | MAURINE9 | 652247 | 1 | WAUE.WAUE.MAURINE.V1A1.KV1A2 | SWPP
TMP540_27715 | 27715 | SWPP | INT | WR | WR | LN MIDJ - LEC 115 kV | Monitored | 138 | 138 |  | 2022-06-01 11:17 | WR | MIDLNDJ3 | 0 | LEC U4 | 533249 |  |  | 1 | WR.WR.3060.1
TMP540_27715 | 27715 | SWPP | INT | WR | WR | XF LAWH 230/115 kV | Contingent | 138 | 138 |  | 2022-06-01 11:17 | WR | LAWHILL6 | 532853 | LAWHILL6 | 533250 |  |  | 1 | WR.WR.LAWH.3034.LAWH_29
TMP541_27850 | 27850 | SWPP | INT | WAUE | WAUE | LN CHAR_CK - PATENT_G 345 kV | Contingent | 124 | 124 |  | 2022-07-25 16:39 | WAUE | CHARCREEK 19 | 659183 | 652158 PATENT_G | 659390 |  |  | 1 | WAUE.WAUE.CHAR_CK_PATENT.A
TMP541_27850 | 27850 | SWPP | INT | WAUE | WAUE | LN CHAR_CK - RGHDRD 115 kV | Monitored | 124 | 124 |  | 2022-07-25 16:39 | WAUE | CHARCREEK 19 | 659182 | R.RIDER7 | 659184 |  |  | 1 | WAUE.WAUE.CHAR_RGHDR11_1.1
TMP542_26648 | 26648 | MISO | RCF | EES | EES | LN MONLKX - RITCHE 230 kV | Contingent | 108 | 108 |  | 2021-04-30 12:59 | EES | 6MOONLAKE% | 337107 | 3RITCHIE! | 337991 |  |  | 1 | EES.EES.RITCHE_MONLKX6.A | MISO
TMP542_26648 | 26648 | MISO | RCF | EES | EES | LN SENATO - CLDWTR 115 kV | Monitored | 108 | 108 |  | 2021-04-30 12:59 | EES | 3SENATOBIA | 337136 | 3COLDWATER | 337137 |  |  | 1 | EES.EES.CLDWTR_SENATO3.A | MISO
TMP543_27319 | 27319 | SWPP | INT | NPPD | NPPD | LN AXTELL1 - PAULINE 345 kV | Contingent | 115 | 126 |  | 2022-01-07 04:55 | NPPD | AXTELL 3 | 640065 | PAULINE3 | 640312 |  |  | 1 | NPPD.NPPD.12005.A
TMP543_27319 | 27319 | SWPP | INT | NPPD | NPPD | LN HASTING_ - PAULINE 115 kV | Monitored | 115 | 126 |  | 2022-01-07 04:55 | NPPD | HASTCTY7 | 641088 | PAULINE3 | 640313 |  |  | 1 | NPPD.NPPD.NP_1148-A.1
TMP544_27397 | 27397 | SWPP | RCF | NPPD | LES | LN NW68HOL - COLMBS_E 345 kV | Contingent | 256 | 256 |  | 2022-02-12 22:30 | LES/NPPD | NW68HOLDRG3 | 650114 | E.COL. 4 | 640125 |  |  | 1 | LES.LES.LN3521.A | SWPP
TMP544_27397 | 27397 | SWPP | RCF | OPPD | OPPD | LN SUB1226 - TEKAMHO 161 kV | Monitored | 256 | 256 |  | 2022-02-12 22:30 | OPPD | S1226 5 | 646226 | TEKAMAH5 | 640377 |  |  | 1 | OPPD.OPPD.TEKAMSUB1216_1.1 | SWPP
TMP545_25522 | 25522 | SWPP | RCF | CLEC | CSWS | LN SWSHREV - DOLET 345 kV | Contingent | 158 | 158 |  | 2020-03-01 23:06 | CSWS/CLEC | SW SHV 4 | 507760 | DOLHILL6 | 500250 |  |  | 1 | CLEC.CLEC.DH345_CLECO_1A.A
TMP545_25522 | 25522 | SWPP | RCF | EES | CSWS | LN FULTON_C - PAT_WX 115 kV | Monitored | 158 | 158 |  | 2020-03-01 23:06 | CSWS/EES | FULTON 3 | 503912 | 3PATMOS.W# | 338875 |  |  | 1 | EES.EES.FULTON_PATMO.A
TMP546_27696 | 27696 | SWPP | INT | OPPD | LES | LN 70_BLUF - SUB1214 161 kV | Monitored | 110 | 116 |  | 2022-05-25 22:27 | LES/OPPD | 70&BLUFF 7 | 650169 | S1214 5 | 646214 |  |  | 1 | LES.LES.SUB1270_BL16_1.1
TMP546_27696 | 27696 | SWPP | INT | OPPD | OPPD | LN NEBRCTY - SUB3456 345 kV | Contingent | 110 | 116 |  | 2022-05-25 22:27 | OPPD | S3458 3 | 645458 | S3456 3 | 645456 |  |  | 1 | OPPD.OPPD.NEBRCSUB3434_1.1
TMP547_27793 | 27793 | SWPP | INT | OKGE | OKGE | XF ARCAD7 1/13.8 kV | Contingent | 448 | 448 |  | 2022-06-25 15:08 | OKGE | ARCADIA4 | 514907 | ARCADIA4 | 514907 | ARCADIA7 | 514908 | 3 | OKGE.OKGE.ARCAD7.BNK3.C3
TMP547_27793 | 27793 | SWPP | INT | OKGE | OKGE | XF ARCAD7 1/138 kV | Contingent | 448 | 448 |  | 2022-06-25 15:08 | OKGE | ARCADIA4 | 955020 | ARCADIA4 | 514907 | ARCADIA7 | 514908 | 2 | OKGE.OKGE.ARCAD7.BNK3.B3
TMP547_27793 | 27793 | SWPP | INT | OKGE | OKGE | XF ARCAD7 1/138 kV | Contingent | 448 | 448 |  | 2022-06-25 15:08 | OKGE | ARCADIA7 | 514908 | ARCADIA4 | 514907 | ARCADIA7 | 514908 | 2 | OKGE.OKGE.ARCAD7.BNK3.B3
TMP547_27793 | 27793 | SWPP | INT | OKGE | OKGE | XF ARCAD7 345/1 kV | Monitored | 448 | 448 |  | 2022-06-25 15:08 | OKGE | ARCADIA4 | 514908 |  | 0 | ARCADIA4 | 514907 | 4 | OKGE.OKGE.ARCAD7.BNK4.A4
TMP548_25525 | 25525 | SWPP | RCF | NPPD | NPPD | LN SHELLCRK - COLMBS_E 345 kV | Contingent | 187 | 234 |  | 2020-03-02 16:32 | NPPD | SHELCRK3 | 640342 | E.COL. 4 | 640125 |  |  | 1 | NPPD.NPPD.NP_3520.A | SWPP
TMP548_25525 | 25525 | SWPP | RCF | NPPD | NPPD | XF COLMBS_E 230/115 kV | Monitored | 187 | 234 |  | 2020-03-02 16:32 | NPPD | E.COL. 4 | 640126 | E.COL. 4 | 640127 |  |  | 1 | NPPD.NPPD.COLMBS_E.3.3 | SWPP
TMP549_27283 | 27283 | TVA | RCF | AECI | AECI | LN MARYVIL - NODAWAY 161 kV | Monitored | 243 | 243 |  | 2021-12-16 23:57 | AECI | 5MARYVL | 300097 | 1NDWYG1 | 300104 |  |  | 1 | AECI.AECI.NODAWY-MARYVL.A
TMP549_27283 | 27283 | TVA | RCF | MEC | NPPD | LN COOPER - ATCHISNM 345 kV | Contingent | 243 | 243 |  | 2021-12-16 23:57 | NPPD/MEC | COOPER 3 | 640139 | ATCHSN 3 | 635017 |  |  | 1 | MEC.MEC.COOPEATCHI34_1.1
TMP550_26623 | 26623 | MISO | RCF | OTP | MDU | LN ELLENDL2 - OAKES 230 kV | Contingent | 324 | 357 |  | 2021-04-24 00:43 | MDU/OTP | ELLENDL2 | 0 | OAKES 9 | 620362 |  |  | 1 | MDU.MDU.ELLN2OAKES23_1.1 | MISO
TMP550_26623 | 26623 | MISO | RCF | OTP | OTP | LN BIGSTON - BROWNSV 230 kV | Monitored | 324 | 357 |  | 2021-04-24 00:43 | OTP | BIGSTON4 | 620314 | BROWNSV4 | 620325 |  |  | 1 | OTP.OTP.BIGSTBROWN23_1.1 | MISO
TMP551_26749 | 26749 | SWPP | INT | SPS | SPS | LN CONWAY - KIRBY_SU 115 kV | Monitored | 120 | 120 |  | 2021-06-08 12:09 | SPS | CONWAY 3 | 524079 | KIRBY 3 | 524088 |  |  | 1 | SPS.SPS.CONWAKIRBY11_1.1
TMP551_26749 | 26749 | SWPP | INT | SPS | SPS | LN NICHSUB - GRAPVINE 230 kV | Contingent | 120 | 120 |  | 2021-06-08 12:09 | SPS | NICHOLS 3 | 524044 | GRAPEVINE 3 | 523771 |  |  | 1 | SPS.SPS.NICHSGRAPV23_1.1
TMP552_25632 | 25632 | TVA | RCF | TVA | TVA | LN BATSV7 - SARDIT 161 kV | Monitored | 335 | 335 |  | 2020-04-28 15:15 | TVA | 3BATESVILLE | 360214 | 5SARDIS MS T | 361071 |  |  | 1 | TVA.TVA.2259.A
TMP552_25632 | 25632 | TVA | RCF | TVA | TVA | LN FREPT7 - CORDOV1 500 kV | Contingent | 335 | 335 |  | 2020-04-28 15:15 | TVA | 8FREEPORT TN | 360023 | 8CORDOVA TN | 360025 |  |  | 1 | TVA.TVA.1552.A
TMP553_25633 | 25633 | SWPP | INT | OKGE | OKGE | LN CIMARRON - DRAPR1 345 kV | Contingent | 478 | 478 |  | 2020-04-28 16:51 | OKGE | CIMARON4 | 514901 | DRAPER 4 | 514934 |  |  | 1 | OKGE.OKGE.8803.A
TMP553_25633 | 25633 | SWPP | INT | OKGE | OKGE | XF CIMARRON 1/138 kV | Monitored | 478 | 478 |  | 2020-04-28 16:51 | OKGE | CIMARON4 | 955037 | CIMARON4 | 514898 | CIMARON7 | 514901 | 5 | OKGE.OKGE.CIMARRON.8801.A23
TMP553_25633 | 25633 | SWPP | INT | OKGE | OKGE | XF CIMARRON 1/138 kV | Monitored | 478 | 478 |  | 2020-04-28 16:51 | OKGE | CIMARON7 | 514901 | CIMARON4 | 514898 | CIMARON7 | 514901 | 5 | OKGE.OKGE.CIMARRON.8801.A23
TMP554_25677 | 25677 | SWPP | INT | WR | WR | LN WOLF - BENT 345 kV | Monitored | 956 | 956 |  | 2020-05-18 16:21 | WR | WOLFCRK7 | 532797 | BENTON 7 | 532791 |  |  | 1 | WR.WR.BENTWOLF34_1.1
TMP554_25677 | 25677 | SWPP | INT | WR | WR | LN WOLF - ROSE 345 kV | Contingent | 956 | 956 |  | 2020-05-18 16:21 | WR | WOLFCRK7 | 532797 | ROSEHIL7 | 532794 |  |  | 1 | WR.WR.5.1
TMP555_27099 | 27099 | MISO | RCF | CLEC | EES | LN MONTGM - CLARN 230 kV | Monitored | 382 | 414 |  | 2021-11-03 12:42 | EES/CLEC | 6MONTGOMERY! | 337304 | CLARN 6 | 500170 |  |  | 1 | EES.EES.5068.A
TMP555_27099 | 27099 | MISO | RCF | CSWS | EES | LN HARTBG - LAYFLD_A 500 kV | Contingent | 382 | 414 |  | 2021-11-03 12:42 | EES/CSWS | 6HARTBRG! | 303028 | LAYFLD8 | 509366 |  |  | 1 | CSWS.CSWS.LAYFL_HART.A
TMP556_27493 | 27493 | MISO | RCF | MEC | MEC | LN CARROLL - CARR_N 69 kV | Monitored | 72 | 75 |  | 2022-03-21 16:01 | MEC | CARROLL8 | 635321 | CAROL N8 | 635323 |  |  | 1 | MEC.MEC.CARROCARRN69_1.1
TMP556_27493 | 27493 | MISO | RCF | MEC | MEC | LN CARROLL - DRAGER 161 kV | Contingent | 72 | 75 |  | 2022-03-21 16:01 | MEC | CARROLL8 | 635320 | DRAGER5 | 656283 |  |  | 1 | MEC.MEC.DRAGECARRO16_1.1
TMP557_26013 | 26013 | SWPP | RCF | MEC | MPS | LN MRYVL_SJ - BRADDCTR 161 kV | Monitored | 161 | 180 |  | 2020-10-03 08:26 | MPS/MEC | MARYVLE5 | 541251 | BRADDCTR | 0 |  |  | 1 | MPS.MPS.MRYVLBRADD16_1.1 | SWPP
TMP557_26013 | 26013 | SWPP | RCF | WAUE | AECI | LN MARYVIL - CRESTONW 161 kV | Contingent | 161 | 180 |  | 2020-10-03 08:26 | AECI/WAUE | 5MARYVL | 300097 | CRESTON5 | 652560 |  |  | 1 | WAUE.WAUE.CRESTMARYV16_1.1 | SWPP
TMP558_27241 | 27241 | MISO | RCF | AECI | AMRN | LN ENON_TP - ENON 345 kV | Contingent | 1195 | 1195 |  | 2021-12-07 12:42 | AMRN/AECI | 7ENON | 344535 | 5ENON | 345230 |  |  | 1 | AMRN.AMRN.BELU-MTGY-6.C
TMP558_27241 | 27241 | MISO | RCF | AMRN | AMRN | LN BELU - ENON_TP 345 kV | Contingent | 1195 | 1195 |  | 2021-12-07 12:42 | AMRN | 4BELLEAU | 344102 | 7ENON | 344535 |  |  | 1 | AMRN.AMRN.BELU-MTGY-6.A
TMP558_27241 | 27241 | MISO | RCF | AMRN | AMRN | LN ENON_TP - MTGY 345 kV | Contingent | 1195 | 1195 |  | 2021-12-07 12:42 | AMRN | 7ENON | 344535 | 7MONTGMRY | 345230 |  |  | 2 | AMRN.AMRN.BELU-MTGY-6.B
TMP558_27241 | 27241 | MISO | RCF | AMRN | AMRN | LN MTGY - LABADIE 345 kV | Monitored | 1195 | 1195 |  | 2021-12-07 12:42 | AMRN | 7MONTGMRY | 345230 | 7LABADIE2 | 344885 |  |  | 1 | AMRN.AMRN.L_MTGY_4.A
TMP559_25962 | 25962 | SWPP | INT | OKGE | OKGE | LN PENN1 - SNTFE 138 kV | Monitored | 191 | 191 |  | 2020-09-11 18:53 | OKGE | PENN 2 | 514925 | SANTAFE4 | 514926 |  |  | 1 | OKGE.OKGE.8821.A
TMP559_25962 | 25962 | SWPP | INT | OKGE | OKGE | LN PLVAL - HOLWD 138 kV | Contingent | 191 | 191 |  | 2020-09-11 18:53 | OKGE | PLVALLY4 | 514929 | HOLLYWD4 | 514953 |  |  | 1 | OKGE.OKGE.8826.A
TMP560_26596 | 26596 | MISO | RCF | AECI | AECI | LN SALEM - FLET_AEC 345 kV | Contingent | 167 | 167 |  | 2021-04-14 00:12 | AECI | 5SALEM | 300047 | 1FLTCHTR | 300040 |  |  | 1 | AECI.AECI.FLETCH-SALEM.A
TMP560_26596 | 26596 | MISO | RCF | AECI | AECI | LN SALEM - FRKS 345 kV | Contingent | 167 | 167 |  | 2021-04-14 00:12 | AECI | 5SALEM | 300047 | 7FRANKS | 300041 |  |  | 1 | AECI.AECI.FRANKS-SALEM.A
TMP560_26596 | 26596 | MISO | RCF | AMRN | AMRN | LN CLK - VBNM 161 kV | Monitored | 167 | 167 |  | 2021-04-14 00:12 | AMRN | 5CLARK UE | 344359 | 5VIBURNUM | 345899 |  |  | 1 | AMRN.AMRN.CLK_GLNA_7231.A
TMP561_25610 | 25610 | SWPP | INT | KCPL | KCPL | LN WAVERLY7 - LACYGNE 345 kV | Monitored | 1183 | 1195 |  | 2020-04-14 23:16 | KCPL | WAVERLY7 | 532799 | LACYGNE7 | 542981 |  |  | 1 | KCPL.KCPL.WAVERLY7_LCYGN.A
TMP561_25610 | 25610 | SWPP | INT | WR | WR | LN BURN - EMPEC 345 kV | Contingent | 1183 | 1195 |  | 2020-04-14 23:16 | WR | Burns | 532803 | EMPEC 7 | 532768 |  |  | 1 | WR.WR.BURNS_EMPEC.A
TMP562_25617 | 25617 | SWPP | RCF | WAUE | WAUE | LN MAURINE - NUNDRWD 230 kV | Contingent | 100 | 125 |  | 2020-04-19 18:32 | WAUE | MAURINE4 | 652497 | NUNDRWD4 | 652884 |  |  | 1 | WAUE.WAUE.MAURINUNDR23_1.1 | SWPP
TMP562_25617 | 25617 | SWPP | RCF | WAUE | WAUE | XF MAURINE 1/115 kV | Monitored | 100 | 125 |  | 2020-04-19 18:32 | WAUE | MAURINE4 | 652129 | MAURINE4 | 652480 | MAURINE4 | 652497 | 1 | WAUE.WAUE.MAURINE.V1A1.KV1A2 | SWPP
TMP563_26603 | 26603 | SWPP | INT | WFEC | OKGE | LN SUNNYSDE - HUGOPP4 345 kV | Contingent | 117 | 136 |  | 2021-04-13 14:24 | OKGE/WFEC | SUNNYSD4 | 515136 | HUGO PP4 | 521157 |  |  | 1 | OKGE.OKGE.SUNNY_HUGO.A
TMP563_26603 | 26603 | SWPP | INT | WFEC | WFEC | LN RUSSETT - SBROWN 138 kV | Monitored | 117 | 136 |  | 2021-04-13 14:24 | WFEC | RUSSETT4 | 521044 | S BROWN4 | 505602 |  |  | 1 | WFEC.WFEC.7454.A
TMP564_26167 | 26167 | SWPP | RCF | AECI | WR | LN N345 - BLACKBRY 345 kV | Monitored | 870 | 870 |  | 2020-11-14 00:42 | WR/AECI | NEOSHO 7 | 532793 | 3007397BLACKBERRY | 300739 |  |  | 1 | WR.WR.BLCKBRY_NEOSH.A | SWPP
TMP564_26167 | 26167 | SWPP | RCF | CSWS | WR | LN N345 - DELAWARE 345 kV | Contingent | 870 | 870 |  | 2020-11-14 00:42 | WR/CSWS | NEOSHO 7 | 532793 | DELWARE7 | 510380 |  |  | 1 | WR.WR.NEOSHO_DELAWAR.A | SWPP
TMP565_25599 | 25599 | MISO | RCF | ALTW | ALTW | LN COLBY - BISONSS 345 kV | Contingent | 254 | 254 |  | 2020-04-12 22:43 | ALTW | COLBY | 631202 | BISONSS | 0 |  |  | 1 | ALTW.ALTW.BISONCOLBY34_1.1 | MISO
TMP565_25599 | 25599 | MISO | RCF | MEC | MEC | LN WEBSTER2 - WRIGHT2 161 kV | Monitored | 254 | 254 |  | 2020-04-12 22:43 | MEC | WEBSTER3 | 636001 | WRIGHT 8 | 636050 |  |  | 1 | MEC.MEC.WEBSTWRIGH16_1.1 | MISO
TMP566_27759 | 27759 | MISO | RCF | WAUE | AECI | LN MARYVIL - CRESTONW 161 kV | Contingent | 154 | 154 |  | 2022-06-15 16:39 | AECI/WAUE | 5MARYVL | 300097 | CRESTON5 | 652560 |  |  | 1 | WAUE.WAUE.CRESTMARYV16_1.1 | MISO
TMP566_27759 | 27759 | MISO | RCF | WAUE | MEC | LN ADAMSMEC - CRESTONW 161 kV | Monitored | 154 | 154 |  | 2022-06-15 16:39 | MEC/WAUE | 635056 ADAMSWF 5 | 635056 | CRESTON5 | 652560 |  |  | 1 | MEC.MEC.CRESTADAMS16_1.1 | MISO
TMP567_27469 | 27469 | SWPP | RCF | CSWS | CSWS | LN VALLIANT - LYDIA 345 kV | Monitored | 1011 | 1076 |  | 2022-03-13 03:43 | CSWS | VALIANT2 | 510911 | LYDIA 7 | 508298 |  |  | 1 | CSWS.CSWS.926.A | SWPP
TMP567_27469 | 27469 | SWPP | RCF | CSWS | CSWS | LN VALLIANT - NWTEXAR 345 kV | Contingent | 1011 | 1076 |  | 2022-03-13 03:43 | CSWS | VALIANT2 | 510911 | NWTXARK4 | 508072 |  |  | 1 | CSWS.CSWS.NWTEX_VALLIANT.A | SWPP
TMP568_25615 | 25615 | SWPP | RCF | MPS | NPPD | LN COOPER - ST_JOE 345 kV | Contingent | 112 | 123 |  | 2020-04-18 18:33 | NPPD/MPS | COOPER 3 | 640139 | ST JOE 3 | 541199 |  |  | 1 | NPPD.NPPD.11310.A | SWPP
TMP568_25615 | 25615 | SWPP | RCF | WR | WR | LN KELL - TECH 161 kV | Monitored | 112 | 123 |  | 2020-04-18 18:33 | WR | KELLY 5 | 532913 | TECHILE3 | 532920 |  |  | 1 | WR.WR.4055.1 | SWPP
TMP569_27021 | 27021 | MISO | RCF | AMRN | AMRN | LN LABADIE - MASN 345 kV | Contingent | 1432 | 1432 |  | 2021-10-09 00:05 | AMRN | 7LABADIE2 | 344885 | 4MASON 1 | 345045 |  |  | 1 | AMRN.AMRN.MASN_L_4.A | MISO
TMP569_27021 | 27021 | MISO | RCF | AMRN | AMRN | LN LABADIE - WLWD 345 kV | Monitored | 1432 | 1432 |  | 2021-10-09 00:05 | AMRN | 7LABADIE2 | 344885 | 4WILDWD 1 | 344078 |  |  | 1 | AMRN.AMRN.MASN-L-3.A | MISO
TMP570_27698 | 27698 | SWPP | INT | SECI | SECI | LN CRKCREEK - CUDAHY1 115 kV | Monitored | 119.5 | 148.2 |  | 2022-05-25 23:21 | SECI | CRKCK 3 | 539783 | CUDAHY 3 | 539659 |  |  | 1 | SECI.SECI.10897.A
TMP570_27698 | 27698 | SWPP | INT | SPS | SECI | LN HOLCOM1 - FINNEY1 345 kV | Contingent | 119.5 | 148.2 |  | 2022-05-25 23:21 | SECI/SPS | HOLCOMB3 | 531449 | FINNEY 7 | 523853 |  |  | 1 | SPS.SPS.HOLCOM_FINNEY.A
TMP571_26983 | 26983 | MISO | RCF | CLEC | CLEC | LN LAYFLD_C - WESKFT 230 kV | Monitored | 386 | 416 |  | 2021-09-22 22:05 | CLEC | 500465 6LAYFLD | 500465 | WKRAFT 6 | 500910 |  |  | 1 | CLEC.CLEC.LYFLD_WKRFT.A
TMP571_26983 | 26983 | MISO | RCF | EES | CSWS | LN LAYFLD_A - HARTBG 500 kV | Contingent | 386 | 416 |  | 2021-09-22 22:05 | CSWS/EES | LAYFLD8 | 509366 | 6HARTBRG! | 303028 |  |  | 1 | CSWS.CSWS.LAYFL_HART.A
TMP572_27451 | 27451 | SWPP | INT | AECI | AECI | XF FAIRPORT 161/345 kV | Contingent | 112 | 123 |  | 2022-03-07 12:36 | AECI | 5FAIRPT | 300076 | 5FAIRPT | 300039 |  |  | 3 | AECI.AECI.FAIRPORT.3498.T3
TMP572_27451 | 27451 | SWPP | INT | MPS | AECI | LN FAIRPORT - ST_JOE 345 kV | Contingent | 112 | 123 |  | 2022-03-07 12:36 | AECI/MPS | 5FAIRPT | 300039 | ST JOE 3 | 541199 |  |  | 1 | MPS.MPS.FAIRPT-STJOE.A
TMP572_27451 | 27451 | SWPP | INT | NPPD | AECI | LN FAIRPORT - COOPER 345 kV | Contingent | 112 | 123 |  | 2022-03-07 12:36 | AECI/NPPD | 5FAIRPT | 300039 | COOPER 3 | 640139 |  |  | 1 | NPPD.NPPD.FAIRPT-COOPR.A
TMP572_27451 | 27451 | SWPP | INT | WR | WR | XF KELL 161/115 kV | Monitored | 112 | 123 |  | 2022-03-07 12:36 | WR | KELLY 5 | 532913 | KELLY 5 | 533217 |  |  | 1 | WR.WR.KELL.4056.KELL_10
TMP573_26592 | 26592 | SWPP | INT | OKGE | OKGE | LN CLEOCTP - CLEOC1 138 kV | Contingent | 133 | 153 |  | 2021-04-11 23:52 | OKGE | Cleo Corner Tap | 515562 | CLEOCOR2 | 514778 |  |  | 1 | OKGE.OKGE.CLEOC_CLEOCTP.A
TMP573_26592 | 26592 | SWPP | INT | OKGE | OKGE | LN CLEOPL4 - CLEOCTP 138 kV | Contingent | 133 | 153 |  | 2021-04-11 23:52 | OKGE | CLEO PL4 | 515553 | Cleo Corner Tap | 515562 |  |  | 1 | OKGE.OKGE.CLEOCTP_CLEOPL.A
TMP573_26592 | 26592 | SWPP | INT | OKGE | OKGE | LN FPLSWTCH - WDWRD1 138 kV | Monitored | 133 | 153 |  | 2021-04-11 23:52 | OKGE | WINDFRM4 | 515785 | WODWRD 2 | 514785 |  |  | 1 | OKGE.OKGE.8691.A
TMP573_26592 | 26592 | SWPP | INT | OKGE | OKGE | LN MENOTAP4 - CLEOCTP 138 kV | Contingent | 133 | 153 |  | 2021-04-11 23:52 | OKGE | MENOTAP4 | 514789 | Cleo Corner Tap | 515562 |  |  | 1 | OKGE.OKGE.CLEOCTP_MENOTP.A
TMP573_26592 | 26592 | SWPP | INT | OKGE | OKGE | LN MENOTAP4 - IMO 138 kV | Contingent | 133 | 153 |  | 2021-04-11 23:52 | OKGE | MENOTAP4 | 514789 | IMO 4 | 514790 |  |  | 1 | OKGE.OKGE.8686.B
TMP574_27212 | 27212 | MISO | RCF | MP | MP | XF FORBES 500/230 kV | Contingent | 672 | 672 |  | 2021-12-03 19:29 | MP | FORBES 4 | 601001 | FORBES 4 | 608624 |  |  | 4 | MP.MP.FORBES.TR8.TR8
TMP574_27212 | 27212 | MISO | RCF | MP | MP | XF FORBES 500/230 kV | Monitored | 672 | 672 |  | 2021-12-03 19:29 | MP | FORBES 4 | 601001 | FORBES 4 | 608624 |  |  | 3 | MP.MP.FORBES.TR7.TR7
TMP575_25904 | 25904 | SWPP | RCF | NPPD | NPPD | LN HOSKINS - SHELLCRK 345 kV | Contingent | 137 | 151 |  | 2020-08-19 23:28 | NPPD | HOSKINS3 | 640226 | SHELCRK3 | 640342 |  |  | 1 | NPPD.NPPD.NP_3515.A | SWPP
TMP575_25904 | 25904 | SWPP | RCF | NPPD | NPPD | LN PTRBRG_N - PETRSBG 115 kV | Monitored | 137 | 151 |  | 2020-08-19 23:28 | NPPD | PETERSBRG.N7 | 640444 | PETRSBG7 | 640318 |  |  | 1 | NPPD.NPPD.1368.A | SWPP
TMP576_27471 | 27471 | SWPP | INT | CSWS | CSWS | LN LONGWOO - LIEBERM 138 kV | Monitored | 212 | 212 |  | 2022-03-14 15:00 | CSWS | LONGWD 4 | 508808 | LIEBERM2 | 508806 |  |  | 1 | CSWS.CSWS.846.A
TMP576_27471 | 27471 | SWPP | INT | CSWS | CSWS | LN LONGWOO - NORAM 138 kV | Contingent | 212 | 212 |  | 2022-03-14 15:00 | CSWS | LONGWD 4 | 508808 | NORAM 4 | 507774 |  |  | 1 | CSWS.CSWS.827B.A
TMP577_26737 | 26737 | SWPP | RCF | NSP | NSP | LN LYON_CO - HAWKN_LK 345 kV | Contingent | 106 | 106 |  | 2021-06-05 01:28 | NSP | LYON CO 3 | 601048 | HAWKN_LK | 0 |  |  | 1 | NSP.NSP.HAWKNLYONC34_1.1 | SWPP
TMP577_26737 | 26737 | SWPP | RCF | WAUE | WAUE | LN S3 - GRANITF 115 kV | Monitored | 106 | 106 |  | 2021-06-05 01:28 | WAUE | S3 7 | 652508 | GRANITF7 | 652551 |  |  | 1 | WAUE.WAUE.S3GRANI11_1.1 | SWPP
TMP578_26486 | 26486 | TVA | RCF | AECI | AECI | LN MARYVIL - NODAWAY 161 kV | Monitored | 243 | 243 |  | 2021-03-01 23:53 | AECI | 5MARYVL | 300097 | 1NDWYG1 | 300104 |  |  | 1 | AECI.AECI.NODAWY-MARYVL.A
TMP578_26486 | 26486 | TVA | RCF | MPS | KCPL | LN IATAN - EASTTOWN 345 kV | Contingent | 243 | 243 |  | 2021-03-01 23:53 | KCPL/MPS | IATAN 7 | 542982 | EASTOWN7 | 541400 |  |  | 1 | MPS.MPS.IATAN__ST_JOE1.A
TMP579_27444 | 27444 | SWPP | INT | KCPL | KCPL | LN RLND_PRK - MIDTOWN 161 kV | Monitored | 199 | 223 |  | 2022-03-03 22:45 | KCPL | ROEPARK5 | 543040 | MIDTOWN5 | 542996 |  |  | 1 | KCPL.KCPL.MIDTOW_RLND_P1.1
TMP579_27444 | 27444 | SWPP | INT | MPS | KCPL | LN STILWELL - PECULIA7 345 kV | Contingent | 199 | 223 |  | 2022-03-03 22:45 | KCPL/MPS | STILWEL7 | 542968 | PECULR 7 | 541198 |  |  | 1 | MPS.MPS.SIBLEY_STILWE1.B
TMP580_25700 | 25700 | SWPP | INT | OKGE | OKGE | LN REDGNTN7 - MATHWSN7 345 kV | Contingent | 330 | 359 |  | 2020-06-01 03:23 | OKGE | 515875 OKGE REDINGTON | 515875 | MATHWSN7 | 515497 |  |  | 1 | OKGE.OKGE.MATHWSN7_REDGN.A
TMP580_25700 | 25700 | SWPP | INT | OKGE | OKGE | XF WDRNG1 345/138 kV | Monitored | 330 | 359 |  | 2020-06-01 03:23 | OKGE | WOODRNG4 | 514715 | WOODRNG4 | 514714 |  |  | 1 | OKGE.OKGE.WDRNG1.8618.A
TMP581_25969 | 25969 | TVA | RCF | AECI | AECI | XF KINGDOM 345/161 kV | Monitored | 557 | 557 |  | 2020-09-16 21:11 | AECI | 5KINGDM | 300043 | 5KINGDM | 300090 |  |  | 1 | AECI.AECI.KINGDOM.T1.T1
TMP581_25969 | 25969 | TVA | RCF | AMRN | AECI | LN MCC2 - MTGY 345 kV | Contingent | 557 | 557 |  | 2020-09-16 21:11 | AECI/AMRN | 7MCCRED | 300044 | 7MONTGMRY | 345230 |  |  | 1 | AECI.AECI.MCC2-MTGY.A
TMP582_27482 | 27482 | TVA | RCF | AECI | AECI | LN MARYVIL - NODAWAY 161 kV | Monitored | 243 | 243 |  | 2022-03-17 22:14 | AECI | 5MARYVL | 300097 | 1NDWYG1 | 300104 |  |  | 1 | AECI.AECI.NODAWY-MARYVL.A
TMP582_27482 | 27482 | TVA | RCF | MEC | MEC | LN BRADDCTR - CLARNDA 161 kV | Contingent | 243 | 243 |  | 2022-03-17 22:14 | MEC | BRADDCTR | 0 | CLRNDA 5 | 635034 |  |  | 1 | MEC.MEC.BRADDCLARN16_1.1
TMP583_27213 | 27213 | MISO | RCF | NSP | NSP | LN WILMART - SHEASLK 345 kV | Contingent | 1057 | 1057 |  | 2021-12-03 19:29 | NSP | WILMART8 | 601004 | SHEAS LK 7 | 601072 |  |  | 1 | NSP.NSP.SHEASWILMA34_1.1 | MISO
TMP583_27213 | 27213 | MISO | RCF | WAUE | WAUE | LN SPLT_RT - WHITE 345 kV | Monitored | 1057 | 1057 |  | 2021-12-03 19:29 | WAUE | SPLT RK3 | 601006 | WHITE 3 | 652537 |  |  | 1 | WAUE.WAUE.SPLT_WHITE34_1.1 | MISO
TMP584_27831 | 27831 | SWPP | INT | EDE | EDE | LN JOP3891 - TIP2921 161 kV | Contingent | 215 | 215 |  | 2022-07-14 01:00 | EDE | JOP389 1 | 547483 | TIP292 5 | 547472 |  |  | 1 | EDE.EDE.11352.A
TMP584_27831 | 27831 | SWPP | INT | SPA | EDE | LN ATL1091 - CARTHAGE 161 kV | Monitored | 215 | 215 |  | 2022-07-14 01:00 | EDE/SPA | ATL109 2 | 547466 | CARTHG 2 | 505488 |  |  | 1 | SPA.SPA.7366.A
TMP585_26315 | 26315 | TVA | RCF | AECI | AECI | LN BLACKBRY - JASPER7 345 kV | Monitored | 1195 | 1195 |  | 2021-01-21 01:17 | AECI | 3007397BLACKBERRY | 300739 | JASPER7 | 300949 |  |  | 1 | AECI.AECI.BLCKBRY_JASPER.A
TMP585_26315 | 26315 | TVA | RCF | GRDA | GRDA | LN GRDA17 - TONNECE 345 kV | Contingent | 1195 | 1195 |  | 2021-01-21 01:17 | GRDA | GRDA1 5 | 512650 | TONECE7 | 512750 |  |  | 1 | GRDA.GRDA.TONN_GRDA.A
TMP586_25970 | 25970 | MISO | RCF | AMRN | AECI | LN MCC2 - MTGY 345 kV | Contingent | 249 | 249 |  | 2020-09-16 21:11 | AECI/AMRN | 7MCCRED | 300044 | 7MONTGMRY | 345230 |  |  | 1 | AECI.AECI.MCC2-MTGY.A
TMP586_25970 | 25970 | MISO | RCF | AMRN | CWLD | LN CWL_MCBN - MCBN 161 kV | Monitored | 249 | 249 |  | 2020-09-16 21:11 | CWLD/AMRN | 345071 5MCBAIN T | 345071 | 5MCBAIN T | 345071 |  |  | 1 | CWLD.CWLD.MCBN-MCBN_TP.A
TMP587_26324 | 26324 | SWPP | INT | CSWS | CSWS | LN HOBART_J - CRNGIE_S 138 kV | Monitored | 136 | 136 |  | 2021-01-20 17:59 | CSWS | HOB-JCT2 | 511463 | CARNEG-4 | 511445 |  |  | 1 | CSWS.CSWS.CRNGIHOBAR13_1.A
TMP587_26324 | 26324 | SWPP | INT | OKGE | CSWS | LN CHISHOLM - GRACMONT 345 kV | Contingent | 136 | 136 |  | 2021-01-20 17:59 | CSWS/OKGE | 511553 PSO CHISHOLM | 511553 | GRACMNT7 | 515800 |  |  | 1 | CSWS.CSWS.CHISHOLM_GRACE.A
TMP588_27055 | 27055 | MISO | RCF | EES | EES | LN PLS_HL - MAYFLR 500 kV | Contingent | 223 | 223 |  | 2021-10-19 09:32 | EES | 8P.HILL% | 337922 | 8MAYFLOWER% | 337937 |  |  | 1 | EES.EES.MAYFLR_PLS_HL8.A
TMP588_27055 | 27055 | MISO | RCF | EES | EES | LN TYLER_E - CONW_W 161 kV | Monitored | 223 | 223 |  | 2021-10-19 09:32 | EES | 5TYLER | 338424 | 3CONWAY.W | 338422 |  |  | 1 | EES.EES.CONW_W_TYLER_5.A
TMP589_27476 | 27476 | TVA | RCF | AECI | AECI | LN MARYVIL - NODAWAY 161 kV | Monitored | 243 | 243 |  | 2022-03-16 23:53 | AECI | 5MARYVL | 300097 | 1NDWYG1 | 300104 |  |  | 1 | AECI.AECI.NODAWY-MARYVL.A
TMP589_27476 | 27476 | TVA | RCF | AECI | AECI | XF FAIRPORT 161/345 kV | Contingent | 243 | 243 |  | 2022-03-16 23:53 | AECI | 5FAIRPT | 300076 | 5FAIRPT | 300039 |  |  | 3 | AECI.AECI.FAIRPORT.3498.T3
TMP589_27476 | 27476 | TVA | RCF | MPS | AECI | LN FAIRPORT - ST_JOE 345 kV | Contingent | 243 | 243 |  | 2022-03-16 23:53 | AECI/MPS | 5FAIRPT | 300039 | ST JOE 3 | 541199 |  |  | 1 | MPS.MPS.FAIRPT-STJOE.A
TMP589_27476 | 27476 | TVA | RCF | NPPD | AECI | LN FAIRPORT - COOPER 345 kV | Contingent | 243 | 243 |  | 2022-03-16 23:53 | AECI/NPPD | 5FAIRPT | 300039 | COOPER 3 | 640139 |  |  | 1 | NPPD.NPPD.FAIRPT-COOPR.A
TMP590_27792 | 27792 | SWPP | RCF | WAUE | WAUE | XF SIOUXCY 13.8/1 kV | Contingent | 250 | 313 |  | 2022-06-25 10:51 | WAUE | SIOUXC49 | 652310 | SIOUXC49 | 652185 | SIOUXCY4 | 652565 | 6 | WAUE.WAUE.SIOUXCY.V1A1.KV1A3 | SWPP
TMP590_27792 | 27792 | SWPP | RCF | WAUE | WAUE | XF SIOUXCY 13.8/1 kV | Contingent | 250 | 313 |  | 2022-06-25 10:51 | WAUE | SIOUXC49 | 652310 | SIOUXC49 | 652185 | SIOUXCY5 | 652566 | 6 | WAUE.WAUE.SIOUXCY.V1A1.KV1A3 | SWPP
TMP590_27792 | 27792 | SWPP | RCF | WAUE | WAUE | XF SIOUXCY 161/1 kV | Contingent | 250 | 313 |  | 2022-06-25 10:51 | WAUE | SIOUXC49 | 652566 | SIOUXC49 | 652185 | SIOUXC49 | 652310 | 5 | WAUE.WAUE.SIOUXCY.V1A1.KV1A2 | SWPP
TMP590_27792 | 27792 | SWPP | RCF | WAUE | WAUE | XF SIOUXCY 161/1 kV | Contingent | 250 | 313 |  | 2022-06-25 10:51 | WAUE | SIOUXC49 | 652566 | SIOUXC49 | 652185 | SIOUXCY4 | 652565 | 5 | WAUE.WAUE.SIOUXCY.V1A1.KV1A2 | SWPP
TMP590_27792 | 27792 | SWPP | RCF | WAUE | WAUE | XF SIOUXCY 230/1 kV | Contingent | 250 | 313 |  | 2022-06-25 10:51 | WAUE | SIOUXC49 | 652565 | SIOUXC49 | 652185 | SIOUXC49 | 652310 | 4 | WAUE.WAUE.SIOUXCY.V1A1.KV1A1 | SWPP
TMP590_27792 | 27792 | SWPP | RCF | WAUE | WAUE | XF SIOUXCY 230/1 kV | Contingent | 250 | 313 |  | 2022-06-25 10:51 | WAUE | SIOUXC49 | 652565 | SIOUXC49 | 652185 | SIOUXCY5 | 652566 | 4 | WAUE.WAUE.SIOUXCY.V1A1.KV1A1 | SWPP
TMP590_27792 | 27792 | SWPP | RCF | WAUE | WAUE | XF SIOUXCY 230/1 kV | Monitored | 250 | 313 |  | 2022-06-25 10:51 | WAUE | SIOUXC49 | 652565 | SIOUXC49 | 652185 | SIOUXC49 | 652310 | 2 | WAUE.WAUE.SIOUXCY.V5A1.KV5A1 | SWPP
TMP590_27792 | 27792 | SWPP | RCF | WAUE | WAUE | XF SIOUXCY 230/1 kV | Monitored | 250 | 313 |  | 2022-06-25 10:51 | WAUE | SIOUXC49 | 652565 | SIOUXC49 | 652185 | SIOUXCY5 | 652566 | 2 | WAUE.WAUE.SIOUXCY.V5A1.KV5A1 | SWPP
TMP591_6313 | 6313 | MISO | RCF | EES | CSWS | LN LONGWOO - SAREPT 345 kV | Contingent | 115 | 115 |  | 2021-01-05 15:02 | CSWS/EES | LONGWD 4 | 508809 | 3SAREPTA! | 337376 |  |  | 1 | EES.EES.EL_EHV_LONGWD7.B
TMP591_6313 | 6313 | MISO | RCF | EES | EES | LN RINGOL - SAILES 115 kV | Monitored | 115 | 115 |  | 2021-01-05 15:02 | EES | 3RINGGOLD_LA | 337352 | 3SAILES! | 337351 |  |  | 1 | EES.EES.RINGOL_SAILES3.A
TMP592_27758 | 27758 | SWPP | RCF | OTP | OTP | LN CENTER2 - JMSTNOTP 345 kV | Contingent | 341 | 341 |  | 2022-06-15 10:00 | OTP | CENTER 4 | 657791 | JAMESTN3 | 620369 |  |  | 1 | OTP.OTP.CENTEJMSTN34_1.1 | SWPP
TMP592_27758 | 27758 | SWPP | RCF | OTP | WAUE | LN FARGO - SHEYNNE 230 kV | Monitored | 341 | 341 |  | 2022-06-15 10:00 | WAUE/OTP | FARGO 8 | 652435 | SHEYNNE7 | 602006 |  |  | 1 | WAUE.WAUE.FARGOSHEYN23_1.1 | SWPP
TMP593_27029 | 27029 | MISO | RCF | AMIL | AMRN | LN MYWD - HERL 345 kV | Contingent | 1195 | 1195 |  | 2021-10-09 00:05 | AMRN/AMIL | 4MARBHD N | 347515 | 4HERLEMAN | 347080 |  |  | 1 | AMIL.AMIL.HERL_MYWD_4549.A | MISO
TMP593_27029 | 27029 | MISO | RCF | AMIL | AMRN | LN SIOUX - ROXF 345 kV | Monitored | 1195 | 1195 |  | 2021-10-09 00:05 | AMRN/AMIL | 4SIOUX 1 | 345747 | 4ROXFORD1 | 348151 |  |  | 1 | AMIL.AMIL.S-ROXF-5.A | MISO
TMP594_27823 | 27823 | MISO | RCF | MDU | MDU | LN WISHEK - MERRICRT 230 kV | Monitored | 234 | 257 |  | 2022-07-08 18:56 | MDU | WISHEK 7 | 661094 | MERRCRT4 | 661093 |  |  | 1 | MDU.MDU.MERRIWISHE23_1.1 | MISO
TMP594_27823 | 27823 | MISO | RCF | OTP | OTP | LN CENTER2 - JMSTNOTP 345 kV | Contingent | 234 | 257 |  | 2022-07-08 18:56 | OTP | CENTER 4 | 657791 | JAMESTN3 | 620369 |  |  | 1 | OTP.OTP.CENTEJMSTN34_1.1 | MISO
TMP595_26876 | 26876 | SWPP | INT | SECI | SPS | LN TEXAS_CO - LIBERAL_ 115 kV | Monitored | 80 | 80 |  | 2021-08-11 16:37 | SPS/SECI | TC-TXCOUNTY2 | 523090 | E-LIBER3 | 539672 |  |  | 1 | SECI.SECI.TEXASLIBER11_1.1
TMP595_26876 | 26876 | SWPP | INT | SPS | SPS | LN HITCH - CARPENTR 345 kV | Contingent | 80 | 80 |  | 2021-08-11 16:37 | SPS | HITCHLAND 7 | 523097 | Carpenter Walkemeyer | 523823 |  |  | 1 | SPS.SPS.CARPNTR_HITCH.A
TMP596_27211 | 27211 | MISO | RCF | MDU | MDU | LN HETINGR - CENTPDTP 115 kV | Monitored | 113 | 113 |  | 2021-12-03 19:29 | MDU | HETINGR7 | 661048 | CENTPDTP | 655730 |  |  | 1 | MDU.MDU.HETINCENTP11_1.1 | MISO
TMP596_27211 | 27211 | MISO | RCF | WAUE | WAUE | LN HETINGRW - BOWMANWP 230 kV | Contingent | 113 | 113 |  | 2021-12-03 19:29 | WAUE | HETINGR4 | 661047 | BOWMAN 4 | 659339 |  |  | 1 | WAUE.WAUE.BOWMAHETIN23_1.1 | MISO
TMP597_26266 | 26266 | MISO | RCF | AMRN | AECI | LN MCC2 - MTGY 345 kV | Contingent | 247 | 253 |  | 2020-12-24 10:15 | AECI/AMRN | 7MCCRED | 300044 | 7MONTGMRY | 345230 |  |  | 1 | AECI.AECI.MCC2-MTGY.A | MISO
TMP597_26266 | 26266 | MISO | RCF | AMRN | AMRN | LN MCBN - LYMT 161 kV | Monitored | 247 | 253 |  | 2020-12-24 10:15 | AMRN | 5MCBAIN T | 345071 | 5LOY MARTIN | 344040 |  |  | 1 | AMRN.AMRN.LYMT_OVRT_3.A | MISO
TMP598_27478 | 27478 | TVA | RCF | AECI | AECI | LN MARYVIL - NODAWAY 161 kV | Monitored | 243 | 243 |  | 2022-03-16 23:53 | AECI | 5MARYVL | 300097 | 1NDWYG1 | 300104 |  |  | 1 | AECI.AECI.NODAWY-MARYVL.A
TMP598_27478 | 27478 | TVA | RCF | MEC | MPS | LN MRYVL_SJ - BRADDCTR 161 kV | Contingent | 243 | 243 |  | 2022-03-16 23:53 | MPS/MEC | MARYVLE5 | 541251 | BRADDCTR | 0 |  |  | 1 | MPS.MPS.MRYVLBRADD16_1.1
TMP599_27745 | 27745 | MISO | RCF | EES | EES | LN WH_BLF - KEO 500 kV | Contingent | 2165 | 2165 |  | 2022-06-13 11:41 | EES | 8WHT BLUFF% | 337651 | 8KEO% | 337957 |  |  | 1 | EES.EES.WH_BLF_KEO___8.A | MISO
TMP599_27745 | 27745 | MISO | RCF | EES | EES | LN WRIGHT_E - KEO 500 kV | Monitored | 2165 | 2165 |  | 2022-06-13 11:41 | EES | 8WRIGHTSVLE% | 337860 | 8KEO% | 337957 |  |  | 1 | EES.EES.WRIGHT_KEO___8.A | MISO
TMP600_27744 | 27744 | SWPP | INT | WR | WR | LN UNRIDGE - MORR 230 kV | Monitored | 363 | 363 |  | 2022-06-13 07:35 | WR | UNIONRG6 | 532874 | MORRIS 7 | 532863 |  |  | 1 | WR.WR.SUMMMORR23_1.1
TMP600_27744 | 27744 | SWPP | INT | WR | WR | LN WICH - BURN 345 kV | Contingent | 363 | 363 |  | 2022-06-13 07:35 | WR | WICHITA7 | 532796 | Burns | 532803 |  |  | 1 | WR.WR.BURNS_WICH.A

## Archive_Temporary_Flowgates
IDC | FlowgateName | OwnedBy | Type | Description | NormLimit | EmerLimit | MonitoredElement | ContingentElement | CreatedTime | RemovedTime | MonitoredElementEMS | ContingentElementEMS
18995 | TEMP06_18995 | SWPP | INT | LN SUMM - WR_SMKHL 230 kV LN: WR.MIDW.SUMM_SMKHL.A ftlo LN CIRC - MULGRE2 230 kV LN: SECI.WPEK.10255.A | 330 | 330 | Monitored: LN SUMM - WR_SMKHL 230 kV LN: WR.MIDW.SUMM_SMKHL.A | Contingent: LN CIRC - MULGRE2 230 kV LN: SECI.WPEK.10255.A | 2014-05-28 10:36 | 2014-05-28 11:09
19960 | TEMP03_19960 | SWPP | INT | LN KNOLL1 - NHAYS 115 kV LN: WR.MIDW.9994.A ftlo LN SHAYS - POSTROCK 230 kV LN: WR.MIDW.SHAYS_KNOLL1 | 80 | 88 | Monitored: LN KNOLL1 - NHAYS 115 kV LN: WR.MIDW.9994.A | Contingent: LN SHAYS - POSTROCK 230 kV LN: WR.MIDW.SHAYS_KNOLL1 | 2014-05-28 10:36 | 2014-05-28 11:09
20016 | TEMP11_20016 | SWPP | INT |  | 650 | 650 | Monitored: LN CHAVES - SAN_JUAN 230 kV LN: SPS.1.OASISCHAVE23_1 |  | 2014-05-28 10:36 | 2014-05-28 11:09
20292 | TEMP22_20292 | SWPP | INT | LN KSC04 - CRSW 69 kV LN: WR.1.CRSWKSC0469_1.1 ftlo LN PECK - HAYS 69 kV LN: WR.1.HAYSPECK69_1.1 | 35 | 37 | Monitored: LN KSC04 - CRSW 69 kV LN: WR.1.CRSWKSC0469_1.1 | Contingent: LN PECK - HAYS 69 kV LN: WR.1.HAYSPECK69_1.1 | 2014-05-25 09:27 | 2014-05-28 11:09
20308 | TEMP35_20308 | SWPP | INT | LN HOOV - LAKERDGE 138 kV LN: WR.1.GORDHOOV13_1.B ftlo LN GORD - 45TH_ST 138 kV LN: WR.1.GORD_45TH.A | 369 | 382 | Monitored: LN HOOV - LAKERDGE 138 kV LN: WR.1.GORDHOOV13_1.B | Contingent: LN GORD - 45TH_ST 138 kV LN: WR.1.GORD_45TH.A | 2014-05-20 16:16 | 2014-05-28 11:09
6315 | TEMP31_6315 | SWPP | RCF |  | 986 | 986 | Monitored: LN LONGWOO - SAREPT 345 kV LN: EES.LPN.EL_EHV_LONGW |  | 2014-05-28 10:36 | 2014-05-28 11:09
20312 | TEMP44_20312 | SWPP | INT | LN HALS - BENW 138 kV LN: WR.1.HALSKSG1213_1.1 ftlo XF RENO - RENO 1 kV XF: WR.1.RENO.2.2P | 124 | 143 | Monitored: LN HALS - BENW 138 kV LN: WR.1.HALSKSG1213_1.1 | Contingent: XF RENO - RENO 1 kV XF: WR.1.RENO.2.2P | 2014-05-20 17:06 | 2014-05-28 11:09
20044 | TEMP50_20044 | SWPP | INT | LN MCWILLIE - ARSENAL 138 kV LN: CSWS.12.826C.T1 ftlo LN FORTHUM - ARSENAL 138 kV LN: CSWS.12.ARSENFORTH13 | 271 | 308 | Monitored: LN MCWILLIE - ARSENAL 138 kV LN: CSWS.12.826C.T1 | Contingent: LN FORTHUM - ARSENAL 138 kV LN: CSWS.12.ARSENFORTH13 | 2014-05-28 10:36 | 2014-05-28 11:09
20048 | TEMP60_20048 | SWPP | INT | LN WESTERN - SSHREVE 138 kV LN: CSWS.12.SS_WELECT_1A ftlo LN POWELL - SWSHREV 138 kV LN: CSWS.12.850B.A | 246 | 272 | Monitored: LN WESTERN - SSHREVE 138 kV LN: CSWS.12.SS_WELECT_1A | Contingent: LN POWELL - SWSHREV 138 kV LN: CSWS.12.850B.A | 2014-05-28 10:36 | 2014-05-28 11:09
20338 | TEMP86_20338 | SWPP | INT | LN CLEARWT4 - MILANTP 138 kV LN: SECI.WPEK.CLEARW_MIL ftlo LN NRSAWYER - BARBER3 115 kV LN: SECI.WPEK.BARBER_NRS | 110 | 110 | Monitored: LN CLEARWT4 - MILANTP 138 kV LN: SECI.WPEK.CLEARW_MIL | Contingent: LN NRSAWYER - BARBER3 115 kV LN: SECI.WPEK.BARBER_NRS | 2014-05-27 16:39 | 2014-05-28 11:09
20265 | TEMP89_20265 | SWPP | INT | LN SUNDOWN2 - AMOCO_SW 230 kV LN: SPS.1.153.1 ftlo LN YOAKUM - TOLKSUB 230 kV LN: SPS.1.122.1 | 319 | 351 | Monitored: LN SUNDOWN2 - AMOCO_SW 230 kV LN: SPS.1.153.1 | Contingent: LN YOAKUM - TOLKSUB 230 kV LN: SPS.1.122.1 | 2014-05-28 10:36 | 2014-05-28 11:09
20346 | TEMP02_20346 | SWPP | INT | LN LIBE - INDET 69 kV LN: WR.1.INDETLIBE69_1.1 ftlo LN 17_HOLD - 21_N 115 kV LN: LES.LES.21_N_17_HOLD | 112 | 112 | Monitored: LN LIBE - INDET 69 kV LN: WR.1.INDETLIBE69_1.1 | Contingent: LN 17_HOLD - 21_N 115 kV LN: LES.LES.21_N_17_HOLD | 2014-05-30 14:17 | 2014-05-31 22:54
20347 | TEMP08_20347 | SWPP | RCF |  | 1195 | 1195 | Monitored: LN KELLY - MEADW_GR 230 kV LN: NPPD.NPPD.MEADWGRV_K |  | 2014-05-30 14:43 | 2014-05-31 22:54
20340 | TEMP04_20340 | SWPP | INT | LN AEC - NVIE 115 kV LN: WR.1.4033_4034.A ftlo LN BUSHLAND - HILLSIDE 115 kV LN: SPS.1.V52.A | 239 | 239 | Monitored: LN AEC - NVIE 115 kV LN: WR.1.4033_4034.A | Contingent: LN BUSHLAND - HILLSIDE 115 kV LN: SPS.1.V52.A | 2014-05-31 21:03 | 2014-05-31 22:54
20344 | TEMP18_20344 | SWPP | INT |  | 158 | 158 | Monitored: LN PANTHX - TIGRBX 115 kV LN: EES.APL.TIGRBX_PANTH |  | 2014-05-29 17:03 | 2014-05-31 22:54
20346 | TEMP02_20346 | SWPP | INT | LN KELL - TECH 161 kV LN: WR.1.4055.1 ftlo LN COOPER - FAIRPORT 345 kV LN: NPPD.NPPD.FAIRPT-COO | 112 | 112 | Monitored: LN KELL - TECH 161 kV LN: WR.1.4055.1 | Contingent: LN COOPER - FAIRPORT 345 kV LN: NPPD.NPPD.FAIRPT-COO | 2014-05-30 14:17 | 2014-06-19 11:26
20273 | TEMP05_20273 | SWPP | INT | LN MOORLN1 - GLMTN 138 kV LN: OKGE.24.8693.A ftlo LN WDWRDEHV - TATONGA 345 kV LN: OKGE.24.WWEHV_TATNGA | 124 | 124 | Monitored: LN MOORLN1 - GLMTN 138 kV LN: OKGE.24.8693.A | Contingent: LN WDWRDEHV - TATONGA 345 kV LN: OKGE.24.WWEHV_TATNGA | 2014-05-31 21:03 | 2014-06-19 11:26
20211 | TEMP07_20211 | SWPP | INT | LN RDST2 - JSTREET5 161 kV LN: OKGE.24.9168.A ftlo LN FTSMTH - QANXT 161 kV LN: OKGE.24.9162.A | 223 | 223 | Monitored: LN RDST2 - JSTREET5 161 kV LN: OKGE.24.9168.A | Contingent: LN FTSMTH - QANXT 161 kV LN: OKGE.24.9162.A | 2014-06-19 11:26 | 2014-06-19 11:26
20285 | TEMP16_20285 | SWPP | INT | LN HASTING_ - PAULINE 115 kV LN: NPPD.NPPD.NP_1148-A. ftlo LN HASTING_ - PAULINE 115 kV LN: NPPD.NPPD.NP_1171-A. | 115 | 126 | Monitored: LN HASTING_ - PAULINE 115 kV LN: NPPD.NPPD.NP_1148-A. | Contingent: LN HASTING_ - PAULINE 115 kV LN: NPPD.NPPD.NP_1171-A. | 2014-05-11 18:35 | 2014-06-19 11:26
20347 | TEMP08_20347 | SWPP | RCF |  | 1195 | 1195 | Monitored: LN COOPER - FAIRPORT 345 kV LN: NPPD.NPPD.FAIRPT-COO |  | 2014-05-30 14:43 | 2014-06-19 11:26
20344 | TEMP18_20344 | SWPP | INT |  | 158 | 158 | Monitored: LN PAT_WX - FULTON_C 115 kV LN: EES.APL.FULTON_PATMO |  | 2014-05-29 17:03 | 2014-06-19 11:26
20286 | TEMP19_20286 | SWPP | INT | LN NOR-JUD3 - JUD-LR1 115 kV LN: SECI.WPEK.201936.A ftlo LN BUCKNER7 - HOLCOM1 345 kV LN: SECI.34.10149.B | 206 | 222 | Monitored: LN NOR-JUD3 - JUD-LR1 115 kV LN: SECI.WPEK.201936.A | Contingent: LN BUCKNER7 - HOLCOM1 345 kV LN: SECI.34.10149.B | 2014-05-11 20:11 | 2014-06-19 11:26
20287 | TEMP20_20287 | SWPP | INT | LN SPERVI2 - MULGRE2 230 kV LN: SECI.WPEK.10940.A ftlo LN BUCKNER7 - HOLCOM1 345 kV LN: SECI.34.10149.B | 398 | 398 | Monitored: LN SPERVI2 - MULGRE2 230 kV LN: SECI.WPEK.10940.A | Contingent: LN BUCKNER7 - HOLCOM1 345 kV LN: SECI.34.10149.B | 2014-05-12 00:09 | 2014-06-19 11:26
20349 | TEMP24_20349 | SWPP | INT | LN HEREFORD - FRIONA_R 115 kV LN: SPS.1.HEREFFRION11_1 ftlo LN TOLKSUB - ROOSEVE2 230 kV LN: SPS.1.120.1 | 96 | 96 | Monitored: LN HEREFORD - FRIONA_R 115 kV LN: SPS.1.HEREFFRION11_1 | Contingent: LN TOLKSUB - ROOSEVE2 230 kV LN: SPS.1.120.1 | 2014-06-02 20:20 | 2014-06-19 11:26
20350 | TEMP25_20350 | SWPP | INT | LN 6_ME4 - SW51 138 kV LN: OKGE.24.8792.A ftlo LN MSTNG1 - CUNCL 138 kV LN: OKGE.24.8772.A | 191 | 191 | Monitored: LN 6_ME4 - SW51 138 kV LN: OKGE.24.8792.A | Contingent: LN MSTNG1 - CUNCL 138 kV LN: OKGE.24.8772.A | 2014-06-03 21:52 | 2014-06-19 11:26
20301 | TEMP30_20301 | SWPP | INT | LN ROSE - ELPA 138 kV LN: WR.1.79.1 ftlo LN ROSE - WEAV 138 kV LN: WR.1.93.E | 351 | 382 | Monitored: LN ROSE - ELPA 138 kV LN: WR.1.79.1 | Contingent: LN ROSE - WEAV 138 kV LN: WR.1.93.E | 2014-05-19 15:25 | 2014-06-19 11:26
20306 | TEMP34_20306 | SWPP | INT | LN ALLENGT4 - TUPELO2 138 kV LN: WFEC.25.TUPELO_02.A ftlo LN VALLIANT - PITTSB9 345 kV LN: CSWS.23.2160.A | 108 | 118 | Monitored: LN ALLENGT4 - TUPELO2 138 kV LN: WFEC.25.TUPELO_02.A | Contingent: LN VALLIANT - PITTSB9 345 kV LN: CSWS.23.2160.A | 2014-05-20 12:47 | 2014-06-19 11:26
20321 | TEMP53_20321 | SWPP | INT | LN WHEGL - OSAGE_OG 138 kV LN: OKGE.24.8654.A ftlo LN WHEGL - CONEM 138 kV LN: OKGE.24.8662.A | 181 | 191 | Monitored: LN WHEGL - OSAGE_OG 138 kV LN: OKGE.24.8654.A | Contingent: LN WHEGL - CONEM 138 kV LN: OKGE.24.8662.A | 2014-05-21 11:43 | 2014-06-19 11:26
20361 | TEMP67_20361 | SWPP | INT | LN HOBBS - MILLEN 115 kV LN: SPS.1.HOBBS_MILLEN.1 ftlo LN MADDOXSU - MONUMENT 115 kV LN: SPS.1.386.1 | 141 | 141 | Monitored: LN HOBBS - MILLEN 115 kV LN: SPS.1.HOBBS_MILLEN.1 | Contingent: LN MADDOXSU - MONUMENT 115 kV LN: SPS.1.386.1 | 2014-06-09 17:04 | 2014-06-19 11:26
20363 | TEMP68_20363 | SWPP | INT | LN HEFNR - TULSA 138 kV LN: OKGE.24.8756.A ftlo LN TNSTP - 4ST4 138 kV LN: OKGE.24.8746.A | 194 | 222 | Monitored: LN HEFNR - TULSA 138 kV LN: OKGE.24.8756.A | Contingent: LN TNSTP - 4ST4 138 kV LN: OKGE.24.8746.A | 2014-06-10 15:09 | 2014-06-19 11:26
20364 | TEMP73_20364 | SWPP | INT | LN WOLF - BENT 345 kV LN: WR.1.BENTWOLF34_1.1 ftlo LN WOLF - ROSE 345 kV LN: WR.1.5.1 | 956 | 956 | Monitored: LN WOLF - BENT 345 kV LN: WR.1.BENTWOLF34_1.1 | Contingent: LN WOLF - ROSE 345 kV LN: WR.1.5.1 | 2014-06-10 20:03 | 2014-06-19 11:26
20322 | TEMP74_20322 | SWPP | RCF | LN MRYVL_SJ - CLARNDA 161 kV LN: MEC.MEC.MRYVLCLARN16 ftlo LN MADNCO - ROLLHILS 345 kV LN: MEC.MEC.ROLLHMADNC34 | 168 | 168 | Monitored: LN MRYVL_SJ - CLARNDA 161 kV LN: MEC.MEC.MRYVLCLARN16 | Contingent: LN MADNCO - ROLLHILS 345 kV LN: MEC.MEC.ROLLHMADNC34 | 2014-05-22 14:54 | 2014-06-19 11:26
20323 | TEMP75_20323 | SWPP | RCF | LN MRYVL_SJ - CLARNDA 161 kV LN: MEC.MEC.MRYVLCLARN16 ftlo LN CBLUFFS - RIVRBEND 161 kV LN: MEC.MEC.RIVRBCBLUF16 | 168 | 168 | Monitored: LN MRYVL_SJ - CLARNDA 161 kV LN: MEC.MEC.MRYVLCLARN16 | Contingent: LN CBLUFFS - RIVRBEND 161 kV LN: MEC.MEC.RIVRBCBLUF16 | 2014-05-22 14:54 | 2014-06-19 11:26
20365 | TEMP77_20365 | SWPP | INT | LN B_SPRGS - BRULE 115 kV LN: NPPD.NPPD.BRULEB_SPR ftlo LN SIDNEYM - KEYSTONE 345 kV LN: WAUE.WAUE.SIDNEKEYST | 109 | 109 | Monitored: LN B_SPRGS - BRULE 115 kV LN: NPPD.NPPD.BRULEB_SPR | Contingent: LN SIDNEYM - KEYSTONE 345 kV LN: WAUE.WAUE.SIDNEKEYST | 2014-06-11 12:52 | 2014-06-19 11:26
20336 | TEMP85_20336 | SWPP | INT | LN AUBU - INDI 115 kV LN: WR.1.AUBUINDI11_1.1 ftlo LN JEFF - HOYT 345 kV LN: WR.1.HOYTJEFF34_1.1 | 231 | 239 | Monitored: LN AUBU - INDI 115 kV LN: WR.1.AUBUINDI11_1.1 | Contingent: LN JEFF - HOYT 345 kV LN: WR.1.HOYTJEFF34_1.1 | 2014-05-27 10:37 | 2014-06-19 11:26
20338 | TEMP86_20338 | SWPP | INT | LN MILANTP - CLEARWT4 138 kV LN: SECI.WPEK.CLEARW_MIL ftlo LN BARBER3 - NRSAWYER 115 kV LN: SECI.WPEK.BARBER_NRS | 110 | 110 | Monitored: LN MILANTP - CLEARWT4 138 kV LN: SECI.WPEK.CLEARW_MIL | Contingent: LN BARBER3 - NRSAWYER 115 kV LN: SECI.WPEK.BARBER_NRS | 2014-05-27 16:39 | 2014-06-19 11:26
20377 | TEMP88_20377 | SWPP | INT | LN ROSE - STEA 138 kV LN: WR.1.4319.1 ftlo LN ROSE - WEAV 138 kV LN: WR.1.93.E | 287 | 287 | Monitored: LN ROSE - STEA 138 kV LN: WR.1.4319.1 | Contingent: LN ROSE - WEAV 138 kV LN: WR.1.93.E | 2014-06-17 11:38 | 2014-06-19 11:26
20378 | TEMP90_20378 | SWPP | INT | LN SETAB1 - SCOTCTY 115 kV LN: SECI.34.10130.A ftlo XF HOLCOM1 - HOLCOM1 1 kV XF: SECI.34.HOLCOM1.1016 | 195 | 195 | Monitored: LN SETAB1 - SCOTCTY 115 kV LN: SECI.34.10130.A | Contingent: XF HOLCOM1 - HOLCOM1 1 kV XF: SECI.34.HOLCOM1.1016 | 2014-06-17 14:14 | 2014-06-19 11:26
20085 | TEMP01_20085 | SWPP | RCF | LN REDWLO1 - MINGO1 345 kV LN: NPPD.NPPD.10152.A ftlo LN AXTELL1 - POSTROCK 345 kV LN: WR.MIDW.POSTRCK_AXTE | 785 | 785 | Monitored: LN REDWLO1 - MINGO1 345 kV LN: NPPD.NPPD.10152.A | Contingent: LN AXTELL1 - POSTROCK 345 kV LN: WR.MIDW.POSTRCK_AXTE | 2014-05-31 21:03 | 2014-07-03 00:13
19960 | TEMP03_19960 | SWPP | INT | LN KNOLL1 - NHAYS 115 kV LN: WR.MIDW.9994.A ftlo LN POSTROCK - SHAYS 230 kV LN: WR.MIDW.SHAYS_KNOLL1 | 80 | 88 | Monitored: LN KNOLL1 - NHAYS 115 kV LN: WR.MIDW.9994.A | Contingent: LN POSTROCK - SHAYS 230 kV LN: WR.MIDW.SHAYS_KNOLL1 | 2014-05-28 10:36 | 2014-07-03 00:13
20148 | TEMP09_20148 | SWPP | INT | LN PIRKEY - EASTON 138 kV LN: CSWS.12.PIRK_EAST.A ftlo LN PIRKEY - WHITNEY 138 kV LN: CSWS.12.962.A | 454 | 478 | Monitored: LN PIRKEY - EASTON 138 kV LN: CSWS.12.PIRK_EAST.A | Contingent: LN PIRKEY - WHITNEY 138 kV LN: CSWS.12.962.A | 2014-05-31 21:03 | 2014-07-03 00:13
18995 | TEMP06_18995 | SWPP | INT | LN WR_SMKHL - SUMM 230 kV LN: WR.MIDW.SUMM_SMKHL.A ftlo LN MULGRE2 - CIRC 230 kV LN: SECI.WPEK.10255.A | 330 | 330 | Monitored: LN WR_SMKHL - SUMM 230 kV LN: WR.MIDW.SUMM_SMKHL.A | Contingent: LN MULGRE2 - CIRC 230 kV LN: SECI.WPEK.10255.A | 2014-05-28 10:36 | 2014-07-03 00:13
20016 | TEMP11_20016 | SWPP | INT |  | 650 | 650 | Monitored: LN SAN_JUAN - CHAVES 230 kV LN: SPS.1.OASISCHAVE23_1 |  | 2014-05-28 10:36 | 2014-07-03 00:13
19635 | TEMP17_19635 | SWPP | RCF | LN SWEETW4 - GRISLD1 345 kV LN: NPPD.NPPD.GRISLD1_SW ftlo LN SWEETW4 - AXTELL1 345 kV LN: NPPD.NPPD.12006.A | 717 | 789 | Monitored: LN SWEETW4 - GRISLD1 345 kV LN: NPPD.NPPD.GRISLD1_SW | Contingent: LN SWEETW4 - AXTELL1 345 kV LN: NPPD.NPPD.12006.A | 2014-05-31 23:59 | 2014-07-03 00:13
20230 | TEMP27_20230 | SWPP | INT | LN EASTTOWN - EAST2 161 kV LN: MPS.43.11313.A ftlo LN EASTTOWN - ST_JOE 345 kV LN: MPS.43.EASTTOWN_STJO | 357 | 390 | Monitored: LN EASTTOWN - EAST2 161 kV LN: MPS.43.11313.A | Contingent: LN EASTTOWN - ST_JOE 345 kV LN: MPS.43.EASTTOWN_STJO | 2014-06-30 17:30 | 2014-07-03 00:13
6315 | TEMP31_6315 | SWPP | RCF |  | 986 | 986 | Monitored: LN SAREPT - LONGWOO 345 kV LN: EES.LPN.EL_EHV_LONGW |  | 2014-05-28 10:36 | 2014-07-03 00:13
6316 | TEMP32_6316 | SWPP | RCF |  | 895 | 895 | Monitored: XF EL_EHV - EL_EHV 1 kV XF: EES.APL.EL_EHV.AT2.A |  | 2014-05-28 10:36 | 2014-07-03 00:13
6319 | TEMP36_6319 | MISO | RCF |  | 895 | 895 | Monitored: XF EL_EHV - EL_EHV 1 kV XF: EES.APL.EL_EHV.AT2.A |  | 2014-07-03 00:13 | 2014-07-03 00:13
20041 | TEMP49_20041 | SWPP | INT | LN LONGWOO - NORAM 138 kV LN: CSWS.12.827B.A ftlo LN LONGWOO - LIEBERM 138 kV LN: CSWS.12.846.A | 203 | 234 | Monitored: LN LONGWOO - NORAM 138 kV LN: CSWS.12.827B.A | Contingent: LN LONGWOO - LIEBERM 138 kV LN: CSWS.12.846.A | 2014-07-03 00:13 | 2014-07-03 00:13
20044 | TEMP50_20044 | SWPP | INT | LN ARSENAL - MCWILLIE 138 kV LN: CSWS.12.826C.T1 ftlo LN ARSENAL - FORTHUM 138 kV LN: CSWS.12.ARSENFORTH13 | 271 | 308 | Monitored: LN ARSENAL - MCWILLIE 138 kV LN: CSWS.12.826C.T1 | Contingent: LN ARSENAL - FORTHUM 138 kV LN: CSWS.12.ARSENFORTH13 | 2014-05-28 10:36 | 2014-07-03 00:13
6321 | TEMP51_6321 | MISO | RCF |  | 115 | 115 | Monitored: LN VIENNA - TRUSSL 115 kV LN: CAJN.9.TRUSSL_VIENNA |  | 2014-05-28 10:36 | 2014-07-03 00:13
20045 | TEMP52_20045 | SWPP | INT | XF ARSENAL - ARSENAL 69 kV XF: CSWS.12.ARSENAL.820. ftlo LN ARSENAL - MCWILLIE 138 kV LN: CSWS.12.826C.T1 | 237 | 237 | Monitored: XF ARSENAL - ARSENAL 69 kV XF: CSWS.12.ARSENAL.820. | Contingent: LN ARSENAL - MCWILLIE 138 kV LN: CSWS.12.826C.T1 | 2014-07-03 00:13 | 2014-07-03 00:13
20046 | TEMP57_20046 | SWPP | INT | LN ARSENAL - LIEBERM 138 kV LN: CSWS.12.825.A ftlo LN ARSENAL - MCWILLIE 138 kV LN: CSWS.12.826C.T1 | 188 | 188 | Monitored: LN ARSENAL - LIEBERM 138 kV LN: CSWS.12.825.A | Contingent: LN ARSENAL - MCWILLIE 138 kV LN: CSWS.12.826C.T1 | 2014-07-03 00:13 | 2014-07-03 00:13
19273 | TEMP56_19273 | SWPP | INT | LN HARRSUB - RANDALL1 230 kV LN: SPS.1.HARRSRANDA23_1 ftlo LN NICHSUB - AMARIL_S 230 kV LN: SPS.1.27.A | 319 | 351 | Monitored: LN HARRSUB - RANDALL1 230 kV LN: SPS.1.HARRSRANDA23_1 | Contingent: LN NICHSUB - AMARIL_S 230 kV LN: SPS.1.27.A | 2014-07-03 00:13 | 2014-07-03 00:13
20047 | TEMP59_20047 | SWPP | INT | LN PIRKEY - WHITNEY 138 kV LN: CSWS.12.962.A ftlo XF PIRKEY - PIRKEY 138 kV XF: CSWS.12.PIRKEY.962.N | 430 | 473 | Monitored: LN PIRKEY - WHITNEY 138 kV LN: CSWS.12.962.A | Contingent: XF PIRKEY - PIRKEY 138 kV XF: CSWS.12.PIRKEY.962.N | 2014-07-03 00:13 | 2014-07-03 00:13
20048 | TEMP60_20048 | SWPP | INT | LN SSHREVE - WESTERN 138 kV LN: CSWS.12.SS_WELECT_1A ftlo LN POWELL - SWSHREV 138 kV LN: CSWS.12.850B.A | 246 | 272 | Monitored: LN SSHREVE - WESTERN 138 kV LN: CSWS.12.SS_WELECT_1A | Contingent: LN POWELL - SWSHREV 138 kV LN: CSWS.12.850B.A | 2014-05-28 10:36 | 2014-07-03 00:13
20052 | TEMP63_20052 | SWPP | INT | LN SPRINGRI - ROCKHIL 138 kV LN: CSWS.12.SS_ROCKHILL_ ftlo LN SWSHREV - WE_TAP 138 kV LN: CSWS.12.872.A | 136 | 136 | Monitored: LN SPRINGRI - ROCKHIL 138 kV LN: CSWS.12.SS_ROCKHILL_ | Contingent: LN SWSHREV - WE_TAP 138 kV LN: CSWS.12.872.A | 2014-07-03 00:13 | 2014-07-03 00:13
20053 | TEMP64_20053 | SWPP | INT | LN EASTX_SW - WHITNEY 138 kV LN: CSWS.12.946.A ftlo LN EASTON - PIRKEY 138 kV LN: CSWS.12.PIRK_EAST.A | 320 | 380 | Monitored: LN EASTX_SW - WHITNEY 138 kV LN: CSWS.12.946.A | Contingent: LN EASTON - PIRKEY 138 kV LN: CSWS.12.PIRK_EAST.A | 2014-07-03 00:13 | 2014-07-03 00:13
20163 | TEMP65_20163 | SWPP | RCF | LN FT_CAL - RAUN 345 kV LN: MEC.MEC.FT_CARAUN34_ ftlo LN SHELLCRK - HOSKINS 345 kV LN: NPPD.NPPD.NP_3515.A | 956 | 956 | Monitored: LN FT_CAL - RAUN 345 kV LN: MEC.MEC.FT_CARAUN34_ | Contingent: LN SHELLCRK - HOSKINS 345 kV LN: NPPD.NPPD.NP_3515.A | 2014-07-03 00:13 | 2014-07-03 00:13
20058 | TEMP66_20058 | SWPP | INT | LN HOBART_J - HOB_CITY 69 kV LN: CSWS.23.2231.A ftlo LN HOBART_J - OMALTUS4 138 kV LN: CSWS.23.2200.A | 52 | 68 | Monitored: LN HOBART_J - HOB_CITY 69 kV LN: CSWS.23.2231.A | Contingent: LN HOBART_J - OMALTUS4 138 kV LN: CSWS.23.2200.A | 2014-07-03 00:13 | 2014-07-03 00:13
20055 | TEMP69_20055 | SWPP | INT | LN CRAIG_J - W_ASHDWN 138 kV LN: CSWS.12.736_CRAIG_J. ftlo LN FTSMTH - ARK_NU 500 kV LN: OKGE.24.FTSMTH-ARK_N | 272 | 278 | Monitored: LN CRAIG_J - W_ASHDWN 138 kV LN: CSWS.12.736_CRAIG_J. | Contingent: LN FTSMTH - ARK_NU 500 kV LN: OKGE.24.FTSMTH-ARK_N | 2014-07-03 00:13 | 2014-07-03 00:13
20056 | TEMP70_20056 | SWPP | INT | LN W_ASHDWN - CRAIG_J 138 kV LN: CSWS.12.736_CRAIG_J. ftlo LN ARK_NU - FTSMTH 500 kV LN: OKGE.24.FTSMTH-ARK_N | 272 | 278 | Monitored: LN W_ASHDWN - CRAIG_J 138 kV LN: CSWS.12.736_CRAIG_J. | Contingent: LN ARK_NU - FTSMTH 500 kV LN: OKGE.24.FTSMTH-ARK_N | 2014-07-03 00:13 | 2014-07-03 00:13
20057 | TEMP72_20057 | SWPP | INT | LN CRAIG_J - W_ASHDWN 138 kV LN: CSWS.12.736_CRAIG_J. ftlo LN SAREPT - LONGWOO 345 kV LN: EES.LPN.EL_EHV_LONGW | 272 | 278 | Monitored: LN CRAIG_J - W_ASHDWN 138 kV LN: CSWS.12.736_CRAIG_J. | Contingent: LN SAREPT - LONGWOO 345 kV LN: EES.LPN.EL_EHV_LONGW | 2014-07-03 00:13 | 2014-07-03 00:13
20362 | TEMP79_20362 | MISO | RCF | LN GRI - MTZ 138 kV LN: EES.GSU.485.A ftlo LN GRI - BENTWTR 138 kV LN: EES.GSU.BENT_GRI.A | 206 | 206 | Monitored: LN GRI - MTZ 138 kV LN: EES.GSU.485.A | Contingent: LN GRI - BENTWTR 138 kV LN: EES.GSU.BENT_GRI.A | 2014-06-11 17:57 | 2014-07-03 00:13
19668 | TEMP80_19668 | SWPP | INT | LN MILANTP - CLEARWT4 138 kV LN: SECI.WPEK.CLEARW_MIL ftlo LN WICH - RENO 345 kV LN: WR.1.RENO_WICH.A | 110 | 110 | Monitored: LN MILANTP - CLEARWT4 138 kV LN: SECI.WPEK.CLEARW_MIL | Contingent: LN WICH - RENO 345 kV LN: WR.1.RENO_WICH.A | 2014-06-16 00:32 | 2014-07-03 00:13
6320 | TEMP96_6320 | MISO | RCF | LN TRUSSL - ARCADI 115 kV LN: EES.LPN.ARCADI_TRUSS ftlo XF EL_EHV - EL_EHV 1 kV XF: EES.APL.EL_EHV.AT2.A | 111 | 111 | Monitored: LN TRUSSL - ARCADI 115 kV LN: EES.LPN.ARCADI_TRUSS | Contingent: XF EL_EHV - EL_EHV 1 kV XF: EES.APL.EL_EHV.AT2.A | 2014-07-03 00:13 | 2014-07-03 00:13
6317 | TEMP97_6317 | MISO | RCF | LN VIENNA - TRUSSL 115 kV LN: CAJN.9.TRUSSL_VIENNA ftlo LN EL_EHV - SAREPT 345 kV LN: EES.LPN.SAREPT_ELEHV | 115 | 115 | Monitored: LN VIENNA - TRUSSL 115 kV LN: CAJN.9.TRUSSL_VIENNA | Contingent: LN EL_EHV - SAREPT 345 kV LN: EES.LPN.SAREPT_ELEHV | 2014-07-03 00:13 | 2014-07-03 00:13
6314 | TEMP99_6314 | MISO | RCF | LN VIENNA - TRUSSL 115 kV LN: CAJN.9.TRUSSL_VIENNA ftlo XF EL_EHV - EL_EHV 1 kV XF: EES.APL.EL_EHV.AT2.A | 115 | 115 | Monitored: LN VIENNA - TRUSSL 115 kV LN: CAJN.9.TRUSSL_VIENNA | Contingent: XF EL_EHV - EL_EHV 1 kV XF: EES.APL.EL_EHV.AT2.A | 2014-07-03 00:13 | 2014-07-03 00:13
6318 | TEMP98_6318 | MISO | RCF | LN VIENNA - TRUSSL 115 kV LN: CAJN.9.TRUSSL_VIENNA ftlo XF SAREPT - SAREPT 115 kV XF: EES.LPN.SAREPT.T1.T1 | 115 | 115 | Monitored: LN VIENNA - TRUSSL 115 kV LN: CAJN.9.TRUSSL_VIENNA | Contingent: XF SAREPT - SAREPT 115 kV XF: EES.LPN.SAREPT.T1.T1 | 2014-07-03 00:13 | 2014-07-03 00:13
20340 | TEMP04_20340 | SWPP | INT | LN BENT - CHIS 138 kV LN: WR.1.BENTCHIS13_1.1 ftlo LN BENT - WICH 345 kV LN: WR.1.BENTWICH34_1.1 | 239 | 239 | Monitored: LN BENT - CHIS 138 kV LN: WR.1.BENTCHIS13_1.1 | Contingent: LN BENT - WICH 345 kV LN: WR.1.BENTWICH34_1.1 | 2014-05-31 21:03 | 2014-07-10 12:18
20391 | TEMP20_20391 | SWPP | INT | LN SILOAM - SILSPRNG 161 kV LN: GRDA.23.WSILOM_GRDA_ ftlo LN TONNECE - FLINTCRK 345 kV LN: GRDA.23.TONN_FLIN.A | 288 | 317 | Monitored: LN SILOAM - SILSPRNG 161 kV LN: GRDA.23.WSILOM_GRDA_ | Contingent: LN TONNECE - FLINTCRK 345 kV LN: GRDA.23.TONN_FLIN.A | 2014-06-23 13:30 | 2014-07-10 12:18
20348 | TEMP23_20348 | SWPP | INT | LN SYRACU1 - BEARCRK2 115 kV LN: SECI.34.SYRACU_BEARC ftlo LN FLETCH4 - PKGOAB 115 kV LN: SECI.34.10087.B | 80 | 80 | Monitored: LN SYRACU1 - BEARCRK2 115 kV LN: SECI.34.SYRACU_BEARC | Contingent: LN FLETCH4 - PKGOAB 115 kV LN: SECI.34.10087.B | 2014-06-02 10:23 | 2014-07-10 12:18
20313 | TEMP45_20313 | SWPP | INT | XF SUMM - SUMM 115 kV XF: WR.1.SUMM.1080.SUMM_ ftlo XF SUMM - SUMM 115 kV XF: WR.1.SUMM.1079.SUMM_ | 239 | 239 | Monitored: XF SUMM - SUMM 115 kV XF: WR.1.SUMM.1080.SUMM_ | Contingent: XF SUMM - SUMM 115 kV XF: WR.1.SUMM.1079.SUMM_ | 2014-05-20 16:47 | 2014-07-10 12:18
20406 | TEMP53_20406 | SWPP | INT | LN 134PENTP - WESTMOR4 138 kV LN: OKGE.24.WEST_134PENT ftlo LN PLVAL - CHRCK 138 kV LN: OKGE.24.8827.A | 268 | 308 | Monitored: LN 134PENTP - WESTMOR4 138 kV LN: OKGE.24.WEST_134PENT | Contingent: LN PLVAL - CHRCK 138 kV LN: OKGE.24.8827.A | 2014-06-30 11:39 | 2014-07-10 12:18
20335 | TEMP76_20335 | SWPP | INT | LN BONANZA - HACKETT 161 kV LN: CSWS.12.BONANHACKE16 ftlo LN AES5 - TARBY1 161 kV LN: OKGE.24.9127.A | 158 | 178 | Monitored: LN BONANZA - HACKETT 161 kV LN: CSWS.12.BONANHACKE16 | Contingent: LN AES5 - TARBY1 161 kV LN: OKGE.24.9127.A | 2014-05-27 09:32 | 2014-07-10 12:18
20265 | TEMP89_20265 | SWPP | INT | LN SUNDOWN2 - AMOCO_SW 230 kV LN: SPS.1.153.1 ftlo LN TOLKSUB - YOAKUM 230 kV LN: SPS.1.122.1 | 319 | 351 | Monitored: LN SUNDOWN2 - AMOCO_SW 230 kV LN: SPS.1.153.1 | Contingent: LN TOLKSUB - YOAKUM 230 kV LN: SPS.1.122.1 | 2014-05-28 10:36 | 2014-07-10 12:18
20385 | TEMP91_20385 | SWPP | INT | LN BOYD - CDRLN 138 kV LN: OKGE.24.8858.A ftlo LN PLVAL - HOLWD 138 kV LN: OKGE.24.8826.A | 191 | 191 | Monitored: LN BOYD - CDRLN 138 kV LN: OKGE.24.8858.A | Contingent: LN PLVAL - HOLWD 138 kV LN: OKGE.24.8826.A | 2014-06-18 14:21 | 2014-07-10 12:18
20468 | TEMP65_20468 | SWPP | INT | LN MONTROSE - ARCHIE 161 kV LN: MPS.40.ARCHIE_MONTRO ftlo LN MONTROSE - CLINTON 161 kV LN: AECI.KMO.CLINTO_MONT | 224 | 224 | Monitored: LN MONTROSE - ARCHIE 161 kV LN: MPS.40.ARCHIE_MONTRO | Contingent: LN MONTROSE - CLINTON 161 kV LN: AECI.KMO.CLINTO_MONT | 2014-08-07 16:22 | 2014-08-28 11:45
20470 | TEMP70_20470 | SWPP | INT | XF GRASSLAN - GRASSLAN 115 kV XF: SPS.1.GRASSLAN.793.G ftlo XF LUBBOCKS - LUBBOCKS 115 kV XF: SPS.1.LUBBOCKS.774.L | 100 | 100 | Monitored: XF GRASSLAN - GRASSLAN 115 kV XF: SPS.1.GRASSLAN.793.G | Contingent: XF LUBBOCKS - LUBBOCKS 115 kV XF: SPS.1.LUBBOCKS.774.L | 2014-08-08 18:50 | 2014-08-28 11:45
91319 | TEMP12_16451 | SWPP | INT | LN MABELV - WRIGHT_E 500 kV LN: EES.APL.MABELV_WRIGH ftlo LN WH_BLF - KEO 500 kV LN: EES.APL.WH_BLF_KEO__ | 9999 | 9999 | Monitored: LN MABELV - WRIGHT_E 500 kV LN: EES.APL.MABELV_WRIGH | Contingent: LN WH_BLF - KEO 500 kV LN: EES.APL.WH_BLF_KEO__ | 2014-09-11 14:40 | 2014-09-30 23:56
20250 | TEMP61_20250 | MISO | RCF | LN TAYLOR_1 - SPRHIL 115 kV LN: EES.LPN.SPRHIL_TAYLO ftlo LN SWSHREV - DOLET 345 kV LN: CLEC.2.DH345_CLECO_1 | 120 | 120 | Monitored: LN TAYLOR_1 - SPRHIL 115 kV LN: EES.LPN.SPRHIL_TAYLO | Contingent: LN SWSHREV - DOLET 345 kV LN: CLEC.2.DH345_CLECO_1 | 2014-05-28 10:36 | 2014-09-30 23:56
20131 | TEMP81_20131 | MISO | RCF | LN MONTGM - CLARN 230 kV LN: CLEC.2.5068.A ftlo XF EL_EHV - EL_EHV 1 kV XF: EES.APL.EL_EHV.AT2.A | 412 | 412 | Monitored: LN MONTGM - CLARN 230 kV LN: CLEC.2.5068.A | Contingent: XF EL_EHV - EL_EHV 1 kV XF: EES.APL.EL_EHV.AT2.A | 2014-09-30 23:56 | 2014-09-30 23:56
20462 | TEMP68_20462 | MISO | RCF | LN JIMHIL - T_E_8 115 kV LN: EES.APL.JIMHIL_T_E_8 ftlo LN JBORO7 - WATERVLY 161 kV LN: SPA.15.7304.A | 70 | 70 | Monitored: LN JIMHIL - T_E_8 115 kV LN: EES.APL.JIMHIL_T_E_8 | Contingent: LN JBORO7 - WATERVLY 161 kV LN: SPA.15.7304.A | 2014-08-11 10:51 | 2014-09-30 23:56
20540 | TMP131_20540 | TVA | CFG | LN GENTRY - FAIRPORT 161 kV LN: AECI.NW.FAIRPT-NODAW ftlo LN HAWTHORN - ST_JOE 345 kV LN: MPS.43.HAWTHO_ST_JOE | 232 | 232 | Monitored: LN GENTRY - FAIRPORT 161 kV LN: AECI.NW.FAIRPT-NODAW | Contingent: LN HAWTHORN - ST_JOE 345 kV LN: MPS.43.HAWTHO_ST_JOE | 2014-09-21 13:43 | 2014-10-01 09:29
20407 | TEMP02_20407 | SWPP | INT | LN MULGRE1 - MULGRE2 115 kV LN: WR.MIDW.MULG_HEIZ_TI ftlo XF MULGRE2 - MULGRE2 115 kV XF: SECI.WPEK.MULGRE2.10 | 164 | 199 | Monitored: LN MULGRE1 - MULGRE2 115 kV LN: WR.MIDW.MULG_HEIZ_TI | Contingent: XF MULGRE2 - MULGRE2 115 kV XF: SECI.WPEK.MULGRE2.10 | 2014-06-30 17:03 | 2014-10-03 15:20
20284 | TEMP15_20284 | SWPP | INT |  | 3584 | 3584 | Monitored: LN HITCH - BVRCNTY7 345 kV LN: OKGE.24.HITCH_WDWRD1 |  | 2014-05-11 16:17 | 2014-10-03 15:20
20351 | TEMP26_20351 | SWPP | INT | LN COLHYDRO - CRESTON 115 kV LN: NPPD.NPPD.NP_1162-A. ftlo LN SHELLCRK - HOSKINS 345 kV LN: NPPD.NPPD.NP_3515.A | 132 | 132 | Monitored: LN COLHYDRO - CRESTON 115 kV LN: NPPD.NPPD.NP_1162-A. | Contingent: LN SHELLCRK - HOSKINS 345 kV LN: NPPD.NPPD.NP_3515.A | 2014-06-04 08:16 | 2014-10-03 15:20
20436 | TEMP25_20436 | SWPP | INT | LN TEC - MIDJ 115 kV LN: WR.1.MIDJCT_TEC.A ftlo LN TEC - TECH 115 kV LN: WR.1.TECTECH11_1.1 | 118 | 118 | Monitored: LN TEC - MIDJ 115 kV LN: WR.1.MIDJCT_TEC.A | Contingent: LN TEC - TECH 115 kV LN: WR.1.TECTECH11_1.1 | 2014-07-22 10:48 | 2014-10-03 15:20
20437 | TEMP27_20437 | SWPP | INT | LN ROSE - WEAV 138 kV LN: WR.1.93.E ftlo LN ROSE - STEA 138 kV LN: WR.1.4319.1 | 382 | 382 | Monitored: LN ROSE - WEAV 138 kV LN: WR.1.93.E | Contingent: LN ROSE - STEA 138 kV LN: WR.1.4319.1 | 2014-07-22 14:46 | 2014-10-03 15:20
20445 | TEMP36_20445 | SWPP | INT | LN SSHREVE - WALLACE3 138 kV LN: CSWS.12.865.A ftlo LN FORTHUM - TRICHEL 138 kV LN: CSWS.12.838.A | 188 | 188 | Monitored: LN SSHREVE - WALLACE3 138 kV LN: CSWS.12.865.A | Contingent: LN FORTHUM - TRICHEL 138 kV LN: CSWS.12.838.A | 2014-07-25 11:09 | 2014-10-03 15:20
20405 | TEMP30_20405 | SWPP | INT | XF SPERVI1 - SPERVI1 230 kV XF: SECI.34.SPERVI1.1016 ftlo LN BUCKNER7 - HOLCOM1 345 kV LN: SECI.34.10149.B | 336 | 358 | Monitored: XF SPERVI1 - SPERVI1 230 kV XF: SECI.34.SPERVI1.1016 | Contingent: LN BUCKNER7 - HOLCOM1 345 kV LN: SECI.34.10149.B | 2014-06-29 23:57 | 2014-10-03 15:20
20314 | TEMP46_20314 | SWPP | INT | LN NSES - MARM 161 kV LN: WR.1.29.1 ftlo LN BUCYRUS - STILWELL 161 kV LN: KCPL.KCPL.STILWE_BUC | 148 | 148 | Monitored: LN NSES - MARM 161 kV LN: WR.1.29.1 | Contingent: LN BUCYRUS - STILWELL 161 kV LN: KCPL.KCPL.STILWE_BUC | 2014-05-20 16:47 | 2014-10-03 15:20
20358 | TEMP48_20358 | SWPP | INT | LN LONGWOO - OAK_PHEC 138 kV LN: CSWS.12.835B.T1 ftlo XF SWSHREV - SWSHREV 1 kV XF: CSWS.12.SWSHREV.MIDL | 188 | 188 | Monitored: LN LONGWOO - OAK_PHEC 138 kV LN: CSWS.12.835B.T1 | Contingent: XF SWSHREV - SWSHREV 1 kV XF: CSWS.12.SWSHREV.MIDL | 2014-06-06 13:56 | 2014-10-03 15:20
20450 | TEMP50_20450 | SWPP | INT | LN OGALALA - BRULE 115 kV LN: NPPD.NPPD.OGALABRULE ftlo XF STEGALL - STEGALL 1 kV XF: WAUE.WAUE.STEGALL.TR | 109 | 120 | Monitored: LN OGALALA - BRULE 115 kV LN: NPPD.NPPD.OGALABRULE | Contingent: XF STEGALL - STEGALL 1 kV XF: WAUE.WAUE.STEGALL.TR | 2014-07-27 18:42 | 2014-10-03 15:20
20453 | TEMP51_20453 | SWPP | INT | LN TRIBUNE - SYRACU1 115 kV LN: SECI.34.10134.A ftlo LN HOLCOM1 - PLYMELL 115 kV LN: SECI.34.10091.A | 120 | 148 | Monitored: LN TRIBUNE - SYRACU1 115 kV LN: SECI.34.10134.A | Contingent: LN HOLCOM1 - PLYMELL 115 kV LN: SECI.34.10091.A | 2014-07-28 10:22 | 2014-10-03 15:20
20456 | TEMP52_20456 | SWPP | INT | LN 134PENTP - WESTMOR4 138 kV LN: OKGE.24.WEST_134PENT ftlo LN PLVAL - CHRCK 138 kV LN: OKGE.24.8827.A | 268 | 308 | Monitored: LN 134PENTP - WESTMOR4 138 kV LN: OKGE.24.WEST_134PENT | Contingent: LN PLVAL - CHRCK 138 kV LN: OKGE.24.8827.A | 2014-07-29 12:23 | 2014-10-03 15:20
20253 | TEMP54_20253 | SWPP | INT | LN MO_CITY - ECKLES 161 kV LN: INDN.Z10.ECKLE__MO_C ftlo LN EASTTOWN - IATAN 345 kV LN: MPS.43.IATAN__ST_JOE | 167 | 167 | Monitored: LN MO_CITY - ECKLES 161 kV LN: INDN.Z10.ECKLE__MO_C | Contingent: LN EASTTOWN - IATAN 345 kV LN: MPS.43.IATAN__ST_JOE | 2014-10-03 15:20 | 2014-10-03 15:20
20471 | TEMP66_20471 | SWPP | INT | LN SUB1221 - SUB1231 161 kV LN: OPPD.OPPD.SUB12SUB12 ftlo LN SUB3456 - SUB3459 345 kV LN: OPPD.OPPD.SUB34SUB34 | 217 | 217 | Monitored: LN SUB1221 - SUB1231 161 kV LN: OPPD.OPPD.SUB12SUB12 | Contingent: LN SUB3456 - SUB3459 345 kV LN: OPPD.OPPD.SUB34SUB34 | 2014-08-08 20:01 | 2014-10-03 15:20
20502 | TMP105_20502 | SWPP | INT | LN SW51 - CLASN 138 kV LN: OKGE.24.8815.A ftlo LN RENO1 - TRSPR 138 kV LN: OKGE.24.8870.A | 191 | 191 | Monitored: LN SW51 - CLASN 138 kV LN: OKGE.24.8815.A | Contingent: LN RENO1 - TRSPR 138 kV LN: OKGE.24.8870.A | 2014-09-03 12:13 | 2014-10-03 15:20
1057 | TEMP70_1057 | TVA | CFG | LN TH_HILL - SALISBRY 161 kV LN: AECI.AECI.SALISB_THO ftlo LN TH_HILL - HIGBAECI 161 kV LN: AECI.CNT.TH_HILL_HIG | 335 | 335 | Monitored: LN TH_HILL - SALISBRY 161 kV LN: AECI.AECI.SALISB_THO | Contingent: LN TH_HILL - HIGBAECI 161 kV LN: AECI.CNT.TH_HILL_HIG | 2014-08-28 11:45 | 2014-10-31 23:59
1043 | TEMP65_1043 | TVA | CFG | LN ESEX - IDALIA 161 kV LN: AECI.M_A.IDALIA-ESSE ftlo LN ESEX - W_NEWMAD 345 kV LN: AECI.AECI.WNMAD_ESEX | 316 | 316 | Monitored: LN ESEX - IDALIA 161 kV LN: AECI.M_A.IDALIA-ESSE | Contingent: LN ESEX - W_NEWMAD 345 kV LN: AECI.AECI.WNMAD_ESEX | 2014-08-28 11:45 | 2014-10-31 23:59
6827 | TEMP79_6827 | MISO | CFG | LN NORFORK - CALICO 161 kV LN: SPA.15.NORFRK-CALICO ftlo XF INDEP2 - INDEP2 161 kV XF: EES.APL.INDEP2.AT1.A | 148 | 148 | Monitored: LN NORFORK - CALICO 161 kV LN: SPA.15.NORFRK-CALICO | Contingent: XF INDEP2 - INDEP2 161 kV XF: EES.APL.INDEP2.AT1.A | 2014-08-25 15:32 | 2014-10-31 23:59
3326 | TEMP76_3326 | MISO | RCF | LN ZION0001 - ZION_EC 345 kV LN: CE.CE.45L2223.A ftlo LN ZION0001 - PLEASAN1 345 kV LN: CE.CE.45L2221.45 | 1526 | 1526 | Monitored: LN ZION0001 - ZION_EC 345 kV LN: CE.CE.45L2223.A | Contingent: LN ZION0001 - PLEASAN1 345 kV LN: CE.CE.45L2221.45 | 2014-08-26 08:38 | 2014-10-31 23:59
3335 | TEMP77_3335 | MISO | RCF | LN PLEASAN1 - ZION0001 345 kV LN: CE.CE.45L2221.45 ftlo LN ZION_EC - ZION0001 345 kV LN: CE.CE.45L2223.A | 1528 | 1528 | Monitored: LN PLEASAN1 - ZION0001 345 kV LN: CE.CE.45L2221.45 | Contingent: LN ZION_EC - ZION0001 345 kV LN: CE.CE.45L2223.A | 2014-08-26 09:54 | 2014-10-31 23:59
3595 | TEMP75_3595 | MISO | RCF | LN PLEASAN1 - RACINE 345 kV LN: WEC.WEC.631.63 ftlo LN PLEASAN1 - ARCADN 345 kV LN: WEC.WEC.612.61 | 1096 | 1096 | Monitored: LN PLEASAN1 - RACINE 345 kV LN: WEC.WEC.631.63 | Contingent: LN PLEASAN1 - ARCADN 345 kV LN: WEC.WEC.612.61 | 2014-08-26 08:38 | 2014-10-31 23:59
6257 | TEMP96_6257 | MISO | RCF | LN OZRK_B - OMAHA 161 kV LN: EDE.44.OZRK_B-OMAHA_ ftlo LN EUREKASP - OSAGE_1 161 kV LN: CSWS.12.EUREKA_OSAGE | 167 | 167 | Monitored: LN OZRK_B - OMAHA 161 kV LN: EDE.44.OZRK_B-OMAHA_ | Contingent: LN EUREKASP - OSAGE_1 161 kV LN: CSWS.12.EUREKA_OSAGE | 2014-08-20 16:33 | 2014-10-31 23:59
6813 | TEMP99_6813 | MISO | RCF | LN BULL_SHL - MIDWA2 161 kV LN: SPA.15.BUL_SH-MIDWA2 ftlo LN HOLBOT - KEO 500 kV LN: EES.APL.HOLBOT_KEO__ | 162 | 162 | Monitored: LN BULL_SHL - MIDWA2 161 kV LN: SPA.15.BUL_SH-MIDWA2 | Contingent: LN HOLBOT - KEO 500 kV LN: EES.APL.HOLBOT_KEO__ | 2014-08-20 16:33 | 2014-10-31 23:59
6723 | TEMP98_6723 | MISO | RCF | LN BULL_SHL - MIDWA2 161 kV LN: SPA.15.BUL_SH-MIDWA2 ftlo LN NORFORK - BUFRDTP5 161 kV LN: SPA.15.7332.A | 162 | 162 | Monitored: LN BULL_SHL - MIDWA2 161 kV LN: SPA.15.BUL_SH-MIDWA2 | Contingent: LN NORFORK - BUFRDTP5 161 kV LN: SPA.15.7332.A | 2014-08-20 16:33 | 2014-10-31 23:59
6783 | TMP112_6783 | MISO | RCF | LN FREPT5 - TWKLTN 230 kV LN: EES.MPL.ROBNVL_FREPT ftlo LN FREPT5 - HORNLK 230 kV LN: EES.MPL.HORNLK_FREPT | 462 | 462 | Monitored: LN FREPT5 - TWKLTN 230 kV LN: EES.MPL.ROBNVL_FREPT | Contingent: LN FREPT5 - HORNLK 230 kV LN: EES.MPL.HORNLK_FREPT | 2014-09-10 15:57 | 2014-10-31 23:59
6803 | TEMP97_6803 | MISO | RCF | LN WALLACE3 - IPMANS 138 kV LN: CLEC.2.MANSF_CLECO_1 ftlo XF DOLET - DOLET 230 kV XF: CLEC.2.DOLET.5092.AA | 188 | 188 | Monitored: LN WALLACE3 - IPMANS 138 kV LN: CLEC.2.MANSF_CLECO_1 | Contingent: XF DOLET - DOLET 230 kV XF: CLEC.2.DOLET.5092.AA | 2014-08-20 16:33 | 2014-10-31 23:59
2652 | TMP100_2652 | TVA | CFG | LN IDALIA - ESEX 161 kV LN: AECI.M_A.IDALIA-ESSE ftlo LN W_NEWMAD - ESEX 345 kV LN: AECI.AECI.WNMAD_ESEX | 334 | 334 | Monitored: LN IDALIA - ESEX 161 kV LN: AECI.M_A.IDALIA-ESSE | Contingent: LN W_NEWMAD - ESEX 345 kV LN: AECI.AECI.WNMAD_ESEX | 2014-10-31 23:59 | 2014-10-31 23:59
2654 | TMP101_2654 | TVA | CFG | LN SKST - NEW_MAD 161 kV LN: SPA.15.NEWMAD-SIKES. ftlo LN ESEX - W_NEWMAD 345 kV LN: AECI.AECI.WNMAD_ESEX | 236 | 236 | Monitored: LN SKST - NEW_MAD 161 kV LN: SPA.15.NEWMAD-SIKES. | Contingent: LN ESEX - W_NEWMAD 345 kV LN: AECI.AECI.WNMAD_ESEX | 2014-10-31 23:59 | 2014-10-31 23:59
2656 | TMP102_2656 | TVA | CFG | LN NEW_MAD - SKST 161 kV LN: SPA.15.NEWMAD-SIKES. ftlo LN W_NEWMAD - ESEX 345 kV LN: AECI.AECI.WNMAD_ESEX | 236 | 236 | Monitored: LN NEW_MAD - SKST 161 kV LN: SPA.15.NEWMAD-SIKES. | Contingent: LN W_NEWMAD - ESEX 345 kV LN: AECI.AECI.WNMAD_ESEX | 2014-10-31 23:59 | 2014-10-31 23:59
1328 | TEMP95_1328 | MISO | RCF | LN BULL_SHL - MIDWA2 161 kV LN: SPA.15.BUL_SH-MIDWA2 ftlo LN ARK_NU - PLS_HL 500 kV LN: EES.APL.ARK_NU_PLS_H | 162 | 162 | Monitored: LN BULL_SHL - MIDWA2 161 kV LN: SPA.15.BUL_SH-MIDWA2 | Contingent: LN ARK_NU - PLS_HL 500 kV LN: EES.APL.ARK_NU_PLS_H | 2014-08-20 17:39 | 2014-10-31 23:59
3008 | TMP138_3008 | MISO | RCF | LN MOB - OVER 161 kV LN: AMRN.AMMO.OVRT-MOB-1 ftlo LN TH_HILL - MCC2 345 kV LN: AECI.AECI.TH_HIL-MCC | 263 | 290 | Monitored: LN MOB - OVER 161 kV LN: AMRN.AMMO.OVRT-MOB-1 | Contingent: LN TH_HILL - MCC2 345 kV LN: AECI.AECI.TH_HIL-MCC | 2014-09-30 19:24 | 2014-10-31 23:59
20480 | TEMP72_20480 | SWPP | INT | LN SWLA - FAIRGNDS 115 kV LN: WR.1.FAIRGN_SWLA.1 ftlo LN FAIRGNDS - BISM 115 kV LN: WR.1.FAIRGN_BISM.1 | 86 | 92 | Monitored: LN SWLA - FAIRGNDS 115 kV LN: WR.1.FAIRGN_SWLA.1 | Contingent: LN FAIRGNDS - BISM 115 kV LN: WR.1.FAIRGN_BISM.1 | 2014-08-19 11:49 | 2014-11-03 11:09
20411 | TEMP05_20411 | SWPP | INT | LN BELL - KSC03 69 kV ftlo LN SUMNER - OXFO 138 kV | 37 | 37 | LN BELL - KSC03 69 kV | LN SUMNER - OXFO 138 kV | 2014-07-01 13:37 | 2014-12-19 10:15 | LN: WR.1.230.1 | LN: WR.1.OXFO_SUMNER.A
20418 | TEMP03_20418 | SWPP | INT | LN BONANZA - HACKETT 161 kV ftlo LN BONTP - BEVYTAP5 161 kV | 158 | 212 | LN BONANZA - HACKETT 161 kV | LN BONTP - BEVYTAP5 161 kV | 2014-07-05 00:14 | 2014-12-19 10:15 | LN: CSWS.12.BONANHACKE16_1.A | LN: OKGE.24.BONTP_BEVYT_1.A
20568 | TEMP02_20568 | SWPP | INT | LN SIDNEY - COLTON 115 kV ftlo LN SIDNEYM - KEYSTONE 345 kV | 109 | 109 | LN SIDNEY - COLTON 115 kV | LN SIDNEYM - KEYSTONE 345 kV | 2014-10-06 11:10 | 2014-12-19 10:15 | LN: NPPD.NPPD.SIDNECOLTO11_1.1 | LN: WAUE.WAUE.SIDNEKEYST34_1.1
20312 | TEMP44_20312 | SWPP | INT | LN BENW - HALS 138 kV ftlo XF RENO 1 kV - 345 kV | 124 | 143 | LN BENW - HALS 138 kV | XF RENO 1 kV - 345 kV | 2014-05-20 17:06 | 2014-12-19 10:15 | LN: WR.1.HALSKSG1213_1.1 | XF: WR.1.RENO.2.2P
20308 | TEMP35_20308 | SWPP | INT | LN LAKERDGE - HOOV 138 kV ftlo LN GORD - 45TH_ST 138 kV | 369 | 382 | LN LAKERDGE - HOOV 138 kV | LN GORD - 45TH_ST 138 kV | 2014-05-20 16:16 | 2014-12-19 10:15 | LN: WR.1.GORDHOOV13_1.B | LN: WR.1.GORD_45TH.A
20310 | TEMP42_20310 | SWPP | INT | LN 17TH_JCT - RIVE 69 kV ftlo LN GORD - LAKERDGE 138 kV | 52 | 61 | LN 17TH_JCT - RIVE 69 kV | LN GORD - LAKERDGE 138 kV | 2014-05-20 17:05 | 2014-12-19 10:15 | LN: WR.1.381.A | LN: WR.1.GORDHOOV13_1.A
20354 | TEMP33_20354 | SWPP | INT | LN SUNCIT1 - MED-LD1 115 kV ftlo LN JUD-LR1 - CRKCREEK 115 kV | 159 | 159.3 | LN SUNCIT1 - MED-LD1 115 kV | LN JUD-LR1 - CRKCREEK 115 kV | 2014-06-05 05:50 | 2014-12-19 10:15 | LN: SECI.WPEK.10931.A | LN: SECI.WPEK.10897.B
20449 | TEMP49_20449 | SWPP | INT | LN ROSE - STEA 138 kV ftlo LN ROSE - WEAV 138 kV | 287 | 287 | LN ROSE - STEA 138 kV | LN ROSE - WEAV 138 kV | 2014-07-27 18:42 | 2014-12-19 10:15 | LN: WR.1.4319.1 | LN: WR.1.93.E
20460 | TEMP56_20460 | SWPP | INT | LN RENFROW7 - RENFROWF 138 kV ftlo LN VIOLA7 - WICH 345 kV | 165 | 179 | LN RENFROW7 - RENFROWF 138 kV | LN VIOLA7 - WICH 345 kV | 2014-08-01 13:33 | 2014-12-19 10:15 | LN: OKGE.24.RENFROW_TIE.A | LN: WR.1.VIOLA_WICH.B
20483 | TEMP73_20483 | SWPP | RCF | LN RAUN - TEKAMHO 161 kV ftlo LN RAUN - HOSKINS 345 kV | 217 | 217 | LN RAUN - TEKAMHO 161 kV | LN RAUN - HOSKINS 345 kV | 2014-08-19 15:19 | 2014-12-19 10:15 | LN: MEC.MEC.RAUNTEKAM16_1.1 | LN: MEC.MEC.RAUNHOSKI34_1.1
20464 | TEMP60_20464 | SWPP | INT | LN DRAPR1 - MDWST 138 kV ftlo LN DRAPR1 - GM2 138 kV | 478 | 478 | LN DRAPR1 - MDWST 138 kV | LN DRAPR1 - GM2 138 kV | 2014-08-07 12:33 | 2014-12-19 10:15 | LN: OKGE.24.8830.A | LN: OKGE.24.8832.A
20465 | TEMP59_20465 | SWPP | INT | LN RENFROW7 - RENFROWF 138 kV ftlo LN FINNEY1 - HITCH 345 kV | 179 | 179 | LN RENFROW7 - RENFROWF 138 kV | LN FINNEY1 - HITCH 345 kV | 2014-08-07 12:46 | 2014-12-19 10:15 | LN: OKGE.24.RENFROW_TIE.A | LN: SPS.1.FINNEY_HITCH.A
20466 | TEMP63_20466 | SWPP | INT | LN MSTNG - DENVER_C 115 kV ftlo LN MSTNG - DENVER_C 115 kV | 309 | 343 | LN MSTNG - DENVER_C 115 kV | LN MSTNG - DENVER_C 115 kV | 2014-08-07 13:26 | 2014-12-19 10:15 | LN: SPS.1.MSTNG_DENVER_1.A | LN: SPS.1.MSTNG_DENVER_2.A
20467 | TEMP64_20467 | SWPP | INT | LN 59TH - MURR 138 kV ftlo LN GORD - 45TH_ST 138 kV | 191 | 210 | LN 59TH - MURR 138 kV | LN GORD - 45TH_ST 138 kV | 2014-08-07 15:38 | 2014-12-19 10:15 | LN: WR.1.ELPAMURR13_1.B | LN: WR.1.GORD_45TH.A
20484 | TEMP74_20484 | SWPP | INT | LN HUNT_WR - HEC 115 kV ftlo LN CIRC - HEC 115 kV | 68 | 68 | LN HUNT_WR - HEC 115 kV | LN CIRC - HEC 115 kV | 2014-08-25 15:32 | 2014-12-19 10:15 | LN: WR.MIDW.4249.1 | LN: WR.1.3065.1
20486 | TEMP80_20486 | SWPP | INT | LN VERD_TAP - AMC_TAP 138 kV ftlo LN NE_GAS - OWASSO 138 kV | 136 | 169 | LN VERD_TAP - AMC_TAP 138 kV | LN NE_GAS - OWASSO 138 kV | 2014-08-27 10:27 | 2014-12-19 10:15 | LN: CSWS.23.2078A.A | LN: CSWS.23.2079.A
20370 | TEMP83_20370 | SWPP | INT | LN FARB - KSC10 138 kV ftlo LN ROSE - SONR1 345 kV | 160 | 160 | LN FARB - KSC10 138 kV | LN ROSE - SONR1 345 kV | 2014-06-12 15:22 | 2014-12-19 10:15 | LN: WR.1.FARBKSC1013_1.1 | LN: WR.1.SONR_ROSE.A
20509 | TMP106_20509 | SWPP | INT | LN BUSHLAND - HILLSIDE 115 kV ftlo LN BUSHLAND - POTTER_S 230 kV | 165 | 177 | LN BUSHLAND - HILLSIDE 115 kV | LN BUSHLAND - POTTER_S 230 kV | 2014-09-04 09:36 | 2014-12-19 10:15 | LN: SPS.1.V52.A | LN: SPS.1.POTTER_BUSH.1
20498 | TMP103_20498 | SWPP | INT | LN MORR - UNRIDGE 230 kV ftlo LN JEFF - SUMM 345 kV | 363 | 363 | LN MORR - UNRIDGE 230 kV | LN JEFF - SUMM 345 kV | 2014-09-01 11:41 | 2014-12-19 10:15 | LN: WR.1.SUMMMORR23_1.1 | LN: WR.1.JEFFSUMM34_1.1
20511 | TMP108_20511 | SWPP | INT | LN BLUESTEM - BART_COM 138 kV ftlo LN BART_SE - BART_COM 138 kV | 131 | 131 | LN BLUESTEM - BART_COM 138 kV | LN BART_SE - BART_COM 138 kV | 2014-09-04 19:45 | 2014-12-19 10:15 | LN: CSWS.23.2089.A | LN: CSWS.23.2088.A
20515 | TMP110_20515 | SWPP | INT | LN SLVRL - DVISN 138 kV ftlo LN SKYLN - MEMRL 138 kV | 347 | 375 | LN SLVRL - DVISN 138 kV | LN SKYLN - MEMRL 138 kV | 2014-12-19 10:15 | 2014-12-19 10:15 | LN: OKGE.24.8762.A | LN: OKGE.24.8741.A
20670 | TMP101_20670 | SWPP | INT | LN SWIS - W_GARDNR 345 kV ftlo LN HOYT - STRA 345 kV | 717 | 717 | LN SWIS - W_GARDNR 345 kV | LN HOYT - STRA 345 kV | 2014-11-26 10:54 | 2014-12-19 10:15 | LN: KCPL.KCPL.SWIS_WGARD.A | LN: WR.1.11_HOYT.1
20674 | TMP112_20674 | SWPP | INT | LN LAWH - MOCK 115 kV ftlo LN BISM - FAIRGNDS 115 kV | 92 | 92 | LN LAWH - MOCK 115 kV | LN BISM - FAIRGNDS 115 kV | 2014-12-01 16:46 | 2014-12-19 10:15 | LN: WR.1.4213.1 | LN: WR.1.FAIRGN_BISM.1
20516 | TMP111_20516 | SWPP | INT | LN PRALEE - BLSPS 161 kV ftlo LN ST_JOE - HAWTHORN 345 kV | 327 | 334 | LN PRALEE - BLSPS 161 kV | LN ST_JOE - HAWTHORN 345 kV | 2014-12-19 10:15 | 2014-12-19 10:15 | LN: MPS.40.10995.A | LN: MPS.43.HAWTHO_ST_JOE1.1
20522 | TMP116_20522 | SWPP | INT | LN CIMARRON - HAYMAKR4 138 kV ftlo LN CIMARRON - DRAPR1 345 kV | 347 | 375 | LN CIMARRON - HAYMAKR4 138 kV | LN CIMARRON - DRAPR1 345 kV | 2014-09-11 11:08 | 2014-12-19 10:15 | LN: OKGE.24.8765.B | LN: OKGE.24.8803.A
20526 | TMP120_20526 | SWPP | INT | LN DEWEY1 - TALOGA1 138 kV ftlo XF WDWRD1 69 kV - 138 kV | 132 | 165 | LN DEWEY1 - TALOGA1 138 kV | XF WDWRD1 69 kV - 138 kV | 2014-09-15 12:59 | 2014-12-19 10:15 | LN: OKGE.24.8695.A | XF: OKGE.24.WDWRD1.8689.A
20519 | TMP113_20519 | SWPP | INT | XF CIMARRON 138 kV - 345 kV ftlo XF CIMARRON 138 kV - 345 kV | 493 | 493 | XF CIMARRON 138 kV - 345 kV | XF CIMARRON 138 kV - 345 kV | 2014-09-09 16:02 | 2014-12-19 10:15 | XF: OKGE.24.CIMARRON.8802.B | XF: OKGE.24.CIMARRON.8801.A
20531 | TMP124_20531 | SWPP | INT | LN DENVER_C - SAN_AND1 115 kV ftlo LN MSTNG - SEMIN 230 kV | 177 | 177 | LN DENVER_C - SAN_AND1 115 kV | LN MSTNG - SEMIN 230 kV | 2014-09-17 14:17 | 2014-12-19 10:15 | LN: SPS.1.W11.A | LN: SPS.1.K69.A
20532 | TMP125_20532 | SWPP | INT | LN ROSE - ELPA 138 kV ftlo LN ROSE - WEAV 138 kV | 351 | 382 | LN ROSE - ELPA 138 kV | LN ROSE - WEAV 138 kV | 2014-09-17 15:09 | 2014-12-19 10:15 | LN: WR.1.79.1 | LN: WR.1.93.E
20527 | TMP121_20527 | SWPP | INT | LN DVISN - MSTNG1 138 kV ftlo LN WSTRN - DGLTP 138 kV | 237 | 287 | LN DVISN - MSTNG1 138 kV | LN WSTRN - DGLTP 138 kV | 2014-09-15 14:37 | 2014-12-19 10:15 | LN: OKGE.24.8758.A | LN: OKGE.24.8781.A
20528 | TMP122_20528 | SWPP | INT | LN SLVRL - DVISN 138 kV ftlo LN CIMARRON - HAYMAKR4 138 kV | 347 | 375 | LN SLVRL - DVISN 138 kV | LN CIMARRON - HAYMAKR4 138 kV | 2014-09-15 14:37 | 2014-12-19 10:15 | LN: OKGE.24.8762.A | LN: OKGE.24.8765.B
20537 | TMP129_20537 | SWPP | INT | LN MONTROSE - ARCHIE 161 kV ftlo LN MONTROSE - KCSOUTH5 161 kV | 245 | 245 | LN MONTROSE - ARCHIE 161 kV | LN MONTROSE - KCSOUTH5 161 kV | 2014-09-20 08:14 | 2014-12-19 10:15 | LN: MPS.40.ARCHIE_MONTRO1.1 | LN: MPS.40.KCSTH_MONTR.A
20539 | TMP130_20539 | SWPP | RCF | LN MRYVL_SJ - MARYVIL 161 kV ftlo LN ST_JOE - HAWTHORN 345 kV | 229 | 229 | LN MRYVL_SJ - MARYVIL 161 kV | LN ST_JOE - HAWTHORN 345 kV | 2014-09-21 11:39 | 2014-12-19 10:15 | LN: MPS.43.MARY-MARY_SJ.A | LN: MPS.43.HAWTHO_ST_JOE1.1
20548 | TMP134_20548 | SWPP | INT | LN BENT - CHIS 138 kV ftlo LN STEA - BOEI 138 kV | 239 | 239 | LN BENT - CHIS 138 kV | LN STEA - BOEI 138 kV | 2014-09-26 11:19 | 2014-12-19 10:15 | LN: WR.1.BENTCHIS13_1.1 | LN: WR.1.BOEISTEA13_1.1
20549 | TMP135_20549 | SWPP | INT | LN EXIDJ - PHLP 115 kV ftlo LN WJC - FTJU 115 kV | 157 | 187 | LN EXIDJ - PHLP 115 kV | LN WJC - FTJU 115 kV | 2014-09-26 14:57 | 2014-12-19 10:15 | LN: WR.1.4244.1 | LN: WR.1.FTJU_WJC.1
20552 | TMP136_20552 | SWPP | INT | LN SW51 - CLASN 138 kV ftlo LN MSTNG1 - CUNCL 138 kV | 191 | 191 | LN SW51 - CLASN 138 kV | LN MSTNG1 - CUNCL 138 kV | 2014-09-29 13:53 | 2014-12-19 10:15 | LN: OKGE.24.8815.A | LN: OKGE.24.8772.A
20555 | TMP137_20555 | SWPP | INT | LN HEREFORD - FRIONA_R 115 kV ftlo LN TOLKSUB - ROOSEVE2 230 kV | 106 | 106 | LN HEREFORD - FRIONA_R 115 kV | LN TOLKSUB - ROOSEVE2 230 kV | 2014-09-30 16:52 | 2014-12-19 10:15 | LN: SPS.1.HEREFFRION11_1.1 | LN: SPS.1.120.1
20557 | TMP139_20557 | SWPP | INT | XF SWSHREV 138 kV - 345 kV ftlo XF SWSHREV 1 kV - 345 kV | 675 | 743 | XF SWSHREV 138 kV - 345 kV | XF SWSHREV 1 kV - 345 kV | 2014-10-01 16:25 | 2014-12-19 10:15 | XF: CSWS.12.SWSHREV.869.EAST_345_1 | XF: CSWS.12.SWSHREV.MIDL.MIDL_P
20564 | TMP141_20564 | SWPP | INT | LN HEREFORD - FRIONA_R 115 kV ftlo LN TOLKSUB - ROOSEVE2 230 kV | 106 | 106 | LN HEREFORD - FRIONA_R 115 kV | LN TOLKSUB - ROOSEVE2 230 kV | 2014-10-02 15:55 | 2014-12-19 10:15 | LN: SPS.1.HEREFFRION11_1.1 | LN: SPS.1.121.1
6164 | TEMP90_6164 | WAPA | CFG | LN PLYMOTH - SIOUXCY 161 kV ftlo LN RAUN - SIOUXCY 345 kV | 9999 | 9999 | LN PLYMOTH - SIOUXCY 161 kV | LN RAUN - SIOUXCY 345 kV | 2014-09-02 17:53 | 2015-01-06 03:57 | LN: MEC.MEC.PLYMOSIOUX16_1.1 | LN: MEC.MEC.RAUNSIOUX34_1.1
5563 | TEMP95_5563 | SWPP | INT | LN WDWRD1 - FPLSWTCH 138 kV ftlo LN TATONGA - NOWST1 345 kV | 171 | 185 | LN WDWRD1 - FPLSWTCH 138 kV | LN TATONGA - NOWST1 345 kV | 2015-01-06 03:31 | 2015-01-06 04:18 | LN: OKGE.24.8691.A | LN: OKGE.24.NOWST_TATNGA.A
20759 | TMP169_20759 | MISO | RCF | LN PAT_WX - FULTON_C 115 kV ftlo LN WELSH - LYDIA 345 kV | 159 | 159 | LN PAT_WX - FULTON_C 115 kV | LN WELSH - LYDIA 345 kV | 2015-02-21 21:11 | 2015-02-26 10:19 | LN: EES.EES.FULTON_PATMO.A | LN: CSWS.CSWS.925.A
20578 | TEMP26_20578 | MISO_S | RCF | LN CHETAX - HSVILG 115 kV ftlo LN ARK_NU - FTSMTH 500 kV | 106 | 106 | LN CHETAX - HSVILG 115 kV | LN ARK_NU - FTSMTH 500 kV | 2014-10-09 10:32 | 2015-03-31 23:58 | LN: EES.EES.CHETAX_HSVILG3.A | LN: OKGE.OKGE.FTSMTH-ARK_NU8.A
20731 | TMP163_20731 | MISO_S | RCF | XF PLS_HL 500/161 kV ftlo LN ARK_NU - RUSL_N 161 kV | 600 | 600 | XF PLS_HL 500/161 kV | LN ARK_NU - RUSL_N 161 kV | 2015-02-21 21:11 | 2015-03-31 23:58 | XF: EES.EES.PLS_HL.AT1.AT1 | LN: EES.EES.ARK_NU_RUSL_N5.A
20732 | TMP164_20732 | MISO_S | RCF | XF PLS_HL 500/161 kV ftlo LN LYDIA - VALLIANT 345 kV | 600 | 600 | XF PLS_HL 500/161 kV | LN LYDIA - VALLIANT 345 kV | 2015-02-22 05:19 | 2015-03-31 23:58 | XF: EES.EES.PLS_HL.AT1.AT1 | LN: CSWS.CSWS.926.A
20734 | TMP165_20734 | MISO_S | RCF | XF RINGOL 138/115 kV ftlo LN LONGWOO - SAREPT 345 kV | 125 | 125 | XF RINGOL 138/115 kV | LN LONGWOO - SAREPT 345 kV | 2015-02-21 21:11 | 2015-03-31 23:58 | XF: EES.EES.RINGOL.AT1.AT1 | LN: EES.EES.EL_EHV_LONGWD7.B
20730 | TMP168_20730 | MISO_S | RCF | XF PLS_HL 500/161 kV ftlo LN ARK_NU - MORLND 161 kV | 600 | 600 | XF PLS_HL 500/161 kV | LN ARK_NU - MORLND 161 kV | 2015-02-21 21:11 | 2015-03-31 23:58 | XF: EES.EES.PLS_HL.AT1.AT1 | LN: EES.EES.ARK_NU_MORLND5.A
20742 | TMP170_20742 | MISO_S | RCF | LN SAREPT - HAYNES 115 kV ftlo LN SAREPT - EL_EHV 345 kV | 115 | 115 | LN SAREPT - HAYNES 115 kV | LN SAREPT - EL_EHV 345 kV | 2015-02-21 21:11 | 2015-03-31 23:58 | LN: EES.EES.HAYNES_SAREPT3.A | LN: EES.EES.SAREPT_ELEHV.A
20745 | TMP167_20745 | MISO | RCF |  | 115 | 115 | LN VIENNA - TRUSSL 115 kV |  | 2015-02-21 21:11 | 2015-03-31 23:58 | LN: CAJN.CAJN.TRUSSL_VIENNA3.A
20710 | TEMP03_20710 | SWPP | INT | LN RDST2 - JSTREET5 161 kV ftlo LN FTSMTH - QANXT 161 kV | 223 | 223 | LN RDST2 - JSTREET5 161 kV | LN FTSMTH - QANXT 161 kV | 2015-01-11 12:49 | 2015-04-22 15:20 | LN: OKGE.OKGE.9168.A | LN: OKGE.OKGE.9162.A
20703 | TEMP02_20703 | SWPP | INT | LN LEC - MIDJ 115 kV ftlo LN LAWH - MIDJ 230 kV | 127 | 151 | LN LEC - MIDJ 115 kV | LN LAWH - MIDJ 230 kV | 2015-01-05 10:48 | 2015-04-22 15:20 | LN: WR.WR.3060.1 | LN: WR.WR.LAWHMIDJ23_1.1
20422 | TEMP01_20422 | SWPP | INT | LN PRALEE - BLSPS 161 kV ftlo LN PHILL - SIBLEY 345 kV | 278 | 302 | LN PRALEE - BLSPS 161 kV | LN PHILL - SIBLEY 345 kV | 2014-07-07 15:22 | 2015-04-22 15:20 | LN: MPS.MPS.10995.A | LN: MPS.MPS.10978.A
20425 | TEMP04_20425 | SWPP | INT | LN WEAV - KBU11 138 kV ftlo LN ROSE - ELPA 138 kV | 143 | 143 | LN WEAV - KBU11 138 kV | LN ROSE - ELPA 138 kV | 2014-07-15 11:17 | 2015-04-22 15:20 | LN: WR.WR.86.1 | LN: WR.WR.79.1
20353 | TEMP47_20353 | SWPP | INT | LN MONTROSE - ARCHIE 161 kV ftlo LN MONTROSE - CLINTON 161 kV | 234 | 234 | LN MONTROSE - ARCHIE 161 kV | LN MONTROSE - CLINTON 161 kV | 2014-06-04 16:57 | 2015-04-22 15:20 | LN: MPS.MPS.ARCHIE_MONTRO1.1 | LN: AECI.AECI.CLINTO_MONTRO1.1
20372 | TEMP87_20372 | SWPP | INT | LN SHOOTSTR - GRNBUR1 115 kV ftlo LN RENO - WICH 345 kV | 120 | 148 | LN SHOOTSTR - GRNBUR1 115 kV | LN RENO - WICH 345 kV | 2014-06-16 00:32 | 2015-04-22 15:20 | LN: SECI.SECI.SHOOT_GRNBUR.A | LN: WR.WR.RENO_WICH.A
20461 | TEMP57_20461 | SWPP | INT | LN GRDA17 - CLARMR4 161 kV ftlo LN GRDA17 - TULSA_NO 345 kV | 223 | 223 | LN GRDA17 - CLARMR4 161 kV | LN GRDA17 - TULSA_NO 345 kV | 2014-08-02 16:57 | 2015-04-22 15:20 | LN: GRDA.GRDA.8550.A | LN: GRDA.GRDA.CHOUTEAU.A
20459 | TEMP53_20459 | SWPP | INT | LN HOYT - HOYTJ_SO 115 kV ftlo LN HOYT - STRA 345 kV | 179 | 179 | LN HOYT - HOYTJ_SO 115 kV | LN HOYT - STRA 345 kV | 2014-07-31 17:05 | 2015-04-22 15:20 | LN: WR.WR.4143.A | LN: WR.WR.11_HOYT.1
20493 | TEMP85_20493 | SWPP | INT | LN ONETA - BA_NORTH 138 kV ftlo XF TULSA_NO 345/138 kV | 212 | 212 | LN ONETA - BA_NORTH 138 kV | XF TULSA_NO 345/138 kV | 2014-08-27 13:55 | 2015-04-22 15:20 | LN: CSWS.CSWS.2024.A | XF: CSWS.CSWS.TULSA_NO.2068.1
20494 | TEMP86_20494 | SWPP | INT | LN ROSE - STEA 138 kV ftlo LN ROSE - ELPA 138 kV | 287 | 287 | LN ROSE - STEA 138 kV | LN ROSE - ELPA 138 kV | 2014-08-27 14:22 | 2015-04-22 15:20 | LN: WR.WR.4319.1 | LN: WR.WR.79.1
19780 | TEMP82_19780 | SWPP | INT |  | 103 | 103 | LN LIBERAL_ - TEXAS_CO 115 kV |  | 2014-05-30 17:43 | 2015-04-22 15:20 | LN: SECI.SECI.TEXASLIBER11_1.1
20651 | TEMP79_20651 | SWPP | INT | LN TUCO - LUBBOCKE 115 kV ftlo LN TUCO - JONESSUB 230 kV | 159 | 160 | LN TUCO - LUBBOCKE 115 kV | LN TUCO - JONESSUB 230 kV | 2014-11-17 15:48 | 2015-04-22 15:20 | LN: SPS.SPS.138.1 | LN: SPS.SPS.137.1
20652 | TEMP96_20652 | SWPP | INT | XF CARLISLE 230/115 kV ftlo LN TUCO - STANTON 115 kV | 168 | 168 | XF CARLISLE 230/115 kV | LN TUCO - STANTON 115 kV | 2014-11-17 22:01 | 2015-04-22 15:20 | XF: SPS.SPS.CARLISLE.765.CRL_115XF | LN: SPS.SPS.134.1
20656 | TEMP98_20656 | SWPP | INT | XF WOLF 345/69 kV ftlo XF MARM 161/69 kV | 100 | 110 | XF WOLF 345/69 kV | XF MARM 161/69 kV | 2014-11-19 16:55 | 2015-04-22 15:20 | XF: WR.WR.WOLF.1066.WOLF_6 | XF: WR.WR.MARM.1033.MARM_1
20657 | TEMP97_20657 | SWPP | INT | XF MARM 161/69 kV ftlo XF WOLF 345/69 kV | 94 | 110 | XF MARM 161/69 kV | XF WOLF 345/69 kV | 2014-11-19 16:55 | 2015-04-22 15:20 | XF: WR.WR.MARM.1033.MARM_1 | XF: WR.WR.WOLF.1066.WOLF_6
20665 | TEMP99_20665 | SWPP | INT | XF CUNNSUB 230/115 kV ftlo LN CUNNSUB - HOBBS 230 kV | 168 | 168 | XF CUNNSUB 230/115 kV | LN CUNNSUB - HOBBS 230 kV | 2014-11-22 15:45 | 2015-04-22 15:20 | XF: SPS.SPS.CUNNSUB.805.CUN_115XFM | LN: SPS.SPS.CUNNSUB_HOBBS.A
20747 | TEMP49_20747 | SWPP | INT | XF BUSHLAND 230/115 kV ftlo LN BUSHLAND - POTTER_S 230 kV | 287 | 168 | XF BUSHLAND 230/115 kV | LN BUSHLAND - POTTER_S 230 kV | 2015-01-29 11:14 | 2015-04-22 15:20 | XF: SPS.SPS.BUSHLAND.728.BUS_115XF | LN: SPS.SPS.POTTER_BUSH.1
20598 | TEMP50_20598 | SWPP | INT | LN G_GENT1 - N_PLT1 230 kV ftlo LN G_GENT1 - REDWLO1 345 kV | 452 | 497 | LN G_GENT1 - N_PLT1 230 kV | LN G_GENT1 - REDWLO1 345 kV | 2014-10-20 09:57 | 2015-04-22 15:20 | LN: NPPD.NPPD.N_PLT1_GG1.A | LN: NPPD.NPPD.12111.A
20605 | TEMP61_20605 | SWPP | INT | LN HOBART_J - CRNGIE_S 138 kV ftlo LN SWEETWT6 - WHEELER 230 kV | 136 | 136 | LN HOBART_J - CRNGIE_S 138 kV | LN SWEETWT6 - WHEELER 230 kV | 2014-10-26 14:39 | 2015-04-22 15:20 | LN: CSWS.CSWS.CRNGIHOBAR13_1.A | LN: SPS.SPS.SWEET_WHEEL.A
20607 | TEMP51_20607 | SWPP | INT | LN TOLKSUB - YOAKUM 230 kV ftlo LN TOLKSUB - EDDY_CO 345 kV | 319 | 351 | LN TOLKSUB - YOAKUM 230 kV | LN TOLKSUB - EDDY_CO 345 kV | 2014-10-28 16:30 | 2015-04-22 15:20 | LN: SPS.SPS.122.1 | LN: SPS.SPS.EDDY_TOLKS34_1.A
20636 | TEMP54_20636 | SWPP | INT | LN BENT - CHIS 138 kV ftlo XF GORD 345/138 kV | 239 | 239 | LN BENT - CHIS 138 kV | XF GORD 345/138 kV | 2014-11-13 12:18 | 2015-04-22 15:20 | LN: WR.WR.BENTCHIS13_1.1 | XF: WR.WR.GORD.4359.WICH_12
20777 | TEMP90_20777 | SWPP | INT | LN SHAYS - MULGRE2 230 kV ftlo LN REDWLO1 - MINGO1 345 kV | 297 | 297 | LN SHAYS - MULGRE2 230 kV | LN REDWLO1 - MINGO1 345 kV | 2015-02-22 13:10 | 2015-04-22 15:20 | LN: WR.MIDW.MULGRE2_SHAYS.A | LN: NPPD.NPPD.10152.A
20779 | TEMP80_20779 | SWPP | INT | LN SKST - IDALIA 161 kV ftlo LN W_NEWMAD - ESEX 345 kV | 223 | 223 | LN SKST - IDALIA 161 kV | LN W_NEWMAD - ESEX 345 kV | 2015-02-23 08:17 | 2015-04-22 15:20 | LN: SPA.SPA.IDALIA-SIKES.A | LN: AECI.AECI.WNMAD_ESEX.A
20780 | TEMP95_20780 | SWPP | INT | LN ASB3491 - PUR421 161 kV ftlo LN ASB3491 - CJ366 161 kV | 223 | 223 | LN ASB3491 - PUR421 161 kV | LN ASB3491 - CJ366 161 kV | 2015-02-23 11:54 | 2015-04-22 15:20 | LN: EDE.EDE.11360.A | LN: EDE.EDE.11359.A
20790 | TMP124_20790 | SWPP | INT | LN SWIS - W_GARDNR 345 kV ftlo LN WAVERLY7 - LACYGNE 345 kV | 717 | 717 | LN SWIS - W_GARDNR 345 kV | LN WAVERLY7 - LACYGNE 345 kV | 2015-02-26 10:19 | 2015-04-22 15:20 | LN: KCPL.KCPL.SWIS_WGARD.A | LN: WR.WR.WAVERLY7_LCYGN.A
20791 | TMP111_20791 | SWPP | INT | LN PENN1 - SNTFE 138 kV ftlo LN MCCLAI - PLVAL 138 kV | 191 | 191 | LN PENN1 - SNTFE 138 kV | LN MCCLAI - PLVAL 138 kV | 2015-02-26 14:14 | 2015-04-22 15:20 | LN: OKGE.OKGE.8821.A | LN: OKGE.OKGE.MCCLAI_PLVAL_1.A
20799 | TMP108_20799 | SWPP | INT | LN HASTING_ - PAULINE 115 kV ftlo LN SWEETW4 - AXTELL1 345 kV | 115 | 126 | LN HASTING_ - PAULINE 115 kV | LN SWEETW4 - AXTELL1 345 kV | 2015-02-27 21:54 | 2015-04-22 15:20 | LN: NPPD.NPPD.NP_1148-A.1 | LN: NPPD.NPPD.12006.A
20804 | TMP113_20804 | SWPP | INT | LN WDWRD1 - FPLSWTCH 138 kV ftlo LN THISTLE7 - WICH 345 kV | 133 | 153 | LN WDWRD1 - FPLSWTCH 138 kV | LN THISTLE7 - WICH 345 kV | 2015-03-02 21:54 | 2015-04-22 15:20 | LN: OKGE.OKGE.8691.A | LN: WR.WR.WICH_THISTLE1.A
20788 | TMP106_20788 | SWPP | INT | LN VERD_TAP - AMC_TAP 138 kV ftlo LN NE_GAS - OWASSO 138 kV | 136 | 136 | LN VERD_TAP - AMC_TAP 138 kV | LN NE_GAS - OWASSO 138 kV | 2015-02-25 10:07 | 2015-04-22 15:20 | LN: CSWS.CSWS.2078A.A | LN: CSWS.CSWS.2079.A
20812 | TMP112_20812 | SWPP | INT | LN LBRTYST5 - MOCTYKCP 161 kV ftlo LN ST_JOE - NASHUA 345 kV | 187 | 212 | LN LBRTYST5 - MOCTYKCP 161 kV | LN ST_JOE - NASHUA 345 kV | 2015-03-05 07:09 | 2015-04-22 15:20 | LN: KCPL.KCPL.MO_CTY-BRMGN.A | LN: KCPL.KCPL.NASHUA_ST_JOE.A
20820 | TMP116_20820 | SWPP | INT | LN BEATRICE - HARBINE 115 kV ftlo LN G_GENT1 - REDWLO1 345 kV | 99 | 109 | LN BEATRICE - HARBINE 115 kV | LN G_GENT1 - REDWLO1 345 kV | 2015-03-09 16:58 | 2015-04-22 15:20 | LN: NPPD.NPPD.1175A.A | LN: NPPD.NPPD.12111.A
20617 | TMP131_20617 | SWPP | INT | LN DIANA - NGPL 138 kV ftlo LN DIANA - SPRINGHI 138 kV | 258 | 258 | LN DIANA - NGPL 138 kV | LN DIANA - SPRINGHI 138 kV | 2014-10-31 01:54 | 2015-04-22 15:20 | LN: CSWS.CSWS.894.A | LN: CSWS.CSWS.DIANA_SPRINGHL.1
20546 | TMP132_20546 | SWPP | INT | XF FTSMTH 500/161 kV ftlo XF FTSMTH 500/345 kV | 493 | 493 | XF FTSMTH 500/161 kV | XF FTSMTH 500/345 kV | 2014-09-25 11:12 | 2015-04-22 15:20 | XF: OKGE.OKGE.FTSMTH.9165.BANK4 | XF: OKGE.OKGE.FTSMTH.9164.A
20518 | TMP115_20518 | SWPP | INT | LN SUNCIT1 - MED-LD1 115 kV ftlo LN NFTDODG3 - SPERVI1 115 kV | 150 | 150 | LN SUNCIT1 - MED-LD1 115 kV | LN NFTDODG3 - SPERVI1 115 kV | 2014-09-09 15:28 | 2015-04-22 15:20 | LN: SECI.SECI.10931.A | LN: SECI.SECI.SPEARVIL_EAST.A
20536 | TMP127_20536 | SWPP | INT | LN SEWARD3 - ST-JOHN 115 kV ftlo LN FINNEY1 - HITCH 345 kV | 111 | 111 | LN SEWARD3 - ST-JOHN 115 kV | LN FINNEY1 - HITCH 345 kV | 2014-09-19 12:34 | 2015-04-22 15:20 | LN: SECI.SECI.10957.A | LN: SPS.SPS.FINNEY_HITCH.A
20668 | TMP100_20668 | SWPP | INT | LN YOAKUM - WILLARD_ 115 kV ftlo LN YOAKUM - MSTNG 230 kV | 159 | 160 | LN YOAKUM - WILLARD_ 115 kV | LN YOAKUM - MSTNG 230 kV | 2014-11-24 10:11 | 2015-04-22 15:20 | LN: SPS.SPS.166.1 | LN: SPS.SPS.MSTNG_YOAKUM.A
20520 | TMP114_20520 | SWPP | INT | LN SUNSTCN5 - RSKERR1 161 kV ftlo LN AES5 - BONTP 161 kV | 223 | 223 | LN SUNSTCN5 - RSKERR1 161 kV | LN AES5 - BONTP 161 kV | 2014-09-10 15:11 | 2015-04-22 15:20 | LN: SPA.SPA.SUNST_RSKERR.B | LN: OKGE.OKGE.AES5___BONTP_1.A
20523 | TMP117_20523 | SWPP | RCF | LN NEBRCTY - SUB3456 345 kV ftlo LN NEBRCTY - 103_ROKE 345 kV | 956 | 956 | LN NEBRCTY - SUB3456 345 kV | LN NEBRCTY - 103_ROKE 345 kV | 2014-09-11 15:45 | 2015-04-22 15:20 | LN: OPPD.OPPD.NEBRCSUB3434_1.1 | LN: LES.LES.103_RNEBRC34_1.1
20524 | TMP118_20524 | SWPP | INT | LN WDWRD1 - FPLSWTCH 138 kV ftlo LN DEWEY1 - TALOGA1 138 kV | 133 | 153 | LN WDWRD1 - FPLSWTCH 138 kV | LN DEWEY1 - TALOGA1 138 kV | 2014-09-12 10:44 | 2015-04-22 15:20 | LN: OKGE.OKGE.8691.A | LN: OKGE.OKGE.8695.A
20525 | TMP119_20525 | SWPP | INT | XF TARBY1 161/69 kV ftlo LN AES5 - BONTP 161 kV | 123 | 134 | XF TARBY1 161/69 kV | LN AES5 - BONTP 161 kV | 2014-09-15 09:55 | 2015-04-22 15:20 | XF: OKGE.OKGE.TARBY1.9131.B | LN: OKGE.OKGE.AES5___BONTP_1.A
20821 | TMP202_20821 | MISO | RCF | LN DARDNL - DARD_D 161 kV ftlo LN FTSMTH - ARK_NU 500 kV | 223 | 223 | LN DARDNL - DARD_D 161 kV | LN FTSMTH - ARK_NU 500 kV | 2015-03-12 17:38 | 2015-04-30 23:03 | LN: SPA.SPA.DARD_D_DARDNL5.A | LN: OKGE.OKGE.FTSMTH-ARK_NU8.A
20704 | TEMP59_20704 | WAPA | RCF | LN GAVINS - HARTNGTN 115 kV ftlo LN GAVINS - YKNTJCT 115 kV | 132 | 132 | LN GAVINS - HARTNGTN 115 kV | LN GAVINS - YKNTJCT 115 kV | 2015-01-06 19:48 | 2015-05-05 13:10 | LN: WAUE.WAUE.HARTGGAVIN11_1.1 | LN: WAUE.WAUE.GAVINYKNTJ11_1.1
20705 | TEMP60_20705 | WAPA | RCF | LN GAVINS - YKNTJCT 115 kV ftlo LN GAVINS - HARTNGTN 115 kV | 132 | 132 | LN GAVINS - YKNTJCT 115 kV | LN GAVINS - HARTNGTN 115 kV | 2015-01-06 19:48 | 2015-05-05 13:10 | LN: WAUE.WAUE.GAVINYKNTJ11_1.1 | LN: WAUE.WAUE.HARTGGAVIN11_1.1
20789 | TMP129_20789 | MISO_S | RCF | LN CHETAX - HSVILG 115 kV ftlo LN RUSL_S - DARD_D 161 kV | 106 | 106 | LN CHETAX - HSVILG 115 kV | LN RUSL_S - DARD_D 161 kV | 2015-02-25 17:40 | 2015-05-05 13:10 | LN: EES.EES.CHETAX_HSVILG3.A | LN: SPA.SPA.DARD_D-RUSL-S5.A
20373 | TMP175_20373 | MISO | RCF | LN BULL_SHL - MIDWA2 161 kV ftlo XF CLK 161/138 kV | 167 | 167 | LN BULL_SHL - MIDWA2 161 kV | XF CLK 161/138 kV | 2015-04-10 18:06 | 2015-05-05 13:10 | LN: SPA.SPA.BUL_SH-MIDWA25.A | XF: AMRN.AMRN.CLK.XFMR.XFMR_3
20374 | TMP176_20374 | MISO | RCF | LN BULL_SHL - MIDWA2 161 kV ftlo LN ST_FRAN - GRN_FRST 161 kV | 167 | 167 | LN BULL_SHL - MIDWA2 161 kV | LN ST_FRAN - GRN_FRST 161 kV | 2015-04-10 19:39 | 2015-05-05 13:10 | LN: SPA.SPA.BUL_SH-MIDWA25.A | LN: AECI.AECI.GRN_FR-ST_FRN.A
20821 | TMP202_20821 | MISO | RCF | LN DARDNL - DARD_D 161 kV ftlo LN ARK_NU - FTSMTH 500 kV | 223 | 223 | LN DARDNL - DARD_D 161 kV | LN ARK_NU - FTSMTH 500 kV | 2015-03-12 17:38 | 2015-05-05 13:10 | LN: SPA.SPA.DARD_D_DARDNL5.A | LN: OKGE.OKGE.FTSMTH-ARK_NU8.A
20912 | TEMP01_20912 | MAPP | RCF | LN GAVINS - SPIRITM 115 kV ftlo LN GAVINS - HARTNGTN 115 kV | 120 | 128 | LN GAVINS - SPIRITM 115 kV | LN GAVINS - HARTNGTN 115 kV | 2015-04-24 19:13 | 2015-05-31 23:55 | LN: WAUE.WAUE.GAVINSPIRI11_1.1 | LN: WAUE.WAUE.HARTGGAVIN11_1.1
20913 | TEMP02_20913 | MAPP | RCF | LN GAVINS - HARTNGTN 115 kV ftlo LN GAVINS - SPIRITM 115 kV | 132 | 132 | LN GAVINS - HARTNGTN 115 kV | LN GAVINS - SPIRITM 115 kV | 2015-04-24 19:13 | 2015-05-31 23:55 | LN: WAUE.WAUE.HARTGGAVIN11_1.1 | LN: WAUE.WAUE.GAVINSPIRI11_1.1
20914 | TEMP03_20914 | MAPP | RCF | LN GAVINS - YKNTJCT 115 kV ftlo LN GAVINS - SPIRITM 115 kV | 120 | 128 | LN GAVINS - YKNTJCT 115 kV | LN GAVINS - SPIRITM 115 kV | 2015-04-24 19:13 | 2015-05-31 23:55 | LN: WAUE.WAUE.GAVINYKNTJ11_1.1 | LN: WAUE.WAUE.GAVINSPIRI11_1.1
20915 | TEMP04_20915 | MAPP | RCF | LN GAVINS - SPIRITM 115 kV ftlo LN GAVINS - YKNTJCT 115 kV | 120 | 128 | LN GAVINS - SPIRITM 115 kV | LN GAVINS - YKNTJCT 115 kV | 2015-04-24 19:13 | 2015-05-31 23:55 | LN: WAUE.WAUE.GAVINSPIRI11_1.1 | LN: WAUE.WAUE.GAVINYKNTJ11_1.1
20339 | TEMP29_20339 | MISO | RCF | LN PAT_WX - FULTON_C 115 kV ftlo LN VALLIANT - LYDIA 345 kV | 157 | 157 | LN PAT_WX - FULTON_C 115 kV | LN VALLIANT - LYDIA 345 kV | 2014-05-28 08:55 | 2015-05-31 23:55 | LN: EES.EES.FULTON_PATMO.A | LN: CSWS.CSWS.926.A
6570 | TEMP59_6570 | WAPA | RCF | LN GAVINS - HARTNGTN 115 kV ftlo LN GAVINS - YKNTJCT 115 kV | 132 | 132 | LN GAVINS - HARTNGTN 115 kV | LN GAVINS - YKNTJCT 115 kV | 2015-04-30 23:03 | 2015-05-31 23:55 | LN: WAUE.WAUE.HARTGGAVIN11_1.1 | LN: WAUE.WAUE.GAVINYKNTJ11_1.1
6569 | TEMP60_6569 | WAPA | RCF | LN GAVINS - YKNTJCT 115 kV ftlo LN GAVINS - HARTNGTN 115 kV | 132 | 132 | LN GAVINS - YKNTJCT 115 kV | LN GAVINS - HARTNGTN 115 kV | 2015-04-30 23:03 | 2015-05-31 23:55 | LN: WAUE.WAUE.GAVINYKNTJ11_1.1 | LN: WAUE.WAUE.HARTGGAVIN11_1.1
6523 | TEMP91_6523 | WAPA | CFG | LN WHITE - BROOKNG 115 kV ftlo LN WHITE - WATERTN 345 kV | 9999 | 9999 | LN WHITE - BROOKNG 115 kV | LN WHITE - WATERTN 345 kV | 2014-09-02 17:53 | 2015-05-31 23:55 | LN: WAUE.WAUE.WHITEBROOK11_1.1 | LN: WAUE.WAUE.WATERWHITE34_1.1
6090 | TEMP89_6090 | WAPA | CFG | LN GRANITF - MINVALY 115 kV ftlo LN LKFLNSP - FIELDON 345 kV | 9999 | 9999 | LN GRANITF - MINVALY 115 kV | LN LKFLNSP - FIELDON 345 kV | 2014-09-02 17:53 | 2015-05-31 23:55 | LN: NSP.NSP.MINVAGRANI11_1.1 | LN: NSP.NSP.FIELDLKFLN34_1.1
3050 | TEMP88_3050 | WAPA | CFG | LN FRANKLN - HAMP_TP 161 kV ftlo LN FRANKLN - BUTLER2 161 kV | 9999 | 9999 | LN FRANKLN - HAMP_TP 161 kV | LN FRANKLN - BUTLER2 161 kV | 2014-09-02 17:53 | 2015-05-31 23:55 | LN: MEC.MEC.FRANKHAMP_16_1.1 | LN: MEC.MEC.FRANKBUTLE16_1.1
20928 | TEMP80_20928 | MISO | RCF | XF RAUN 345/161 kV ftlo XF RAUN 345/1 kV | 335 | 335 | XF RAUN 345/161 kV | XF RAUN 345/1 kV | 2015-05-01 15:43 | 2015-05-31 23:55 | XF: MEC.MEC.RAUN.TR2.TR2 | XF: MEC.MEC.RAUN.TR11.TR11
6547 | TEMP92_6547 | WAPA | CFG | XF SPLIT_R 230/115 kV ftlo LN SIOUXCY - SPLT_RT 345 kV | 9999 | 9999 | XF SPLIT_R 230/115 kV | LN SIOUXCY - SPLT_RT 345 kV | 2014-09-02 17:53 | 2015-05-31 23:55 | XF: NSP.NSP.SPLIT_R.TR7.TR7 | LN: WAUE.WAUE.SPLT_SIOUX34_1.1
6548 | TEMP93_6548 | WAPA | CFG | LN SPLIT_R - SIOUXFL 230 kV ftlo LN SPLT_RT - SIOUXCY 345 kV | 9999 | 9999 | LN SPLIT_R - SIOUXFL 230 kV | LN SPLT_RT - SIOUXCY 345 kV | 2014-09-02 17:53 | 2015-05-31 23:55 | LN: NSP.NSP.SIOUXSPLIT23_1.1 | LN: WAUE.WAUE.SPLT_SIOUX34_1.1
9171 | TEMP94_9171 | WAPA | CFG |  | 9999 | 9999 | ZBR STEG_TIE - STEGALL 230 kV |  | 2014-09-02 17:53 | 2015-05-31 23:55 | ZBR: WACM.WACM.STEGALL_DCTIE.1
20852 | TMP165_20852 | MISO | RCF | XF RAUN 345/161 kV ftlo LN RAUN - SIOUXCY 345 kV | 300 | 335 | XF RAUN 345/161 kV | LN RAUN - SIOUXCY 345 kV | 2015-04-03 19:19 | 2015-05-31 23:55 | XF: MEC.MEC.RAUN.TR2.TR2 | LN: MEC.MEC.RAUNSIOUX34_1.1
20813 | TMP137_20813 | MISO_S | RCF | XF GRI 345/138 kV ftlo XF DOLET 345/230 kV | 478 | 478 | XF GRI 345/138 kV | XF DOLET 345/230 kV | 2015-03-06 17:57 | 2015-05-31 23:55 | XF: EES.EES.GRI.T1.T1 | XF: CLEC.CLEC.DOLET.5092.AA
20811 | TMP136_20811 | MISO_S | RCF | LN SAREPT - MINDE3 115 kV ftlo XF DOLET 345/230 kV | 159 | 159 | LN SAREPT - MINDE3 115 kV | XF DOLET 345/230 kV | 2015-03-06 17:57 | 2015-05-31 23:55 | LN: EES.EES.MINDE3_SAREPT3.A | XF: CLEC.CLEC.DOLET.5092.AA
6331 | TMP175_6331 | MISO | RCF | LN BULL_SHL - MIDWA2 161 kV ftlo XF CLK 161/138 kV | 167 | 167 | LN BULL_SHL - MIDWA2 161 kV | XF CLK 161/138 kV | 2015-04-30 23:03 | 2015-05-31 23:55 | LN: SPA.SPA.BUL_SH-MIDWA25.A | XF: AMRN.AMRN.CLK.XFMR.XFMR_3
6332 | TMP176_6332 | MISO | RCF | LN BULL_SHL - MIDWA2 161 kV ftlo LN ST_FRAN - GRN_FRST 161 kV | 167 | 167 | LN BULL_SHL - MIDWA2 161 kV | LN ST_FRAN - GRN_FRST 161 kV | 2015-04-30 23:03 | 2015-05-31 23:55 | LN: SPA.SPA.BUL_SH-MIDWA25.A | LN: AECI.AECI.GRN_FR-ST_FRN.A
6033 | TMP181_6033 | WAPA | CFG |  | 9999 | 9999 | LN TIOGA_PS - TIOGAWP 230 kV |  | 2015-04-01 00:32 | 2015-05-31 23:55 | LN: WAUE.WAUE.TIOGATIOWP23_1.1
3735 | TMP180_3735 | WAPA | CFG | LN CAYLER - TRIBOJI 161 kV ftlo LN RAUN - LAKEFLD 345 kV | 9999 | 9999 | LN CAYLER - TRIBOJI 161 kV | LN RAUN - LAKEFLD 345 kV | 2015-04-01 00:32 | 2015-05-31 23:55 | LN: ALTW.ALTW.CAYLETRIBO16_1.1 | LN: ALTW.ALTW.RAUNLAKEF34_1.1
6524 | TMP182_6524 | WAPA | CFG | LN WHITE - BRKNGCO 345 kV ftlo LN WHITE - SPLT_RT 345 kV | 9999 | 9999 | LN WHITE - BRKNGCO 345 kV | LN WHITE - SPLT_RT 345 kV | 2015-04-01 00:32 | 2015-05-31 23:55 | LN: NSP.NSP.WHITEBRKNG34_1.1 | LN: WAUE.WAUE.SPLT_WHITE34_1.1
6557 | TMP183_6557 | WAPA | CFG |  | 9999 | 9999 | XF WATERTN 345/1 kV |  | 2015-04-01 00:32 | 2015-05-31 23:55 | XF: WAUE.WAUE.WATERTN.U1A1.KU1A1
9170 | TMP184_9170 | WAPA | CFG |  | 9999 | 9999 | ZBR MCTY_TIE - MI_CTYE 230 kV |  | 2015-04-01 00:32 | 2015-05-31 23:55 | ZBR: WAUE.WAUE.MILESCTY_DCTIE.1
20835 | TMP122_20835 | SWPP | RCF | LN COOPER - ST_JOE 345 kV ftlo LN COOPER - FAIRPORT 345 kV | 1195 | 1195 | LN COOPER - ST_JOE 345 kV | LN COOPER - FAIRPORT 345 kV | 2015-03-23 17:33 | 2015-06-01 17:15 | LN: NPPD.NPPD.11310.A | LN: NPPD.NPPD.FAIRPT-COOPR.A
20277 | TEMP10_20277 | SWPP | INT |  | 150 | 150 | LN NESSCTY - RANSOM1 115 kV |  | 2014-05-31 21:03 | 2015-06-01 17:15 | LN: SECI.SECI.10106.A
20157 | TEMP28_20157 | SWPP | INT | LN SPERVI1 - MULGRE2 230 kV ftlo LN SPERVI1 - POSTROCK 345 kV | 398 | 398 | LN SPERVI1 - MULGRE2 230 kV | LN SPERVI1 - POSTROCK 345 kV | 2015-01-31 23:57 | 2015-06-23 14:04 | LN: SECI.SECI.10940.A | LN: WR.MIDW.POSTRCK_SPERV.A
20443 | TEMP34_20443 | SWPP | INT | LN LAWH - MOCK 115 kV ftlo LN LAWH - BALDCRK 115 kV | 86 | 92 | LN LAWH - MOCK 115 kV | LN LAWH - BALDCRK 115 kV | 2014-07-24 17:11 | 2015-06-23 14:04 | LN: WR.WR.4213.1 | LN: WR.WR.BALDCR_LAWH_1.A
20412 | TEMP16_20412 | SWPP | INT | LN LAWH - MOCK 115 kV ftlo LN LAWH - SWIS 230 kV | 86 | 92 | LN LAWH - MOCK 115 kV | LN LAWH - SWIS 230 kV | 2014-07-01 17:28 | 2015-06-23 14:04 | LN: WR.WR.4213.1 | LN: WR.WR.39.1
20722 | TEMP05_20722 | SWPP | INT | LN IDABEL - BBOW_TAP 138 kV ftlo LN HUGOPP4 - VALLANT 138 kV | 191 | 216 | LN IDABEL - BBOW_TAP 138 kV | LN HUGOPP4 - VALLANT 138 kV | 2015-01-17 01:36 | 2015-06-23 14:04 | LN: CSWS.CSWS.2131.A | LN: WFEC.WFEC.9387.A
20724 | TEMP33_20724 | SWPP | INT | LN OSG_SWPS - CANYON_E 115 kV ftlo LN POTTER_S - NEWHART 230 kV | 96 | 96 | LN OSG_SWPS - CANYON_E 115 kV | LN POTTER_S - NEWHART 230 kV | 2015-01-21 10:35 | 2015-06-23 14:04 | LN: SPS.SPS.9.1 | LN: SPS.SPS.K90.A
20560 | TEMP12_20560 | SWPP | INT | LN SEWARD3 - ST-JOHN 115 kV ftlo LN MULGRE2 - CIRC 230 kV | 101 | 101 | LN SEWARD3 - ST-JOHN 115 kV | LN MULGRE2 - CIRC 230 kV | 2014-10-02 10:49 | 2015-06-23 14:04 | LN: SECI.SECI.10957.A | LN: SECI.SECI.10255.A
20643 | TEMP65_20643 | SWPP | INT | LN BENT - CHIS 138 kV ftlo XF GORD 345/138 kV | 239 | 239 | LN BENT - CHIS 138 kV | XF GORD 345/138 kV | 2014-11-14 17:54 | 2015-06-23 14:04 | LN: WR.WR.BENTCHIS13_1.1 | XF: WR.WR.GORD.1064.WICH_11
20596 | TEMP46_20596 | SWPP | INT | LN REDBUD - RIVRSIDE 345 kV ftlo LN REDBUD - ARCAD7 345 kV | 901 | 1055 | LN REDBUD - RIVRSIDE 345 kV | LN REDBUD - ARCAD7 345 kV | 2014-10-19 22:43 | 2015-06-23 14:04 | LN: OKGE.OKGE.REDBUD_RIVER_1.A | LN: OKGE.OKGE.ARCAD_REDBUD_1.A
20727 | TEMP35_20727 | SWPP | INT | LN MSKPTAP5 - MUSKOGEE 161 kV ftlo LN MUSKOGEE - FTSMTH 345 kV | 223 | 223 | LN MSKPTAP5 - MUSKOGEE 161 kV | LN MUSKOGEE - FTSMTH 345 kV | 2015-01-22 09:47 | 2015-06-23 14:04 | LN: OKGE.OKGE.MUSKOG_MSKPO_1.A | LN: OKGE.OKGE.9099.A
20728 | TEMP42_20728 | SWPP | INT | LN CHRCK - BOYD 138 kV ftlo LN WESTMOR4 - PENN1 138 kV | 268 | 287 | LN CHRCK - BOYD 138 kV | LN WESTMOR4 - PENN1 138 kV | 2015-01-22 14:15 | 2015-06-23 14:04 | LN: OKGE.OKGE.8865.A | LN: OKGE.OKGE.8822.A
20750 | TEMP56_20750 | SWPP | INT | LN OKAY - ASHD_REA 138 kV ftlo LN NWTEXAR - PATTERS 138 kV | 370 | 561 | LN OKAY - ASHD_REA 138 kV | LN NWTEXAR - PATTERS 138 kV | 2015-02-02 10:10 | 2015-06-23 14:04 | LN: CSWS.CSWS.PATT_OKAY_1B.T1 | LN: CSWS.CSWS.804.A
20739 | TEMP44_20739 | SWPP | INT | LN AUBU - SWIS 230 kV ftlo XF JEFF 345/1 kV | 319 | 351 | LN AUBU - SWIS 230 kV | XF JEFF 345/1 kV | 2015-01-26 09:21 | 2015-06-23 14:04 | LN: WR.WR.4011.1 | XF: WR.WR.JEFF.1072.JEFF13H
20472 | TEMP67_20472 | SWPP | INT | LN RENFROW7 - RENFROWF 138 kV ftlo LN HUNTERS7 - WDRNG1 345 kV | 179 | 179 | LN RENFROW7 - RENFROWF 138 kV | LN HUNTERS7 - WDRNG1 345 kV | 2014-08-10 09:08 | 2015-06-23 14:04 | LN: OKGE.OKGE.RENFROW_TIE.A | LN: OKGE.OKGE.8622.A
20276 | TEMP41_20276 | SWPP | INT | LN SUB701 - SUB1211 161 kV ftlo LN CBLUFFS - SUB3456 345 kV | 335 | 335 | LN SUB701 - SUB1211 161 kV | LN CBLUFFS - SUB3456 345 kV | 2015-03-27 18:40 | 2015-06-23 14:04 | LN: OPPD.OPPD.SUB12SUB7016_1.1 | LN: MEC.MEC.SUB34CBLUF34_1.1
20360 | TEMP38_20360 | SWPP | INT | LN SUNCIT1 - MED-LD1 115 kV ftlo LN FINNEY1 - HITCH 345 kV | 134 | 133.9 | LN SUNCIT1 - MED-LD1 115 kV | LN FINNEY1 - HITCH 345 kV | 2014-06-09 07:13 | 2015-06-23 14:04 | LN: SECI.SECI.10931.A | LN: SPS.SPS.FINNEY_HITCH.A
20675 | TMP138_20675 | SWPP | INT | XF VALLIANT 345/138 kV ftlo LN VALLIANT - HUGOPP4 345 kV | 211 | 240 | XF VALLIANT 345/138 kV | LN VALLIANT - HUGOPP4 345 kV | 2014-12-05 17:26 | 2015-06-23 14:04 | XF: CSWS.CSWS.VALLIANT.2164.3 | LN: WFEC.WFEC.HUGO_VALLIANT.A
20648 | TEMP77_20648 | SWPP | INT | LN AUR1241 - RDSPG5 161 kV ftlo LN BEAVER1 - EURK_SPA 161 kV | 167 | 167 | LN AUR1241 - RDSPG5 161 kV | LN BEAVER1 - EURK_SPA 161 kV | 2014-11-17 10:52 | 2015-06-23 14:04 | LN: EDE.EDE.11335.A | LN: SPA.SPA.BEAVER_EUREKA1.A
20673 | TMP145_20673 | SWPP | INT | XF RENO 345/1 kV ftlo LN MORR - UNRIDGE 230 kV | 280 | 308 | XF RENO 345/1 kV | LN MORR - UNRIDGE 230 kV | 2014-12-01 12:58 | 2015-06-23 14:04 | XF: WR.WR.RENO.2.2P | LN: WR.WR.SUMMMORR23_1.1
20566 | TMP143_20566 | SWPP | INT | XF SPERVI1 345/230 kV ftlo XF POSTROCK 345/230 kV | 358 | 358 | XF SPERVI1 345/230 kV | XF POSTROCK 345/230 kV | 2014-10-04 08:37 | 2015-06-23 14:04 | XF: SECI.SECI.SPERVI1.1016.A | XF: WR.MIDW.POSTROCK.XF1.XF1
20646 | TEMP76_20646 | SWPP | INT | LN SW_STA - ANADARKO 138 kV ftlo LN GRACMONT - ANADARKO 138 kV | 212 | 212 | LN SW_STA - ANADARKO 138 kV | LN GRACMONT - ANADARKO 138 kV | 2014-11-14 17:03 | 2015-06-23 14:04 | LN: WFEC.WFEC.ANADARKO.A | LN: OKGE.OKGE.WASH_ANAD_2.A
20562 | TMP140_20562 | SWPP | INT | LN SUNCIT1 - MED-LD1 115 kV ftlo LN SPERVI1 - POSTROCK 345 kV | 134 | 133.9 | LN SUNCIT1 - MED-LD1 115 kV | LN SPERVI1 - POSTROCK 345 kV | 2014-10-02 11:46 | 2015-06-23 14:04 | LN: SECI.SECI.10931.A | LN: WR.MIDW.POSTRCK_SPERV.A
20829 | TMP141_20829 | SWPP | INT | LN KNOLL1 - REDLIN 115 kV ftlo LN G_GENT1 - REDWLO1 345 kV | 80 | 80 | LN KNOLL1 - REDLIN 115 kV | LN G_GENT1 - REDWLO1 345 kV | 2015-03-18 18:31 | 2015-06-23 14:04 | LN: WR.MIDW.9995.A | LN: NPPD.NPPD.12111.A
20844 | TMP135_20844 | SWPP | INT | LN NRTHEAST - CROSTOWN 161 kV ftlo LN NRTHEAST - GRAND_AV 161 kV | 259 | 259 | LN NRTHEAST - CROSTOWN 161 kV | LN NRTHEAST - GRAND_AV 161 kV | 2015-03-27 15:23 | 2015-06-23 14:04 | LN: KCPL.KCPL.CROSTO_NRTHEA1.1 | LN: KCPL.KCPL.GRAND__NRTHEA1.A
20845 | TMP139_20845 | SWPP | INT | LN WEKIWA - KEYSTON2 138 kV ftlo LN TULSA_NO - CLEVLND7 345 kV | 152 | 152 | LN WEKIWA - KEYSTON2 138 kV | LN TULSA_NO - CLEVLND7 345 kV | 2015-03-27 17:39 | 2015-06-23 14:04 | LN: SPA.SPA.KEYSTONE_72.A | LN: GRDA.GRDA.CLEVELAND.A
21015 | TEMP89_21015 | SWPP | INT | LN BRKN_BOW - HOCHTWN 138 kV ftlo LN BRKN_BOW - CRAIG_J 138 kV | 143 | 143 | LN BRKN_BOW - HOCHTWN 138 kV | LN BRKN_BOW - CRAIG_J 138 kV | 2015-06-10 10:26 | 2015-06-23 14:04 | LN: SPA.SPA.7464.A | LN: SPA.SPA.BROKEN_BOW.A
20853 | TMP158_20853 | SWPP | INT | LN TERRY_CO - DENVER_C 115 kV ftlo LN TOLKSUB - YOAKUM 230 kV | 147 | 147 | LN TERRY_CO - DENVER_C 115 kV | LN TOLKSUB - YOAKUM 230 kV | 2015-04-02 10:04 | 2015-06-23 14:04 | LN: SPS.SPS.163.1 | LN: SPS.SPS.122.1
20899 | TMP188_20899 | SWPP | INT | LN SUTHLND - PAXTON 115 kV ftlo LN G_GENT1 - KEYSTONE 345 kV | 108 | 108 | LN SUTHLND - PAXTON 115 kV | LN G_GENT1 - KEYSTONE 345 kV | 2015-04-16 13:19 | 2015-06-23 14:04 | LN: NPPD.NPPD.PAXTOSUTHL11_1.1 | LN: NPPD.NPPD.NP_3509.A
20833 | TMP154_20833 | SWPP | INT | LN JOHNSON2 - CANADAY 115 kV ftlo LN N_PLT1 - C_CREEK 230 kV | 80 | 88 | LN JOHNSON2 - CANADAY 115 kV | LN N_PLT1 - C_CREEK 230 kV | 2015-03-22 12:14 | 2015-06-23 14:04 | LN: NPPD.NPPD.NP_1243.A | LN: NPPD.NPPD.N_PLT1_C_CREEK.A
20839 | TMP157_20839 | SWPP | INT | XF POTASH_J 230/115 kV ftlo LN POTASH_J - PECOS_IN 230 kV | 150 | 150 | XF POTASH_J 230/115 kV | LN POTASH_J - PECOS_IN 230 kV | 2015-03-25 16:30 | 2015-06-23 14:04 | XF: SPS.SPS.POTASH_J.841.PTJ_115XF | LN: SPS.SPS.PECOS_POTAS.A
20746 | TMP153_20746 | SWPP | INT | LN SIDNEY - COLTON 115 kV ftlo LN SIDNEY - OGALALA 230 kV | 109 | 109 | LN SIDNEY - COLTON 115 kV | LN SIDNEY - OGALALA 230 kV | 2015-01-28 18:47 | 2015-06-23 14:04 | LN: NPPD.NPPD.SIDNECOLTO11_1.1 | LN: NPPD.NPPD.SIDNEOGALA23_1.1
20676 | TMP146_20676 | SWPP | INT | LN SHOOTSTR - GRNBUR1 115 kV ftlo LN FINNEY1 - HITCH 345 kV | 120 | 135.8 | LN SHOOTSTR - GRNBUR1 115 kV | LN FINNEY1 - HITCH 345 kV | 2014-12-05 23:54 | 2015-06-23 14:04 | LN: SECI.SECI.SHOOT_GRNBUR.A | LN: SPS.SPS.FINNEY_HITCH.A
20685 | TMP149_20685 | SWPP | INT | XF VALLIANT 345/138 kV ftlo XF VALLIANT 345/138 kV | 215 | 237 | XF VALLIANT 345/138 kV | XF VALLIANT 345/138 kV | 2014-12-12 13:35 | 2015-06-23 14:04 | XF: CSWS.CSWS.VALLIANT.2165.1 | XF: CSWS.CSWS.VALLIANT.2164.3
21032 | TEMP91_21032 | WAPA | INT | LN DKSNNDWP - MANDAN 230 kV ftlo LN CHAR_CK - ANTELOP 345 kV | 240 | 240 | LN DKSNNDWP - MANDAN 230 kV | LN CHAR_CK - ANTELOP 345 kV | 2015-06-14 23:06 | 2015-06-26 13:50 | LN: MDU.MDU.MANDADKSNN23_1.1 | LN: WAUE.WAUE.CHAR_ANTEL34_1.1
20955 | TEMP98_20955 | MISO | RCF | LN HODGE - LUCKY 115 kV ftlo LN MONTGM - CLARN 230 kV | 77 | 77 | LN HODGE - LUCKY 115 kV | LN MONTGM - CLARN 230 kV | 2015-05-18 15:00 | 2015-07-01 23:29 | LN: EES.EES.HODGE__LUCKY_3.A | LN: EES.EES.5068.A
20956 | TEMP99_20956 | MISO | RCF | LN VIENNA - TRUSSL 115 kV ftlo LN DANVL3 - JONSB3 115 kV | 115 | 115 | LN VIENNA - TRUSSL 115 kV | LN DANVL3 - JONSB3 115 kV | 2015-05-15 10:39 | 2015-07-01 23:29 | LN: CAJN.CAJN.TRUSSL_VIENNA3.A | LN: EES.EES.DANVL3_JONSB33.A
20940 | TEMP85_20940 | MISO_S | RCF | LN RUSL_N - RUSL_E 161 kV ftlo LN ARK_NU - PLS_HL 500 kV | 396 | 396 | LN RUSL_N - RUSL_E 161 kV | LN ARK_NU - PLS_HL 500 kV | 2015-05-05 11:53 | 2015-07-01 23:29 | LN: EES.EES.RUSL_E_RUSL_N5.A | LN: EES.EES.ARK_NU_PLS_HL8.A
20941 | TEMP86_20941 | MISO_S | RCF | LN RUSL_N - RUSL_E 161 kV ftlo LN ATKINS2 - RUSL_E 161 kV | 396 | 396 | LN RUSL_N - RUSL_E 161 kV | LN ATKINS2 - RUSL_E 161 kV | 2015-05-05 11:53 | 2015-07-01 23:29 | LN: EES.EES.RUSL_E_RUSL_N5.A | LN: EES.EES.ATKINS_RUSL_E5.A
20978 | TMP131_20978 | MISO | RCF | LN TAYLOR_1 - SPRHIL 115 kV ftlo LN EL_EHV - MOLIVE 500 kV | 120 | 120 | LN TAYLOR_1 - SPRHIL 115 kV | LN EL_EHV - MOLIVE 500 kV | 2015-05-20 13:47 | 2015-07-01 23:29 | LN: EES.EES.SPRHIL_TAYLOR3.A | LN: EES.EES.EL_EHEL_EH50_1.A
20979 | TMP132_20979 | MISO | RCF | LN TAYLOR_1 - SPRHIL 115 kV ftlo LN NWTEXAR - WELSH 345 kV | 120 | 120 | LN TAYLOR_1 - SPRHIL 115 kV | LN NWTEXAR - WELSH 345 kV | 2015-05-20 13:47 | 2015-07-01 23:29 | LN: EES.EES.SPRHIL_TAYLOR3.A | LN: CSWS.CSWS.953.A
20983 | TMP129_20983 | MISO | RCF | LN TAYLOR_1 - SPRHIL 115 kV ftlo XF EL_EHV 500/1 kV | 106 | 120 | LN TAYLOR_1 - SPRHIL 115 kV | XF EL_EHV 500/1 kV | 2015-05-26 14:04 | 2015-07-01 23:29 | LN: EES.EES.SPRHIL_TAYLOR3.A | XF: EES.EES.EL_EHV.AT2.AT2
20700 | TMP152_20700 | SWPP | RCF | LN BUCKNER7 - SPERVI1 345 kV ftlo LN FINNEY1 - HITCH 345 kV | 612 | 612 | LN BUCKNER7 - SPERVI1 345 kV | LN FINNEY1 - HITCH 345 kV | 2014-12-22 18:57 | 2015-07-01 23:29 | LN: SECI.SECI.10149.A | LN: SPS.SPS.FINNEY_HITCH.A
20904 | TMP191_20904 | SWPP | RCF | LN COOPER - ST_JOE 345 kV ftlo LN COOPER - FAIRPORT 345 kV | 1073 | 1195 | LN COOPER - ST_JOE 345 kV | LN COOPER - FAIRPORT 345 kV | 2015-04-20 11:09 | 2015-07-01 23:29 | LN: NPPD.NPPD.11310.A | LN: NPPD.NPPD.FAIRPT-COOPR.A
20851 | TMP177_20851 | MISO | RCF | LN VIENNA - TRUSSL 115 kV ftlo LN SAREPT - MINDE3 115 kV | 115 | 116 | LN VIENNA - TRUSSL 115 kV | LN SAREPT - MINDE3 115 kV | 2015-04-10 19:39 | 2015-07-01 23:29 | LN: CAJN.CAJN.TRUSSL_VIENNA3.A | LN: EES.EES.MINDE3_SAREPT3.A
20510 | TMP107_20510 | SWPP | INT | XF LP-SOUT2 230/69 kV ftlo LN JONESSUB - LP-HOLL2 230 kV | 100 | 100 | XF LP-SOUT2 230/69 kV | LN JONESSUB - LP-HOLL2 230 kV | 2014-09-04 09:49 | 2015-07-01 23:29 | XF: SPS.SPS.LP-SOUT2.TR1.TR1_236 | LN: SPS.SPS.LP-HOL_JONES_1.A
20529 | TMP123_20529 | SWPP | INT | LN WDWRD1 - FPLSWTCH 138 kV ftlo XF WDWRD1 138/69 kV | 133 | 153 | LN WDWRD1 - FPLSWTCH 138 kV | XF WDWRD1 138/69 kV | 2014-09-16 14:17 | 2015-07-01 23:29 | LN: OKGE.OKGE.8691.A | XF: OKGE.OKGE.WDWRD1.8689.A
20429 | TEMP17_20429 | SWPP | RCF | LN CBLUFFS - SUB1206 161 kV ftlo LN SUB701 - SUB1211 161 kV | 558 | 558 | LN CBLUFFS - SUB1206 161 kV | LN SUB701 - SUB1211 161 kV | 2014-07-17 16:08 | 2015-07-31 08:40 | LN: MEC.MEC.S1206CBLUF16_1.1 | LN: OPPD.OPPD.SUB12SUB7016_1.1
20387 | TEMP07_20387 | SWPP | RCF | LN RAUN - TEKAMHO 161 kV ftlo LN RAUN - FT_CAL 345 kV | 217 | 217 | LN RAUN - TEKAMHO 161 kV | LN RAUN - FT_CAL 345 kV | 2014-06-20 09:53 | 2015-07-31 08:40 | LN: MEC.MEC.RAUNTEKAM16_1.1 | LN: MEC.MEC.FT_CARAUN34_1.1
20388 | TEMP08_20388 | SWPP | RCF | LN SUB3740 - SUB3455 345 kV ftlo LN NEBRCTY - 103_ROKE 345 kV | 1073 | 1073 | LN SUB3740 - SUB3455 345 kV | LN NEBRCTY - 103_ROKE 345 kV | 2014-06-20 09:53 | 2015-07-31 08:40 | LN: OPPD.OPPD.SUB37SUB3434_1.1 | LN: LES.LES.103_RNEBRC34_1.1
20431 | TEMP19_20431 | SWPP | RCF | LN CBLUFFS - SUB1206 161 kV ftlo LN ROLLHILS - MADNCO 345 kV | 558 | 558 | LN CBLUFFS - SUB1206 161 kV | LN ROLLHILS - MADNCO 345 kV | 2014-07-17 16:08 | 2015-07-31 09:15 | LN: MEC.MEC.S1206CBLUF16_1.1 | LN: MEC.MEC.ROLLHMADNC34_1.1
20432 | TEMP20_20432 | SWPP | RCF | LN SUB701 - SUB1211 161 kV ftlo LN CBLUFFS - SUB1206 161 kV | 335 | 335 | LN SUB701 - SUB1211 161 kV | LN CBLUFFS - SUB1206 161 kV | 2014-07-17 16:08 | 2015-07-31 09:15 | LN: OPPD.OPPD.SUB12SUB7016_1.1 | LN: MEC.MEC.S1206CBLUF16_1.1
20874 | TMP168_20874 | SWPP | RCF | LN RAUN - TEKAMHO 161 kV ftlo LN RAUN - HOSKINS 345 kV | 217 | 217 | LN RAUN - TEKAMHO 161 kV | LN RAUN - HOSKINS 345 kV | 2015-04-09 16:54 | 2015-07-31 09:15 | LN: MEC.MEC.RAUNTEKAM16_1.1 | LN: MEC.MEC.RAUNHOSKI34_1.1
20875 | TMP169_20875 | SWPP | RCF | LN SUB1221 - SUB1231 161 kV ftlo LN SUB3456 - SUB3459 345 kV | 217 | 217 | LN SUB1221 - SUB1231 161 kV | LN SUB3456 - SUB3459 345 kV | 2015-04-09 17:06 | 2015-07-31 09:15 | LN: OPPD.OPPD.SUB12SUB1216_9.1 | LN: OPPD.OPPD.SUB34SUB3434_2.1
20629 | TEMP70_20629 | SWPP | INT | LN CARLISLE - DOUD 115 kV ftlo LN LUBBOCKS - WOLFFORT 230 kV | 159 | 159 | LN CARLISLE - DOUD 115 kV | LN LUBBOCKS - WOLFFORT 230 kV | 2014-11-09 12:35 | 2015-07-31 09:15 | LN: SPS.SPS.CARLIDOUD11_1.1 | LN: SPS.SPS.160.1
21014 | TEMP59_21014 | SWPP | INT | LN SARDIS - CLAYTON 138 kV ftlo LN PITTSB9 - VALLIANT 345 kV | 98 | 98 | LN SARDIS - CLAYTON 138 kV | LN PITTSB9 - VALLIANT 345 kV | 2015-06-10 10:26 | 2015-07-31 09:15 | LN: CSWS.CSWS.81_835A.A | LN: CSWS.CSWS.2160.A
21025 | TMP202_21025 | WAPA | RCF | LN LELANDO - STANTON2 230 kV ftlo LN SQBUTTEW - STANTON2 230 kV | 285 | 285 | LN LELANDO - STANTON2 230 kV | LN SQBUTTEW - STANTON2 230 kV | 2015-06-10 13:55 | 2015-07-31 09:15 | LN: GRE.GRE.LELANSTANT23_1.1 | LN: OTP.OTP.SQBUTSTANT23_1.1
21027 | TMP204_21027 | WAPA | INT | LN BEULAH - STAN_TP 115 kV ftlo LN COYOTE - CENTER2 345 kV | 120 | 121 | LN BEULAH - STAN_TP 115 kV | LN COYOTE - CENTER2 345 kV | 2015-06-10 13:55 | 2015-07-31 09:15 | LN: MDU.MDU.STAN_BEULA11_1.1 | LN: OTP.OTP.CENTECOYOT34_1.1
21051 | TMP115_21051 | WAPA | INT | LN NELSONTP - MINOT 115 kV ftlo LN HILKEN - BISMARK2 230 kV | 182 | 182 | LN NELSONTP - MINOT 115 kV | LN HILKEN - BISMARK2 230 kV | 2015-06-17 12:12 | 2015-07-31 09:15 | LN: WAUE.WAUE.NELSOMINOT11_1.1 | LN: WAUE.WAUE.HILKEBISMA23_1.1
21055 | TMP205_21055 | SWPP | INT | LN 134PENTP - WESTMOR4 138 kV ftlo LN HOLWD - INDNH 138 kV | 268 | 308 | LN 134PENTP - WESTMOR4 138 kV | LN HOLWD - INDNH 138 kV | 2015-06-21 15:17 | 2015-07-31 09:15 | LN: OKGE.OKGE.WEST_134PENTP.A | LN: OKGE.OKGE.8862.A
21099 | TEMP86_21099 | MISO | RCF | LN WODWRD - ALTIMX 115 kV ftlo LN WODWRD - STUTRK 230 kV | 106 | 106 | LN WODWRD - ALTIMX 115 kV | LN WODWRD - STUTRK 230 kV | 2015-07-16 08:23 | 2015-08-03 23:11 | LN: EES.EES.ALTIMX_WODWRD3.A | LN: EES.EES.STUTRK_WODWRD6.A
20752 | TMP160_20752 | MISO_N | RCF | LN BUNGE - HASTING 161 kV ftlo LN COOPER - FAIRPORT 345 kV | 199 | 199 | LN BUNGE - HASTING 161 kV | LN COOPER - FAIRPORT 345 kV | 2015-02-21 21:11 | 2015-08-03 23:11 | LN: MEC.MEC.BUNGEHASTI16_1.1 | LN: NPPD.NPPD.FAIRPT-COOPR.A
20903 | TMP124_20903 | MISO | RCF | LN NORFORK - CALICO 161 kV ftlo XF INDEP2 500/161 kV | 148 | 148 | LN NORFORK - CALICO 161 kV | XF INDEP2 500/161 kV | 2015-06-22 17:19 | 2015-08-03 23:11 | LN: SPA.SPA.NORFRK-CALICO5.A | XF: EES.EES.INDEP2.AT1.AT1
20772 | TMP161_20772 | MISO_N | RCF | LN HASTING - CLARNDA 161 kV ftlo LN COOPER - FAIRPORT 345 kV | 199 | 199 | LN HASTING - CLARNDA 161 kV | LN COOPER - FAIRPORT 345 kV | 2015-02-21 21:11 | 2015-08-03 23:11 | LN: MEC.MEC.CLARNHASTI16_1.1 | LN: NPPD.NPPD.FAIRPT-COOPR.A
20835 | TMP122_20835 | SWPP | RCF | LN COOPER - ST_JOE 345 kV ftlo LN COOPER - FAIRPORT 345 kV | 1073 | 1195 | LN COOPER - ST_JOE 345 kV | LN COOPER - FAIRPORT 345 kV | 2015-03-23 17:33 | 2015-08-03 23:11 | LN: NPPD.NPPD.11310.A | LN: NPPD.NPPD.FAIRPT-COOPR.A
20862 | TEMP26_20862 | SWPP | INT | LN SMITH-1 - PHLBUR1 115 kV ftlo LN CONCOR3 - CLIFTO1 115 kV | 80 | 79.7 | LN SMITH-1 - PHLBUR1 115 kV | LN CONCOR3 - CLIFTO1 115 kV | 2015-04-06 15:13 | 2015-08-05 10:26 | LN: SECI.SECI.10948.A | LN: SECI.SECI.10890.A
21063 | TEMP33_21063 | SWPP | INT | LN SUTHLND - PAXTON 115 kV ftlo LN G_GENT1 - KEYSTONE 345 kV | 108 | 108 | LN SUTHLND - PAXTON 115 kV | LN G_GENT1 - KEYSTONE 345 kV | 2015-06-25 19:23 | 2015-08-05 10:26 | LN: NPPD.NPPD.PAXTOSUTHL11_1.1 | LN: NPPD.NPPD.NP_3509.A
21074 | TEMP38_21074 | SWPP | RCF | LN NEBRCTY - 103_ROKE 345 kV ftlo LN SUB3454 - WAGENER 345 kV | 1195 | 1195 | LN NEBRCTY - 103_ROKE 345 kV | LN SUB3454 - WAGENER 345 kV | 2015-07-02 15:56 | 2015-08-05 10:26 | LN: LES.LES.103_RNEBRC34_1.1 | LN: LES.LES.WAGENSUB3434_1.1
21075 | TEMP44_21075 | SWPP | INT | LN MOUN - HALS 138 kV ftlo LN EMPEC - WICH 345 kV | 124 | 146 | LN MOUN - HALS 138 kV | LN EMPEC - WICH 345 kV | 2015-07-02 19:04 | 2015-08-05 10:26 | LN: WR.WR.83.1 | LN: WR.WR.EMPEC_WICH.1
21066 | TEMP35_21066 | SWPP | INT | LN ESTR_WR - WEMP 115 kV ftlo LN LANG - 30PR 115 kV | 92 | 92 | LN ESTR_WR - WEMP 115 kV | LN LANG - 30PR 115 kV | 2015-06-29 17:21 | 2015-08-05 10:26 | LN: WR.WR.ESTR_WEMP11_1.1 | LN: WR.WR.LANG_30PRAIRIE.A
21013 | TEMP04_21013 | SWPP | INT | LN HARRSUB - POTTER_S 230 kV ftlo LN HARRSUB - NICHSUB 230 kV | 319 | 351 | LN HARRSUB - POTTER_S 230 kV | LN HARRSUB - NICHSUB 230 kV | 2015-06-09 21:57 | 2015-08-05 10:26 | LN: SPS.SPS.HARRSPOTTE23_1.1 | LN: SPS.SPS.HARR_NICHS_1.1
20994 | TEMP29_20994 | SWPP | INT | LN NRTHEAST - GRAND_AV 161 kV ftlo LN NRTHEAST - GA_WEST 161 kV | 259 | 259 | LN NRTHEAST - GRAND_AV 161 kV | LN NRTHEAST - GA_WEST 161 kV | 2015-06-01 19:11 | 2015-08-05 10:26 | LN: KCPL.KCPL.GRAND__NRTHEA1.A | LN: KCPL.KCPL.NAVY___NRTHEA1.1
20434 | TEMP23_20434 | SWPP | RCF | LN SUB1211 - SUB1250 161 kV ftlo LN SUB1211 - SUB1250 161 kV | 221 | 223 | LN SUB1211 - SUB1250 161 kV | LN SUB1211 - SUB1250 161 kV | 2014-07-18 13:24 | 2015-08-05 10:26 | LN: OPPD.OPPD.SUB12SUB121645.1 | LN: OPPD.OPPD.SUB12SUB121624.1
21007 | TEMP88_21007 | SWPP | INT | LN WEATH - THOMAS_T 69 kV ftlo LN WTH_SE4 - WEATH_J 138 kV | 39 | 39 | LN WEATH - THOMAS_T 69 kV | LN WTH_SE4 - WEATH_J 138 kV | 2015-06-05 16:36 | 2015-08-05 10:26 | LN: CSWS.CSWS.66-622.A | LN: CSWS.CSWS.81-570.A
20938 | TEMP51_20938 | SWPP | INT | LN ASB3491 - CJ366 161 kV ftlo LN BLACKBRY - JASPER7 345 kV | 223 | 223 | LN ASB3491 - CJ366 161 kV | LN BLACKBRY - JASPER7 345 kV | 2015-05-03 11:28 | 2015-08-05 10:26 | LN: EDE.EDE.11359.A | LN: AECI.AECI.BLCKBRY_JASPER.A
20949 | TEMP79_20949 | SWPP | INT | LN NELIGH - TILDEN 115 kV ftlo LN BLMFLD - GAVINS 115 kV | 121 | 133 | LN NELIGH - TILDEN 115 kV | LN BLMFLD - GAVINS 115 kV | 2015-05-11 09:19 | 2015-08-05 10:26 | LN: NPPD.NPPD.NELIGH_TILDEN.A | LN: WAUE.WAUE.GAVINBLMFL11_1.1
20953 | TEMP87_20953 | SWPP | INT | LN PHLBUR1 - SMITH-1 115 kV ftlo LN JEFF - EMAN 230 kV | 80 | 80 | LN PHLBUR1 - SMITH-1 115 kV | LN JEFF - EMAN 230 kV | 2015-05-12 10:16 | 2015-08-05 10:26 | LN: SECI.SECI.10948.A | LN: WR.WR.EMANJEFF23_1.1
21086 | TEMP65_21086 | SWPP | INT | LN KENNET1 - PARAGL1 161 kV ftlo LN JONSB2 - JBORO7 161 kV | 236 | 236 | LN KENNET1 - PARAGL1 161 kV | LN JONSB2 - JBORO7 161 kV | 2015-07-12 16:22 | 2015-08-05 10:26 | LN: SPA.SPA.7296.A | LN: SPA.SPA.JBORO7-JBORO25.A
20917 | TMP100_20917 | SWPP | INT | LN SNRPMPT4 - OSAGE_OG 138 kV ftlo LN SONR1 - MORSN 138 kV | 287 | 287 | LN SNRPMPT4 - OSAGE_OG 138 kV | LN SONR1 - MORSN 138 kV | 2015-04-24 19:13 | 2015-08-05 10:26 | LN: OKGE.OKGE.8655.A | LN: OKGE.OKGE.8704.A
20920 | TEMP47_20920 | SWPP | INT | LN OKAY - ASHD_REA 138 kV ftlo LN TURK_PP - NWTEXAR 345 kV | 370 | 561 | LN OKAY - ASHD_REA 138 kV | LN TURK_PP - NWTEXAR 345 kV | 2015-04-27 16:29 | 2015-08-05 10:26 | LN: CSWS.CSWS.PATT_OKAY_1B.T1 | LN: CSWS.CSWS.NWTEX_TURK.A
20921 | TEMP49_20921 | SWPP | INT | LN JOHNSON2 - GOSPER 115 kV ftlo LN N_PLT1 - STOCKVL 115 kV | 120 | 132 | LN JOHNSON2 - GOSPER 115 kV | LN N_PLT1 - STOCKVL 115 kV | 2015-04-28 02:33 | 2015-08-05 10:26 | LN: NPPD.NPPD.NP_1133A.A | LN: NPPD.NPPD.N_PLT1_STOCKVL.A
20753 | TEMP63_20753 | SWPP | INT | LN MCCLAI - 134PENTP 138 kV ftlo LN MCCLAI - SARA 138 kV | 478 | 478 | LN MCCLAI - 134PENTP 138 kV | LN MCCLAI - SARA 138 kV | 2015-02-04 14:51 | 2015-08-05 10:26 | LN: OKGE.OKGE.MCCL_134PENTP.A | LN: OKGE.OKGE.MCCLAI_SARA__1.A
20593 | TMP105_20593 | SWPP | INT | LN BLMFLD - GAVINS 115 kV ftlo LN PTRBRG_N - PETRSBG 115 kV | 120 | 132 | LN BLMFLD - GAVINS 115 kV | LN PTRBRG_N - PETRSBG 115 kV | 2014-10-15 20:58 | 2015-08-05 10:26 | LN: WAUE.WAUE.GAVINBLMFL11_1.1 | LN: NPPD.NPPD.1368.A
20645 | TEMP75_20645 | SWPP | INT | LN HALE_CO - TUCO 115 kV ftlo LN TOLKSUB - TUCO 230 kV | 96 | 96 | LN HALE_CO - TUCO 115 kV | LN TOLKSUB - TUCO 230 kV | 2014-11-14 17:03 | 2015-08-05 10:26 | LN: SPS.SPS.TUCOHALE_11_1.1 | LN: SPS.SPS.TOLKSTUCO50_1.1
20686 | TMP150_20686 | SWPP | INT | LN SHOOTSTR - GRNBUR1 115 kV ftlo XF SPERVI1 345/230 kV | 120 | 136 | LN SHOOTSTR - GRNBUR1 115 kV | XF SPERVI1 345/230 kV | 2014-12-13 05:06 | 2015-08-05 10:26 | LN: SECI.SECI.SHOOT_GRNBUR.A | XF: SECI.SECI.SPERVI1.1016.A
20687 | TMP151_20687 | SWPP | RCF | LN VICTRY_H - CRAWFRD 115 kV ftlo LN STEGALL - WAYSID_W 230 kV | 128 | 140 | LN VICTRY_H - CRAWFRD 115 kV | LN STEGALL - WAYSID_W 230 kV | 2014-12-15 14:19 | 2015-08-05 10:26 | LN: NPPD.NPPD.NP_690-B.A | LN: WAUE.WAUE.WAYSISTEGA23_1.1
20847 | TMP155_20847 | SWPP | INT | LN MO_CITY - ECKLES 161 kV ftlo LN HAWTHORN - SIBLEY 345 kV | 323 | 323 | LN MO_CITY - ECKLES 161 kV | LN HAWTHORN - SIBLEY 345 kV | 2015-03-28 21:32 | 2015-08-05 10:26 | LN: INDN.INDN.ECKLE__MO_CIT1.1 | LN: MPS.MPS.HAWTHO_SIBLEY1.A
20841 | TMP130_20841 | SWPP | RCF | LN SUB3456 - SUB3455 345 kV ftlo LN SUB3456 - SUB3459 345 kV | 956 | 956 | LN SUB3456 - SUB3455 345 kV | LN SUB3456 - SUB3459 345 kV | 2015-03-26 16:36 | 2015-08-05 10:26 | LN: OPPD.OPPD.SUB34SUB3434_3.1 | LN: OPPD.OPPD.SUB34SUB3434_2.1
21107 | TMP123_21107 | SWPP | INT | XF ARSENAL 138/69 kV ftlo LN ARSENAL - MCWILLIE 138 kV | 237 | 237 | XF ARSENAL 138/69 kV | LN ARSENAL - MCWILLIE 138 kV | 2015-07-20 19:30 | 2015-08-05 10:26 | XF: CSWS.CSWS.ARSENAL.820.NORTH_13 | LN: CSWS.CSWS.826C.T1
21062 | TMP127_21062 | SWPP | INT | LN NSES - NEPA 138 kV ftlo LN COFFEYT4 - DEAR 138 kV | 194 | 215 | LN NSES - NEPA 138 kV | LN COFFEYT4 - DEAR 138 kV | 2015-06-24 19:47 | 2015-08-05 10:26 | LN: WR.WR.NEPANSES13_1.1 | LN: CSWS.CSWS.10324.A
21044 | TMP113_21044 | SWPP | INT | LN DIERKS - UMPIRE_R 69 kV ftlo LN LYDIA - VALLIANT 345 kV | 66 | 66 | LN DIERKS - UMPIRE_R 69 kV | LN LYDIA - VALLIANT 345 kV | 2015-06-15 13:18 | 2015-08-05 10:26 | LN: CSWS.CSWS.MENA_DIERKS_1D.T1 | LN: CSWS.CSWS.926.A
21049 | TMP114_21049 | WAPA | INT | LN HILKEN - BISMARK2 230 kV ftlo LN GARRISN - JAMESTN 230 kV | 319 | 351 | LN HILKEN - BISMARK2 230 kV | LN GARRISN - JAMESTN 230 kV | 2015-06-17 12:12 | 2015-08-05 10:26 | LN: WAUE.WAUE.HILKEBISMA23_1.1 | LN: WAUE.WAUE.GARRIJAMES23_1.1
20973 | TMP106_20973 | SWPP | INT | LN BANN - RED_SPRG 138 kV ftlo LN NWTEXAR - WELSH 345 kV | 238 | 238 | LN BANN - RED_SPRG 138 kV | LN NWTEXAR - WELSH 345 kV | 2015-05-18 14:53 | 2015-08-05 10:26 | LN: CSWS.CSWS.BANN_WATLAN_1A.A | LN: CSWS.CSWS.953.A
20975 | TMP111_20975 | SWPP | INT | LN LITC - ASB3491 161 kV ftlo LN BLACKBRY - JASPER7 345 kV | 223 | 223 | LN LITC - ASB3491 161 kV | LN BLACKBRY - JASPER7 345 kV | 2015-05-18 15:48 | 2015-08-05 10:26 | LN: EDE.EDE.10282.A | LN: AECI.AECI.BLCKBRY_JASPER.A
20976 | TMP117_20976 | SWPP | INT | LN NNEWBOS - RIFFIN 138 kV ftlo LN NWTEXAR - WELSH 345 kV | 188 | 188 | LN NNEWBOS - RIFFIN 138 kV | LN NWTEXAR - WELSH 345 kV | 2015-05-19 23:20 | 2015-08-05 10:26 | LN: CSWS.CSWS.NNBOS_WILKE_1A.A | LN: CSWS.CSWS.953.A
20977 | TMP118_20977 | SWPP | INT | LN CUSTER - ELLIS_TP 138 kV ftlo LN SWEETWT6 - WHEELER 230 kV | 144 | 179 | LN CUSTER - ELLIS_TP 138 kV | LN SWEETWT6 - WHEELER 230 kV | 2015-05-20 03:01 | 2015-08-05 10:26 | LN: CSWS.CSWS.ELLIS_REDHILS.A | LN: SPS.SPS.SWEET_WHEEL.A
20906 | TMP193_20906 | SWPP | INT | LN KNOLL1 - REDLIN 115 kV ftlo LN WR_SMKHL - SUMM 230 kV | 80 | 80 | LN KNOLL1 - REDLIN 115 kV | LN WR_SMKHL - SUMM 230 kV | 2015-04-20 15:19 | 2015-08-05 10:26 | LN: WR.MIDW.9995.A | LN: WR.MIDW.SUMM_SMKHL.A
21009 | TMP184_21009 | SWPP | RCF | LN DIANA - NGPL 138 kV ftlo LN DIANA - PIRKEY 345 kV | 258 | 258 | LN DIANA - NGPL 138 kV | LN DIANA - PIRKEY 345 kV | 2015-06-07 23:03 | 2015-08-05 10:26 | LN: CSWS.CSWS.894.A | LN: CSWS.CSWS.895.A
20986 | TMP199_20986 | SWPP | INT | XF MENA4 138/69 kV ftlo LN VALLIANT - LYDIA 345 kV | 93 | 102 | XF MENA4 138/69 kV | LN VALLIANT - LYDIA 345 kV | 2015-06-06 07:19 | 2015-08-05 10:26 | XF: CSWS.CSWS.MENA4.TR1.MENCRAIG | LN: CSWS.CSWS.926.A
20980 | TMP194_20980 | SWPP | RCF | LN SUB1226 - TEKAMHO 161 kV ftlo LN NW68HOL - COLMBS_E 345 kV | 256 | 256 | LN SUB1226 - TEKAMHO 161 kV | LN NW68HOL - COLMBS_E 345 kV | 2015-05-20 17:27 | 2015-08-05 10:26 | LN: OPPD.OPPD.TEKAMSUB1216_1.1 | LN: LES.LES.LN3521.A
20838 | TMP156_20838 | SWPP | RCF | LN SWIS - W_GARDNR 345 kV ftlo LN ST_JOE - NASHUA 345 kV | 717 | 717 | LN SWIS - W_GARDNR 345 kV | LN ST_JOE - NASHUA 345 kV | 2015-03-25 15:09 | 2015-08-05 10:26 | LN: KCPL.KCPL.SWIS_WGARD.A | LN: KCPL.KCPL.NASHUA_ST_JOE.A
20854 | TMP163_20854 | SWPP | INT | XF NASHUA 345/1 kV ftlo LN IATAN - STRA 345 kV | 650 | 715 | XF NASHUA 345/1 kV | LN IATAN - STRA 345 kV | 2015-04-02 13:31 | 2015-08-05 10:26 | XF: KCPL.KCPL.NASHUA.T1.T1_H | LN: KCPL.KCPL.IATAN__STR_CR1.1
20873 | TMP172_20873 | SWPP | RCF | LN SUB1226 - TEKAMHO 161 kV ftlo LN SHELLCRK - HOSKINS 345 kV | 256 | 256 | LN SUB1226 - TEKAMHO 161 kV | LN SHELLCRK - HOSKINS 345 kV | 2015-04-09 16:47 | 2015-08-05 10:26 | LN: OPPD.OPPD.TEKAMSUB1216_1.1 | LN: NPPD.NPPD.NP_3515.A
20878 | TMP174_20878 | SWPP | RCF | LN ST_JOE - WOODBIN5 161 kV ftlo LN ST_JOE - EASTTOWN 345 kV | 293 | 334 | LN ST_JOE - WOODBIN5 161 kV | LN ST_JOE - EASTTOWN 345 kV | 2015-04-10 15:01 | 2015-08-05 10:26 | LN: MPS.MPS.11311.A | LN: MPS.MPS.EASTTOWN_STJOE.A
20884 | TMP178_20884 | SWPP | INT | LN NESCTY - ALXNDR 115 kV ftlo LN BUCKNER7 - SPERVI1 345 kV | 83 | 99 | LN NESCTY - ALXNDR 115 kV | LN BUCKNER7 - SPERVI1 345 kV | 2015-04-13 11:04 | 2015-08-05 10:26 | LN: WR.MIDW.10028.A | LN: SECI.SECI.10149.A
20885 | TMP179_20885 | SWPP | INT | LN HOXIE_1 - BEACH 115 kV ftlo LN BUCKNER7 - SPERVI1 345 kV | 80 | 80 | LN HOXIE_1 - BEACH 115 kV | LN BUCKNER7 - SPERVI1 345 kV | 2015-04-13 11:04 | 2015-08-05 10:26 | LN: WR.MIDW.9986.A | LN: SECI.SECI.10149.A
20887 | TMP185_20887 | SWPP | INT | LN SHOOTSTR - GRNBUR1 115 kV ftlo LN CRKCREEK - CUDAHY1 115 kV | 120 | 136 | LN SHOOTSTR - GRNBUR1 115 kV | LN CRKCREEK - CUDAHY1 115 kV | 2015-04-13 13:03 | 2015-08-05 10:26 | LN: SECI.SECI.SHOOT_GRNBUR.A | LN: SECI.SECI.10897.A
90994 | TEMP33_90994 | SWPP | INT | XF LAKOVR 500/1 kV ftlo LN LAKOVR - RBEHV 500 kV | 9999 | 9999 | XF LAKOVR 500/1 kV | LN LAKOVR - RBEHV 500 kV | 2015-08-13 13:51 | 2015-08-13 14:43 | XF: EES.EES.LAKOVR.AT1.AT1 | LN: EES.EES.RBEHV__LAKOVR8.A
21122 | TMP136_21122 | SWPP | INT | LN WARDWA - BISMARK2 230 kV ftlo LN JMSTNOTP - BUFFALO2 345 kV | 320 | 352 | LN WARDWA - BISMARK2 230 kV | LN JMSTNOTP - BUFFALO2 345 kV | 2015-07-29 06:26 | 2015-08-14 10:51 | LN: WAUE.WAUE.WARDWBISMA23_1.1 | LN: OTP.OTP.BUFFAJMSTN34_1.1
21153 | TEMP88_21153 | SWPP | INT | LN TRIBOJI - MILFRDCB 69 kV ftlo LN CAYLER - WISDOMCB 161 kV | 72 | 72 | LN TRIBOJI - MILFRDCB 69 kV | LN CAYLER - WISDOMCB 161 kV | 2015-08-15 21:41 | 2015-08-17 11:14 | LN: WAUE.WAUE.MILFRTRIBO69_1.1 | LN: ALTW.ALTW.CAYLEWISDO16_1.1
21199 | TMP180_21199 | SWPP | INT | LN TH_HILL - SALISBRY 161 kV ftlo LN MCC2 - KINGDOM 345 kV | 372 | 372 | LN TH_HILL - SALISBRY 161 kV | LN MCC2 - KINGDOM 345 kV | 2015-09-14 12:43 | 2015-09-14 15:33 | LN: AECI.AECI.SALISB_THOM_H1.1 | LN: AECI.AECI.KNGDM-MCCREDIE.A
20430 | TEMP18_20430 | SWPP | RCF | LN CBLUFFS - SUB1206 161 kV ftlo LN FALLOWAV - GRIMES 345 kV | 558 | 558 | LN CBLUFFS - SUB1206 161 kV | LN FALLOWAV - GRIMES 345 kV | 2014-07-17 16:08 | 2015-09-23 08:26 | LN: MEC.MEC.S1206CBLUF16_1.1 | LN: MEC.MEC.FALLOGRIME34_1.1
20442 | TEMP32_20442 | SWPP | INT | XF MCDO 230/115 kV ftlo LN JEFF - EMAN 230 kV | 280 | 308 | XF MCDO 230/115 kV | LN JEFF - EMAN 230 kV | 2014-07-23 17:00 | 2015-09-24 15:26 | XF: WR.WR.MCDO.TR2.XFMR1_230 | LN: WR.WR.EMANJEFF23_1.1
21064 | TEMP05_21064 | SWPP | INT | LN MANDAN - DKSNNDWP 230 kV ftlo LN ANTELOP - CHAR_CK 345 kV | 352 | 352 | LN MANDAN - DKSNNDWP 230 kV | LN ANTELOP - CHAR_CK 345 kV | 2015-06-27 16:01 | 2015-09-24 15:26 | LN: MDU.MDU.MANDADKSNN23_1.1 | LN: WAUE.WAUE.CHAR_ANTEL34_1.1
21069 | TEMP12_21069 | SWPP | INT | LN SPLIT_R - SIOUXFL 230 kV ftlo LN SPLT_RT - SIOUXCY 345 kV | 342 | 342 | LN SPLIT_R - SIOUXFL 230 kV | LN SPLT_RT - SIOUXCY 345 kV | 2015-06-30 12:39 | 2015-09-24 15:26 | LN: NSP.NSP.SIOUXSPLIT23_1.1 | LN: WAUE.WAUE.SPLT_SIOUX34_1.1
20580 | TEMP27_20580 | SWPP | INT | LN BUTL - ALTO 138 kV ftlo LN CAN_RIVR - N345 345 kV | 96 | 96 | LN BUTL - ALTO 138 kV | LN CAN_RIVR - N345 345 kV | 2014-10-09 14:32 | 2015-09-24 15:26 | LN: WR.WR.ALTOBUTL13_1.1 | LN: WR.WR.CANRIVR_N345.A
20768 | TEMP73_20768 | SWPP | INT | LN PENN1 - SNTFE 138 kV ftlo LN PLVAL - HOLWD 138 kV | 191 | 191 | LN PENN1 - SNTFE 138 kV | LN PLVAL - HOLWD 138 kV | 2015-02-13 14:44 | 2015-09-24 15:26 | LN: OKGE.OKGE.8821.A | LN: OKGE.OKGE.8826.A
21072 | TEMP34_21072 | SWPP | INT | XF CUNNSUB 230/115 kV ftlo LN HOBBS - CUNNSUB 230 kV | 167 | 167 | XF CUNNSUB 230/115 kV | LN HOBBS - CUNNSUB 230 kV | 2015-07-01 13:52 | 2015-09-24 15:26 | XF: SPS.SPS.CUNNSUB.805.CUN_115XFM | LN: SPS.SPS.CUNNSUB_HOBBS.A
21092 | TEMP85_21092 | SWPP | INT | XF RENO 345/1 kV ftlo XF SUMM 345/15 kV | 280 | 308 | XF RENO 345/1 kV | XF SUMM 345/15 kV | 2015-07-14 12:15 | 2015-09-24 15:26 | XF: WR.WR.RENO.1.1P | XF: WR.WR.SUMM.3015.SUMM_84H
20999 | TEMP60_20999 | SWPP | INT | LN 134PENTP - WESTMOR4 138 kV ftlo LN 134PENTP - SGATE 138 kV | 268 | 308 | LN 134PENTP - WESTMOR4 138 kV | LN 134PENTP - SGATE 138 kV | 2015-06-03 11:24 | 2015-09-24 15:26 | LN: OKGE.OKGE.WEST_134PENTP.A | LN: OKGE.OKGE.SGATE_134PENTP.A
20355 | TEMP37_20355 | SWPP | INT | LN WR_SMKHL - SUMM 230 kV ftlo LN FINNEY1 - HITCH 345 kV | 330 | 350 | LN WR_SMKHL - SUMM 230 kV | LN FINNEY1 - HITCH 345 kV | 2014-06-05 07:21 | 2015-09-24 15:26 | LN: WR.MIDW.SUMM_SMKHL.A | LN: SPS.SPS.FINNEY_HITCH.A
20311 | TEMP43_20311 | SWPP | INT | XF RENO 345/1 kV ftlo XF SUMM 345/15 kV | 280 | 308 | XF RENO 345/1 kV | XF SUMM 345/15 kV | 2014-05-20 16:47 | 2015-09-24 15:26 | XF: WR.WR.RENO.2.2P | XF: WR.WR.SUMM.3015.SUMM_84H
20893 | TMP189_20893 | SWPP | INT | LN IDALIA - SKST 161 kV ftlo LN NEW_MAD - NEW_MAD 161 kV | 223 | 223 | LN IDALIA - SKST 161 kV | LN NEW_MAD - NEW_MAD 161 kV | 2015-04-16 10:31 | 2015-09-24 15:26 | LN: SPA.SPA.IDALIA-SIKES.A | LN: AECI.AECI.XFMR_1_2_LOW.A
20905 | TMP192_20905 | SWPP | INT | LN AUBU - SWIS 230 kV ftlo LN JEFF - MORR 345 kV | 319 | 351 | LN AUBU - SWIS 230 kV | LN JEFF - MORR 345 kV | 2015-04-20 13:58 | 2015-09-24 15:26 | LN: WR.WR.4011.1 | LN: WR.WR.12.1
20579 | TEMP25_20579 | SWPP | INT | LN CARLISLE - DOUD 115 kV ftlo LN PLXSUB - SUNDOWN2 230 kV | 159 | 159 | LN CARLISLE - DOUD 115 kV | LN PLXSUB - SUNDOWN2 230 kV | 2014-10-09 09:53 | 2015-09-30 23:54 | LN: SPS.SPS.CARLIDOUD11_1.1 | LN: SPS.SPS.125.1
20948 | TEMP61_20948 | SWPP | INT | LN 134PENTP - WESTMOR4 138 kV ftlo LN PLVAL - HOLWD 138 kV | 268 | 308 | LN 134PENTP - WESTMOR4 138 kV | LN PLVAL - HOLWD 138 kV | 2015-05-08 19:27 | 2015-09-30 23:54 | LN: OKGE.OKGE.WEST_134PENTP.A | LN: OKGE.OKGE.8826.A
21089 | TEMP67_21089 | SWPP | INT | LN LUBBOCKE - TUCO 115 kV ftlo LN JONESSUB - TUCO 230 kV | 88 | 88 | LN LUBBOCKE - TUCO 115 kV | LN JONESSUB - TUCO 230 kV | 2015-07-13 12:55 | 2015-09-30 23:54 | LN: SPS.SPS.138.1 | LN: SPS.SPS.137.1
21029 | TEMP80_21029 | SWPP | INT | XF CRAIG 345/161 kV ftlo XF CRAIG 345/161 kV | 400 | 440 | XF CRAIG 345/161 kV | XF CRAIG 345/161 kV | 2015-06-11 23:10 | 2015-09-30 23:54 | XF: KCPL.KCPL.CRAIG.XF33.XF33 | XF: KCPL.KCPL.CRAIG.XF11.XF11
21131 | TEMP23_21131 | SWPP | INT | XF CARLISLE 230/115 kV ftlo LN TUCO - STANTON 115 kV | 160 | 168 | XF CARLISLE 230/115 kV | LN TUCO - STANTON 115 kV | 2015-08-05 15:41 | 2015-09-30 23:54 | XF: SPS.SPS.CARLISLE.765.CRL_115XF | LN: SPS.SPS.134.1
20309 | TEMP39_20309 | SWPP | INT | LN CENT - WACO 138 kV ftlo LN GORD - LAKERDGE 138 kV | 224 | 232 | LN CENT - WACO 138 kV | LN GORD - LAKERDGE 138 kV | 2014-05-20 17:05 | 2015-09-30 23:54 | LN: WR.WR.CENTWACO13_1.1 | LN: WR.WR.GORDHOOV13_1.A
20439 | TEMP31_20439 | SWPP | INT | LN SNRPMPT4 - OSAGE_OG 138 kV ftlo LN SONR1 - MILLR 138 kV | 287 | 287 | LN SNRPMPT4 - OSAGE_OG 138 kV | LN SONR1 - MILLR 138 kV | 2014-07-22 20:39 | 2015-09-30 23:54 | LN: OKGE.OKGE.8655.A | LN: OKGE.OKGE.8603.A
20448 | TEMP45_20448 | SWPP | INT | LN HSL1 - MIDWYOG 138 kV ftlo LN HSL1 - DUNJEE 138 kV | 268 | 287 | LN HSL1 - MIDWYOG 138 kV | LN HSL1 - DUNJEE 138 kV | 2014-07-26 15:45 | 2015-09-30 23:54 | LN: OKGE.OKGE.8846.A | LN: OKGE.OKGE.8847.B
20428 | TEMP11_20428 | SWPP | INT | LN AUBU - SWIS 230 kV ftlo LN JEFF - HOYT 345 kV | 319 | 351 | LN AUBU - SWIS 230 kV | LN JEFF - HOYT 345 kV | 2014-07-17 09:13 | 2015-09-30 23:54 | LN: WR.WR.4011.1 | LN: WR.WR.HOYTJEFF34_1.1
21116 | TMP103_21116 | SWPP | INT | LN BA_NORTH - E_41_ST 138 kV ftlo LN ONETA - RIVRSIDE 345 kV | 221 | 221 | LN BA_NORTH - E_41_ST 138 kV | LN ONETA - RIVRSIDE 345 kV | 2015-07-24 15:36 | 2015-09-30 23:54 | LN: CSWS.CSWS.81_807B.A | LN: CSWS.CSWS.2010.A
21117 | TMP107_21117 | SWPP | INT | LN SEMINOLE - PRKLN1 138 kV ftlo LN PITTSB9 - JHNSTNCO 345 kV | 287 | 287 | LN SEMINOLE - PRKLN1 138 kV | LN PITTSB9 - JHNSTNCO 345 kV | 2015-07-24 17:11 | 2015-09-30 23:54 | LN: OKGE.OKGE.8939.A | LN: OKGE.OKGE.JOHNCO_PITTSB.A
21119 | TMP149_21119 | SWPP | INT | LN SPRGFLD - CLAY2 161 kV ftlo LN SWPS5 - JRPS5 161 kV | 189 | 189 | LN SPRGFLD - CLAY2 161 kV | LN SWPS5 - JRPS5 161 kV | 2015-07-27 10:39 | 2015-09-30 23:54 | LN: SPA.SPA.SPFLD-CLAY.A | LN: SPRM.SPRM.11583.A
21194 | TMP185_21194 | SWPP | INT | LN MUSKTAP - GORE1 161 kV ftlo LN ARK_NU - FTSMTH 500 kV | 171 | 206 | LN MUSKTAP - GORE1 161 kV | LN ARK_NU - FTSMTH 500 kV | 2015-09-08 16:06 | 2015-09-30 23:54 | LN: SPA.SPA.7408.A | LN: OKGE.OKGE.FTSMTH-ARK_NU8.A
21173 | TMP156_21173 | SWPP | INT | LN REDBUD - RIVRSIDE 345 kV ftlo LN REDBUD - ARCAD7 345 kV | 901 | 1055 | LN REDBUD - RIVRSIDE 345 kV | LN REDBUD - ARCAD7 345 kV | 2015-08-28 15:33 | 2015-09-30 23:54 | LN: OKGE.OKGE.REDBUD_RIVER_1.A | LN: OKGE.OKGE.ARCAD_REDBUD_1.A
20608 | TMP144_20608 | SWPP | INT | LN ARCAD7 - JONES_KA 138 kV ftlo LN ARCAD7 - SEMINOLE 345 kV | 268 | 308 | LN ARCAD7 - JONES_KA 138 kV | LN ARCAD7 - SEMINOLE 345 kV | 2014-10-28 20:44 | 2015-09-30 23:54 | LN: OKGE.OKGE.8805.A | LN: OKGE.OKGE.8851.A
20677 | TMP147_20677 | SWPP | INT | XF TIOG 138/69 kV ftlo XF MARM 161/69 kV | 100 | 110 | XF TIOG 138/69 kV | XF MARM 161/69 kV | 2014-12-09 15:59 | 2015-09-30 23:54 | XF: WR.WR.TIOG.1060.TIOG_1 | XF: WR.WR.MARM.1033.MARM_1
20931 | TEMP95_20931 | SWPP | INT | LN SLVRL - DVISN 138 kV ftlo LN MEMRL - TNSTP 138 kV | 268 | 308 | LN SLVRL - DVISN 138 kV | LN MEMRL - TNSTP 138 kV | 2015-05-01 16:37 | 2015-09-30 23:54 | LN: OKGE.OKGE.8762.A | LN: OKGE.OKGE.8739.A
20888 | TMP186_20888 | SWPP | INT | LN BOYD - CDRLN 138 kV ftlo LN PLVAL - HOLWD 138 kV | 191 | 191 | LN BOYD - CDRLN 138 kV | LN PLVAL - HOLWD 138 kV | 2015-04-13 15:03 | 2015-09-30 23:54 | LN: OKGE.OKGE.8858.A | LN: OKGE.OKGE.8826.A
20870 | TMP173_20870 | SWPP | INT | LN KELL - TECH 161 kV ftlo LN EASTTOWN - IATAN 345 kV | 112 | 112 | LN KELL - TECH 161 kV | LN EASTTOWN - IATAN 345 kV | 2015-04-10 15:01 | 2015-09-30 23:54 | LN: WR.WR.4055.1 | LN: MPS.MPS.IATAN__ST_JOE1.A
20825 | TMP125_20825 | SWPP | INT | LN TEC - TECH 115 kV ftlo LN STRA - 87TH_ST 345 kV | 201 | 235 | LN TEC - TECH 115 kV | LN STRA - 87TH_ST 345 kV | 2015-03-14 06:23 | 2015-09-30 23:54 | LN: WR.WR.TECTECH11_1.1 | LN: WR.WR.CRAIG__STR_CR1.B
21026 | TMP203_21026 | WAPA | RCF | LN SIOUXFL - LAWRENC 115 kV ftlo LN SIOUXFL - SPLIT_R 230 kV | 184 | 184 | LN SIOUXFL - LAWRENC 115 kV | LN SIOUXFL - SPLIT_R 230 kV | 2015-06-10 13:55 | 2015-10-01 04:01 | LN: NSP.NSP.LAWRESIOUX11_1.1 | LN: NSP.NSP.SIOUXSPLIT23_1.1
21097 | TEMP76_21097 | SWPP | INT | XF LAW_ES 138/69 kV ftlo XF LAW_ES 138/69 kV | 84 | 92 | XF LAW_ES 138/69 kV | XF LAW_ES 138/69 kV | 2015-07-15 09:55 | 2015-10-02 16:14 | XF: CSWS.CSWS.LAW_ES.2232.1 | XF: CSWS.CSWS.LAW_ES.2233.2
21083 | TEMP42_21083 | SWPP | INT | LN PANTEX_S - HIGHL_TP 115 kV ftlo LN MARTIN - HUTCH 115 kV | 120 | 154 | LN PANTEX_S - HIGHL_TP 115 kV | LN MARTIN - HUTCH 115 kV | 2015-07-10 06:56 | 2015-10-02 16:14 | LN: SPS.SPS.HIGHLT_PANTS_1.1 | LN: SPS.SPS.POM_HUTCH.A
21158 | TEMP44_21158 | SWPP | INT | LN VERD_TAP - AMC_TAP 138 kV ftlo LN NE_GAS - OWASSO 138 kV | 136 | 136 | LN VERD_TAP - AMC_TAP 138 kV | LN NE_GAS - OWASSO 138 kV | 2015-08-17 17:54 | 2015-10-02 16:14 | LN: CSWS.CSWS.2078A.A | LN: CSWS.CSWS.2079.A
21143 | TEMP38_21143 | SWPP | INT | LN HEC - HUNT_WR 115 kV ftlo LN BARBER3 - NRSAWYER 115 kV | 68 | 68 | LN HEC - HUNT_WR 115 kV | LN BARBER3 - NRSAWYER 115 kV | 2015-08-13 13:18 | 2015-10-02 16:14 | LN: WR.MIDW.4249.1 | LN: SECI.SECI.BARBER_NRSAW.A
21231 | TEMP05_21231 | SWPP | INT | LN MURR - 59TH 138 kV ftlo LN 45TH_ST - GORD 138 kV | 224 | 232 | LN MURR - 59TH 138 kV | LN 45TH_ST - GORD 138 kV | 2015-09-25 15:47 | 2015-10-02 16:14 | LN: WR.WR.ELPAMURR13_1.B | LN: WR.WR.GORD_45TH.A
21235 | TEMP07_21235 | SWPP | INT | XF VALLIANT 345/138 kV ftlo LN VALLIANT - HUGOPP4 345 kV | 215 | 237 | XF VALLIANT 345/138 kV | LN VALLIANT - HUGOPP4 345 kV | 2015-09-25 15:47 | 2015-10-02 16:14 | XF: CSWS.CSWS.VALLIANT.2165.1 | LN: WFEC.WFEC.HUGO_VALLIANT.A
21121 | TMP129_21121 | SWPP | INT | LN CARTHAGE - LAR3821 161 kV ftlo LN TIP2921 - MONETT 161 kV | 191 | 191 | LN CARTHAGE - LAR3821 161 kV | LN TIP2921 - MONETT 161 kV | 2015-07-28 11:02 | 2015-10-02 16:14 | LN: SPA.SPA.7367.A | LN: EDE.EDE.11351.A
21104 | TMP140_21104 | SWPP | INT | LN LINWOOD2 - CEDARGRO 138 kV ftlo LN ARSENAL - FORTHUM 138 kV | 235 | 235 | LN LINWOOD2 - CEDARGRO 138 kV | LN ARSENAL - FORTHUM 138 kV | 2015-07-16 08:23 | 2015-10-02 16:14 | LN: CSWS.CSWS.SS_LINWOOD_1B.A | LN: CSWS.CSWS.ARSENFORTH13_1.A
21167 | TEMP79_21167 | SWPP | INT | LN COLI - TECH 115 kV ftlo LN TEC - TECH 115 kV | 106 | 106 | LN COLI - TECH 115 kV | LN TEC - TECH 115 kV | 2015-08-24 14:31 | 2015-10-02 16:14 | LN: WR.WR.COLITECH.A | LN: WR.WR.TECTECH11_1.1
21202 | TEMP88_21202 | SWPP | INT | LN 9THST4 - RAMSEY2 138 kV ftlo LN SONR1 - CLEVLND7 345 kV | 120 | 120 | LN 9THST4 - RAMSEY2 138 kV | LN SONR1 - CLEVLND7 345 kV | 2015-09-14 23:16 | 2015-10-02 16:14 | LN: AECI.AECI.8391.A | LN: GRDA.GRDA.SONR_CLEVLND.A
21108 | TEMP89_21108 | SWPP | INT | LN EAST_PLA - PIERCE_T 115 kV ftlo LN HARRSUB - RANDALL1 230 kV | 120 | 120 | LN EAST_PLA - PIERCE_T 115 kV | LN HARRSUB - RANDALL1 230 kV | 2015-07-22 23:46 | 2015-10-02 16:14 | LN: SPS.SPS.EAST_PIERC11_1.1 | LN: SPS.SPS.HARRSRANDA23_1.1
20964 | TEMP96_20964 | SWPP | INT | LN FTGIB1 - MUSKTAP 161 kV ftlo LN CEDARCRS - TAHLQH5 161 kV | 166 | 166 | LN FTGIB1 - MUSKTAP 161 kV | LN CEDARCRS - TAHLQH5 161 kV | 2015-05-14 14:55 | 2015-10-02 16:14 | LN: SPA.SPA.7414.A | LN: GRDA.GRDA.TAHL_LOC.A
20868 | TMP159_20868 | SWPP | INT | LN TECH - STULT 115 kV ftlo LN HOYT - STRA 345 kV | 86 | 92 | LN TECH - STULT 115 kV | LN HOYT - STRA 345 kV | 2015-04-09 11:25 | 2015-10-02 16:14 | LN: WR.WR.4194.1 | LN: WR.WR.11_HOYT.1
20534 | TMP126_20534 | SWPP | INT | LN PETRSBG - ALBION2 115 kV ftlo LN BLMFLD - GAVINS 115 kV | 137 | 151 | LN PETRSBG - ALBION2 115 kV | LN BLMFLD - GAVINS 115 kV | 2014-09-19 07:49 | 2015-10-02 16:14 | LN: NPPD.NPPD.ALBION2_PETRSB.A | LN: WAUE.WAUE.GAVINBLMFL11_1.1
20901 | TMP190_20901 | SWPP | INT | LN ELK-CITY - CLINT_J 138 kV ftlo LN HOBART_J - MARTHA 138 kV | 152 | 152 | LN ELK-CITY - CLINT_J 138 kV | LN HOBART_J - MARTHA 138 kV | 2015-04-28 15:09 | 2015-10-02 16:14 | LN: CSWS.CSWS.2221.A | LN: CSWS.CSWS.HOBART_MARTHA.A
21215 | TMP206_21215 | SWPP | INT | LN W_GARDNR - BNSF 161 kV ftlo LN OVRLD_PK - BRKRIDGE 161 kV | 351 | 351 | LN W_GARDNR - BNSF 161 kV | LN OVRLD_PK - BRKRIDGE 161 kV | 2015-09-18 20:11 | 2015-10-02 16:14 | LN: KCPL.KCPL.MOONLG_W_GARD1.A | LN: KCPL.KCPL.BRKRID_OVRLD_1.1
21216 | TMP200_21216 | SWPP | INT | XF CUNNSUB 230/115 kV ftlo LN CUNNSUB - HOBBS 230 kV | 167 | 167 | XF CUNNSUB 230/115 kV | LN CUNNSUB - HOBBS 230 kV | 2015-09-20 03:30 | 2015-10-02 16:14 | XF: SPS.SPS.CUNNSUB.805.CUN_115XFM | LN: SPS.SPS.CUNNSUB_HOBBS.A
21124 | TMP175_21124 | SWPP | INT | LN FTRANDL - SPENCE1 115 kV ftlo LN BLMFLD - CREITON 115 kV | 120 | 120 | LN FTRANDL - SPENCE1 115 kV | LN BLMFLD - CREITON 115 kV | 2015-07-29 15:26 | 2015-10-02 16:14 | LN: WAUE.WAUE.SPENCFTRAN11_1.1 | LN: NPPD.NPPD.BLMFLD_CREITON.A
21260 | TEMP05_21260 | SWPP | INT | XF LARAMIE 345/23.4 kV ftlo LN STEGALL - WAYSID_W 230 kV | 555 | 555 | XF LARAMIE 345/23.4 kV | LN STEGALL - WAYSID_W 230 kV | 2015-10-05 17:05 | 2015-10-05 17:12 | XF: WAUE.WAUE.LARAMIE.TR1.TR1 | LN: WAUE.WAUE.WAYSISTEGA23_1.1
21010 | TEMP01_21010 | SWPP | RCF | LN ST_JOE - MIDWAY5 161 kV ftlo LN ST_JOE - COOPER 345 kV | 184 | 199 | LN ST_JOE - MIDWAY5 161 kV | LN ST_JOE - COOPER 345 kV | 2015-06-08 22:35 | 2015-10-08 16:07 | LN: MPS.MPS.11306.A | LN: NPPD.NPPD.11310.A
21076 | TEMP10_21076 | SWPP | RCF | XF FTSMTH 500/161 kV ftlo LN LYDIA - VALLIANT 345 kV | 493 | 493 | XF FTSMTH 500/161 kV | LN LYDIA - VALLIANT 345 kV | 2015-07-03 17:36 | 2015-10-08 16:07 | XF: OKGE.OKGE.FTSMTH.9160.AB | LN: CSWS.CSWS.926.A
19847 | TEMP58_19847 | SWPP | RCF | LN CBLUFFS - SUB1206 161 kV ftlo LN CBLUFFS - SUB3456 345 kV | 558 | 558 | LN CBLUFFS - SUB1206 161 kV | LN CBLUFFS - SUB3456 345 kV | 2015-06-06 07:53 | 2015-10-08 16:07 | LN: MEC.MEC.S1206CBLUF16_1.1 | LN: MEC.MEC.SUB34CBLUF34_1.1
20987 | TMP108_20987 | SWPP | RCF | LN NEBRCTY - SUB3456 345 kV ftlo LN NEBRCTY - 103_ROKE 345 kV | 956 | 956 | LN NEBRCTY - SUB3456 345 kV | LN NEBRCTY - 103_ROKE 345 kV | 2015-05-27 17:18 | 2015-10-08 16:07 | LN: OPPD.OPPD.NEBRCSUB3434_1.1 | LN: LES.LES.103_RNEBRC34_1.1
20822 | TMP121_20822 | SWPP | RCF | XF FTSMTH 500/161 kV ftlo XF FTSMTH 500/161 kV | 493 | 493 | XF FTSMTH 500/161 kV | XF FTSMTH 500/161 kV | 2015-03-11 10:48 | 2015-10-08 16:07 | XF: OKGE.OKGE.FTSMTH.9160.AB | XF: OKGE.OKGE.FTSMTH.9165.BANK4
20709 | TMP120_20709 | SWPP | RCF | XF TURK_PP 138/115 kV ftlo LN LONGWOO - SAREPT 345 kV | 194 | 219 | XF TURK_PP 138/115 kV | LN LONGWOO - SAREPT 345 kV | 2015-01-08 16:03 | 2015-10-08 16:07 | XF: CSWS.CSWS.TURK_PP.3.TURK_138/1 | LN: EES.EES.EL_EHV_LONGWD7.B
20565 | TMP142_20565 | SWPP | RCF | LN NEBRCTY - COOPER 345 kV ftlo LN MOORE - COOPER 345 kV | 1195 | 1195 | LN NEBRCTY - COOPER 345 kV | LN MOORE - COOPER 345 kV | 2014-10-02 16:33 | 2015-10-08 16:07 | LN: OPPD.OPPD.12080.1 | LN: NPPD.NPPD.NP_3501.A
21243 | TEMP20_21243 | MISO | RCF | LN PAT_WX - FULTON_C 115 kV ftlo LN NWTEXAR - LYDIA 345 kV | 158 | 158 | LN PAT_WX - FULTON_C 115 kV | LN NWTEXAR - LYDIA 345 kV | 2015-10-01 00:01 | 2015-10-28 15:05 | LN: EES.EES.FULTON_PATMO.A | LN: CSWS.CSWS.924.A
21123 | TMP137_21123 | MISO | RCF | LN WODWRD - ALTIMX 115 kV ftlo LN RITCHE - STUTRK 230 kV | 106 | 106 | LN WODWRD - ALTIMX 115 kV | LN RITCHE - STUTRK 230 kV | 2015-07-29 17:19 | 2015-11-01 00:07 | LN: EES.EES.ALTIMX_WODWRD3.A | LN: EES.EES.STUTRK_RITCHE6.A
20950 | TEMP97_20950 | MISO | RCF | LN VIENNA - TRCR 115 kV ftlo XF MCNEIL 500/115 kV | 115 | 115 | LN VIENNA - TRCR 115 kV | XF MCNEIL 500/115 kV | 2015-05-15 10:33 | 2015-11-01 00:07 | LN: EES.EES.TRUSSL_VIENNA3.A | XF: EES.EES.MCNEIL.AT1.AT1
21016 | TEMP94_21016 | MISO | RCF | XF RAUN 345/161 kV ftlo XF RAUN 345/1 kV | 335 | 335 | XF RAUN 345/161 kV | XF RAUN 345/1 kV | 2015-06-15 17:31 | 2015-11-01 00:07 | XF: MEC.MEC.RAUN.BD.RAU_BD | XF: MEC.MEC.RAUN.AC1.RAU_AC_WNDNG1
3340 | TMP171_3340 | MISO_N | RCF | LN PLYMOTH - SIOUXCY 161 kV ftlo LN RAUN - SIOUXCY 345 kV | 199 | 444 | LN PLYMOTH - SIOUXCY 161 kV | LN RAUN - SIOUXCY 345 kV | 2015-11-01 00:07 | 2015-11-01 15:03 | LN: MEC.MEC.PLYMOSIOUX16_1.1 | LN: MEC.MEC.RAUNSIOUX34_1.1
20950 | TEMP97_20950 | MISO | RCF | LN VIENNA - TRCR 115 kV ftlo XF MCNEIL 500/115 kV | 115 | 115 | LN VIENNA - TRCR 115 kV | XF MCNEIL 500/115 kV | 2015-05-15 10:33 | 2015-11-03 09:01 | LN: EES.EES.TRUSSL_VIENNA3.A | XF: EES.EES.MCNEIL.AT1.AT1
21016 | TEMP94_21016 | MISO | RCF | XF RAUN 345/161 kV ftlo XF RAUN 345/1 kV | 335 | 335 | XF RAUN 345/161 kV | XF RAUN 345/1 kV | 2015-06-15 17:31 | 2015-11-03 09:01 | XF: MEC.MEC.RAUN.BD.RAU_BD | XF: MEC.MEC.RAUN.AC1.RAU_AC_WNDNG1
21123 | TMP137_21123 | MISO | RCF | LN WODWRD - ALTIMX 115 kV ftlo LN RITCHE - STUTRK 230 kV | 106 | 106 | LN WODWRD - ALTIMX 115 kV | LN RITCHE - STUTRK 230 kV | 2015-07-29 17:19 | 2015-11-03 09:01 | LN: EES.EES.ALTIMX_WODWRD3.A | LN: EES.EES.STUTRK_RITCHE6.A
20782 | TMP171_20782 | MISO_N | RCF | LN PLYMOTH - SIOUXCY 161 kV ftlo LN RAUN - SIOUXCY 345 kV | 199 | 444 | LN PLYMOTH - SIOUXCY 161 kV | LN RAUN - SIOUXCY 345 kV | 2015-02-24 18:46 | 2015-11-03 09:01 | LN: MEC.MEC.PLYMOSIOUX16_1.1 | LN: MEC.MEC.RAUNSIOUX34_1.1
21281 | TEMP32_21281 | SWPP | RCF |  | 84 | 84 | XF TR1 161/69 KV |  | 2015-11-06 12:00 | 2015-11-06 12:00
21310 | TEMP58_21310 | SWPP | INT | XF MIDJ 230/115 kV ftlo LN LAWH - SWIS 230 kV | 280 | 308 | XF MIDJ 230/115 kV | LN LAWH - SWIS 230 kV | 2015-10-21 16:46 | 2015-11-30 23:58 | XF: WR.WR.MIDJ.3037.MIDJ_126 | LN: WR.WR.39.1
21319 | TEMP45_21319 | SWPP | INT | LN VALLIANT - IDABEL 138 kV ftlo LN HUGO - VALLIANT 138 kV | 206 | 206 | LN VALLIANT - IDABEL 138 kV | LN HUGO - VALLIANT 138 kV | 2015-10-23 22:13 | 2015-11-30 23:58 | LN: CSWS.CSWS.2132.B | LN: CSWS.CSWS.81-581.A
21224 | TEMP18_21224 | SWPP | INT | LN NELIGH - CLRWATR 115 kV ftlo LN PTRBRG_N - PETRSBG 115 kV | 120 | 132 | LN NELIGH - CLRWATR 115 kV | LN PTRBRG_N - PETRSBG 115 kV | 2015-09-23 08:26 | 2015-11-30 23:58 | LN: NPPD.NPPD.NELIGH_CLRWATR.A | LN: NPPD.NPPD.1368.A
21241 | TEMP73_21241 | SWPP | INT | LN WILKES - MUNZ_CTY 138 kV ftlo LN LYDIA - NWTEXAR 345 kV | 179 | 188 | LN WILKES - MUNZ_CTY 138 kV | LN LYDIA - NWTEXAR 345 kV | 2015-09-27 17:04 | 2015-11-30 23:58 | LN: CSWS.CSWS.NNBOS_WILKE_1D.A | LN: CSWS.CSWS.924.A
21142 | TEMP04_21142 | SWPP | INT | LN ARENDS - FOSTRACB 69 kV ftlo LN CAYLER - TRIBOJI 161 kV | 69 | 69 | LN ARENDS - FOSTRACB 69 kV | LN CAYLER - TRIBOJI 161 kV | 2015-08-13 08:50 | 2015-11-30 23:58 | LN: WAUE.WAUE.OKOBOFOSTR69_1.1 | LN: ALTW.ALTW.CAYLETRIBO16_1.1
21002 | TEMP92_21002 | SWPP | INT | LN ONETA - BA_NORTH 138 kV ftlo XF TULSA_NO 345/138 kV | 336 | 384 | LN ONETA - BA_NORTH 138 kV | XF TULSA_NO 345/138 kV | 2015-06-04 13:59 | 2015-11-30 23:58 | LN: CSWS.CSWS.2024.A | XF: CSWS.CSWS.TULSA_NO.2068.1
21112 | TEMP91_21112 | SWPP | INT | LN BA_NORTH - E_41_ST 138 kV ftlo LN ONETA - 121LYNN4 138 kV | 221 | 221 | LN BA_NORTH - E_41_ST 138 kV | LN ONETA - 121LYNN4 138 kV | 2015-07-23 14:39 | 2015-11-30 23:58 | LN: CSWS.CSWS.81_807B.A | LN: CSWS.CSWS.2024-A.A
21065 | TEMP28_21065 | SWPP | INT | LN PRALEE - BLSPS 161 kV ftlo LN PHILL - SIBLEY 345 kV | 278 | 302 | LN PRALEE - BLSPS 161 kV | LN PHILL - SIBLEY 345 kV | 2015-06-29 11:58 | 2015-11-30 23:58 | LN: MPS.MPS.10995.A | LN: MPS.MPS.10978.A
1036 | TEMP40_1036 | TVA | RCF | LN SHAW - MARSHA1 500 kV ftlo LN SANSSU - SHELBYTV 500 kV | 1732 | 1732 | LN SHAW - MARSHA1 500 kV | LN SANSSU - SHELBYTV 500 kV | 2015-03-27 18:40 | 2015-11-30 23:58 | LN: TVA.TVA.1884.A | LN: EES.EES.SHEL12_SANSSU8.A
20424 | TEMP09_20424 | SWPP | INT | XF GORD 345/138 kV ftlo XF GORD 345/138 kV | 400 | 430 | XF GORD 345/138 kV | XF GORD 345/138 kV | 2014-07-09 19:24 | 2015-11-30 23:58 | XF: WR.WR.GORD.4359.WICH_12 | XF: WR.WR.GORD.1064.WICH_11
20433 | TEMP06_20433 | SWPP | INT | LN TONNECE - SILOAM 161 kV ftlo LN TONNECE - FLINTCRK 345 kV | 286 | 286 | LN TONNECE - SILOAM 161 kV | LN TONNECE - FLINTCRK 345 kV | 2014-07-18 17:27 | 2015-11-30 23:58 | LN: GRDA.GRDA.TONN_SILO.A | LN: GRDA.GRDA.TONN_FLIN.A
20292 | TEMP22_20292 | SWPP | INT | LN CRSW - KSC04 69 kV ftlo LN HAYS - PECK 69 kV | 35 | 37 | LN CRSW - KSC04 69 kV | LN HAYS - PECK 69 kV | 2014-05-25 09:27 | 2015-11-30 23:58 | LN: WR.WR.CRSWKSC0469_1.1 | LN: WR.WR.HAYSPECK69_1.1
3085 | TEMP90_3085 | MISO | RCF | ZBR MOB_TAP - MOB 161 kV ftlo LN TH_HILL - SALISBRY 161 kV | 335 | 335 | ZBR MOB_TAP - MOB 161 kV | LN TH_HILL - SALISBRY 161 kV | 2015-05-13 17:45 | 2015-11-30 23:58 | ZBR: AECI.AECI.MOB_MOB_TP16_1.1 | LN: AECI.AECI.SALISB_THOM_H1.1
6341 | TEMP86_6341 | MISO | RCF | LN WODWRD - ALTIMX 115 kV ftlo LN WODWRD - STUTRK 230 kV | 106 | 106 | LN WODWRD - ALTIMX 115 kV | LN WODWRD - STUTRK 230 kV | 2015-08-03 23:11 | 2015-11-30 23:58 | LN: EES.EES.ALTIMX_WODWRD3.A | LN: EES.EES.STUTRK_WODWRD6.A
2661 | TEMP62_2661 | AECI | CFG | LN MONTROSE - CLINTON 161 kV ftlo XF OVER 345/161 kV | 501 | 501 | LN MONTROSE - CLINTON 161 kV | XF OVER 345/161 kV | 2014-11-01 19:16 | 2015-11-30 23:58 | LN: AECI.AECI.CLINTO_MONTRO1.1 | XF: AMRN.AMRN.OVER.XFMR.XFMR_AUTO_
2663 | TEMP69_2663 | AECI | CFG | LN LEBANON2 - ORLA 161 kV ftlo LN HUBEN - MARSHFLD 161 kV | 156 | 162 | LN LEBANON2 - ORLA 161 kV | LN HUBEN - MARSHFLD 161 kV | 2014-09-05 10:42 | 2015-11-30 23:58 | LN: AECI.AECI.LEBANON-ORLA.A | LN: AECI.AECI.MRSHFL-HUBEN.A
6337 | TMP124_6337 | MISO | RCF | LN NORFORK - CALICO 161 kV ftlo XF INDEP2 500/161 kV | 148 | 148 | LN NORFORK - CALICO 161 kV | XF INDEP2 500/161 kV | 2015-08-03 23:11 | 2015-11-30 23:58 | LN: SPA.SPA.NORFRK-CALICO5.A | XF: EES.EES.INDEP2.AT1.AT1
6708 | TMP118_6708 | MISO | RCF | XF EL_EHV 500/1 kV ftlo XF MCNEIL 500/115 kV | 433 | 433 | XF EL_EHV 500/1 kV | XF MCNEIL 500/115 kV | 2015-08-13 09:50 | 2015-11-30 23:58 | XF: EES.EES.EL_EHV.AT1.AT1 | XF: EES.EES.MCNEIL.AT1.AT1
6834 | TMP111_6834 | MISO | RCF | XF ARK_NU 500/1 kV ftlo LN ARK_NU - PLS_HL 500 kV | 672 | 672 | XF ARK_NU 500/1 kV | LN ARK_NU - PLS_HL 500 kV | 2015-08-13 09:50 | 2015-11-30 23:58 | XF: EES.EES.ARK_NU.AT3.AT1_500 | LN: EES.EES.ARK_NU_PLS_HL8.A
6820 | TMP146_6820 | MISO | RCF | LN HORNLK - DESOTO_E 115 kV ftlo LN FREPT5 - TWKLTN 230 kV | 120 | 120 | LN HORNLK - DESOTO_E 115 kV | LN FREPT5 - TWKLTN 230 kV | 2015-08-13 16:23 | 2015-11-30 23:58 | LN: EES.EES.DESOTO_HORNLK3.A | LN: EES.EES.FREPT5_TWKLTN6.A
6811 | TMP138_6811 | MISO | RCF | LN WODWRD - ALTIMX 115 kV ftlo LN KEO - WMPEHV 500 kV | 106 | 106 | LN WODWRD - ALTIMX 115 kV | LN KEO - WMPEHV 500 kV | 2015-07-29 17:19 | 2015-11-30 23:58 | LN: EES.EES.ALTIMX_WODWRD3.A | LN: EES.EES.KEO____WMPEHV8.A
6806 | TMP145_6806 | MISO | RCF | XF HORNLK 161/115 kV ftlo XF FREPT5 500/1 kV | 120 | 120 | XF HORNLK 161/115 kV | XF FREPT5 500/1 kV | 2015-08-13 09:50 | 2015-11-30 23:58 | XF: EES.EES.HORNLK.AT1.AT1 | XF: EES.EES.FREPT5.AT1.AT1
6734 | TMP117_6734 | MISO | RCF | LN BYULAB - WEB 500 kV ftlo LN FCY - BC2 500 kV | 2281 | 2281 | LN BYULAB - WEB 500 kV | LN FCY - BC2 500 kV | 2015-08-13 09:50 | 2015-11-30 23:58 | LN: EES.EES.BYULAB_WEBRE_8.A | LN: EES.EES.BIGTWO_FANCYP8.A
6744 | TMP105_6744 | MISO | RCF | LN ANDRUS - IND230 230 kV ftlo LN LAKOVR - MCADMS 500 kV | 462 | 462 | LN ANDRUS - IND230 230 kV | LN LAKOVR - MCADMS 500 kV | 2015-08-13 09:50 | 2015-11-30 23:58 | LN: EES.EES.ANDRUS_IND2306.A | LN: EES.EES.MCADMS_LAKOVR8.A
6753 | TMP106_6753 | MISO | RCF | XF ANDRUS 230/115 kV ftlo LN ANDRUS - IND230 230 kV | 392 | 392 | XF ANDRUS 230/115 kV | LN ANDRUS - IND230 230 kV | 2015-08-13 09:50 | 2015-11-30 23:58 | XF: EES.EES.ANDRUS.AT1.AT1 | LN: EES.EES.ANDRUS_IND2306.A
6726 | TMP141_6726 | MISO | RCF | LN GRI - MTZ 138 kV ftlo LN MOLIVE - HARTBG 500 kV | 206 | 206 | LN GRI - MTZ 138 kV | LN MOLIVE - HARTBG 500 kV | 2015-08-13 09:50 | 2015-11-30 23:58 | LN: EES.EES.GRIMES_MTZION4.A | LN: EES.EES.MOLIVE_HARTBG8.A
3133 | TMP150_3133 | MISO | RCF | LN LABADIE - MASN 345 kV ftlo LN LABADIE - WLWD 345 kV | 1432 | 1432 | LN LABADIE - MASN 345 kV | LN LABADIE - WLWD 345 kV | 2015-08-13 16:23 | 2015-11-30 23:58 | LN: AMRN.AMRN.MASN-L-4.A | LN: AMRN.AMRN.MASN-L-3_K.A
3184 | TMP134_3184 | MISO_N | RCF | XF OVER 345/161 kV ftlo LN OVER - SIBL_KCP 345 kV | 201 | 300 | XF OVER 345/161 kV | LN OVER - SIBL_KCP 345 kV | 2015-03-05 10:29 | 2015-11-30 23:58 | XF: AMRN.AMRN.OVER.XFMR.XFMR_AUTO_ | LN: AMRN.AMRN.OVER-SIB-3.A
3333 | TMP128_3333 | MISO | RCF | LN HASTING - CLARNDA 161 kV ftlo LN ST_JOE - FAIRPORT 345 kV | 199 | 199 | LN HASTING - CLARNDA 161 kV | LN ST_JOE - FAIRPORT 345 kV | 2015-08-31 23:59 | 2015-11-30 23:58 | LN: MEC.MEC.CLARNHASTI16_1.1 | LN: MPS.MPS.FAIRPT-STJOE.A
1942 | TMP143_1942 | MISO | RCF | XF HARTBG 230/1 kV ftlo LN CYP - HARTBG 500 kV | 801 | 801 | XF HARTBG 230/1 kV | LN CYP - HARTBG 500 kV | 2015-08-13 09:50 | 2015-11-30 23:58 | XF: EES.EES.HARTBG.AT2.AT2 | LN: EES.EES.HARTBG_CYPRES8.A
1905 | TMP139_1905 | MISO | RCF | LN G_GULF - FRKLIN 500 kV ftlo LN RBEHV - FRKLIN 500 kV | 2598 | 2598 | LN G_GULF - FRKLIN 500 kV | LN RBEHV - FRKLIN 500 kV | 2015-08-13 09:50 | 2015-11-30 23:58 | LN: EES.EES.FRKLIN_G_GULF8.A | LN: EES.EES.FRKLIN_RBEHV_8.A
1317 | TMP110_1317 | MISO_S | RCF | LN DARD_D - DARDNL 161 kV ftlo LN ARK_NU - FTSMTH 500 kV | 223 | 223 | LN DARD_D - DARDNL 161 kV | LN ARK_NU - FTSMTH 500 kV | 2015-02-23 13:59 | 2015-11-30 23:58 | LN: SPA.SPA.DARD_D_DARDNL5.A | LN: OKGE.OKGE.FTSMTH-ARK_NU8.A
1343 | TMP113_1343 | MISO | RCF | LN ALLEN1 - HORNLK 161 kV ftlo XF FREPT5 500/1 kV | 208 | 208 | LN ALLEN1 - HORNLK 161 kV | XF FREPT5 500/1 kV | 2015-08-13 09:50 | 2015-11-30 23:58 | LN: EES.EES.ALLEN__HORNLK5.A | XF: EES.EES.FREPT5.AT1.AT1
21349 | TEMP95_21349 | SWPP | INT | XF MOORE 345/115 kV ftlo LN NEBRCTY - SUB3456 345 kV | 307 | 338 | XF MOORE 345/115 kV | LN NEBRCTY - SUB3456 345 kV | 2015-11-14 03:33 | 2015-11-30 23:58 | XF: NPPD.NPPD.MOORE.1.1 | LN: OPPD.OPPD.NEBRCSUB3434_1.1
1330 | TMP151_1330 | MISO | RCF | XF MCADMS 500/1 kV ftlo LN MCADMS - LAKOVR 500 kV | 615 | 615 | XF MCADMS 500/1 kV | LN MCADMS - LAKOVR 500 kV | 2015-08-13 16:23 | 2015-11-30 23:58 | XF: EES.EES.MCADMS.AT1.AT1 | LN: EES.EES.MCADMS_LAKOVR8.A
1900 | TMP166_1900 | MISO_S | RCF | LN SUMMIT_E - HRSN_E 161 kV ftlo LN BULL_SHL - HILTOP_E 161 kV | 150 | 156 | LN SUMMIT_E - HRSN_E 161 kV | LN BULL_SHL - HILTOP_E 161 kV | 2015-02-21 21:11 | 2015-11-30 23:58 | LN: EES.EES.HRSN_E_SUMMIT5.A | LN: EES.EES.7343.A
1971 | TMP152_1971 | MISO | RCF | XF MCADMS 500/1 kV ftlo LN CHOCTAW - 8CLAY 500 kV | 615 | 615 | XF MCADMS 500/1 kV | LN CHOCTAW - 8CLAY 500 kV | 2015-08-13 16:23 | 2015-11-30 23:58 | XF: EES.EES.MCADMS.AT1.AT1 | LN: TVA.TVA.CHOC_WPONT.A
21189 | TMP163_21189 | SWPP | INT | XF VALLIANT 345/138 kV ftlo LN HUGOPP4 - VALLIANT 345 kV | 211 | 240 | XF VALLIANT 345/138 kV | LN HUGOPP4 - VALLIANT 345 kV | 2015-09-03 14:10 | 2015-11-30 23:58 | XF: CSWS.CSWS.VALLIANT.2164.3 | LN: WFEC.WFEC.HUGO_VALLIANT.A
21214 | TMP180_21214 | SWPP | INT | LN COLHYDRO - CRESTON 115 kV ftlo LN RAUN - SIOUXCY 345 kV | 120 | 132 | LN COLHYDRO - CRESTON 115 kV | LN RAUN - SIOUXCY 345 kV | 2015-09-18 20:11 | 2015-11-30 23:58 | LN: NPPD.NPPD.NP_1162-A.A | LN: MEC.MEC.RAUNSIOUX34_1.1
3175 | TMP175_3175 | AECI | CFG | XF PLMY 345/161 kV ftlo LN SPCK - MTGY 345 kV | 336 | 336 | XF PLMY 345/161 kV | LN SPCK - MTGY 345 kV | 2015-10-12 23:07 | 2015-11-30 23:58 | XF: AMRN.AMRN.PLMY.XFMR.XFMR_1 | LN: AMRN.AMRN.MTGY-SPCK-1.B
3316 | TMP162_3316 | MISO_N | RCF | LN MRYVL_SJ - CLARNDA 161 kV ftlo LN ATCHISNM - BOONVIL2 345 kV | 109 | 152 | LN MRYVL_SJ - CLARNDA 161 kV | LN ATCHISNM - BOONVIL2 345 kV | 2015-02-21 21:11 | 2015-11-30 23:58 | LN: MEC.MEC.MRYVLCLARN16_1.A | LN: MEC.MEC.ATCHIBOONV34_1.1
3130 | TMP174_3130 | MISO | RCF | XF STFR 345/138 kV ftlo LN STFR - LUTS 345 kV | 598 | 598 | XF STFR 345/138 kV | LN STFR - LUTS 345 kV | 2015-08-13 16:23 | 2015-11-30 23:58 | XF: AMRN.AMRN.STFR.XFMR.XFMR_1 | LN: AMRN.AMRN.LUTS-STFR-1.A
6729 | TMP177_6729 | MISO | RCF | LN TBD - LCH 138 kV ftlo LN MOLIVE - HARTBG 500 kV | 145 | 145 | LN TBD - LCH 138 kV | LN MOLIVE - HARTBG 500 kV | 2015-08-13 16:23 | 2015-11-30 23:58 | LN: EES.EES.TOLEDO_LEACH_4.A | LN: EES.EES.MOLIVE_HARTBG8.A
6807 | TMP179_6807 | MISO | RCF | XF WMPEHV 500/1 kV ftlo LN SHELBYTV - SANSSU 500 kV | 442 | 442 | XF WMPEHV 500/1 kV | LN SHELBYTV - SANSSU 500 kV | 2015-08-13 16:23 | 2015-11-30 23:58 | XF: EES.EES.WMPEHV.AT1.AT1 | LN: EES.EES.SHEL12_SANSSU8.A
6720 | TMP161_6720 | MISO | RCF | XF NELSON_E 500/230 kV ftlo XF NELSON_E 230/20 kV | 560 | 560 | XF NELSON_E 500/230 kV | XF NELSON_E 230/20 kV | 2015-11-01 00:01 | 2015-11-30 23:58 | XF: EES.EES.NELSON_E.T1.T1 | XF: EES.EES.NELSON_E.G6.G6
6804 | TMP176_6804 | MISO | RCF | LN SAREPT - MINDE3 115 kV ftlo LN EL_EHV - MOLIVE 500 kV | 159 | 159 | LN SAREPT - MINDE3 115 kV | LN EL_EHV - MOLIVE 500 kV | 2015-08-13 16:23 | 2015-11-30 23:58 | LN: EES.EES.MINDE3_SAREPT3.A | LN: EES.EES.EL_EHV_MOLIVE8.A
6784 | TMP154_6784 | MISO | RCF | LN MINDE3 - SAREPT 115 kV ftlo LN MOLIVE - EL_EHV 500 kV | 159 | 159 | LN MINDE3 - SAREPT 115 kV | LN MOLIVE - EL_EHV 500 kV | 2015-08-13 16:23 | 2015-11-30 23:58 | LN: EES.EES.MINDE3_SAREPT3.A | LN: EES.EES.EL_EHV_MOLIVE8.A
6797 | TMP153_6797 | MISO | RCF | LN MINDE3 - SAREPT 115 kV ftlo LN GRI - CROCKETT 345 kV | 159 | 159 | LN MINDE3 - SAREPT 115 kV | LN GRI - CROCKETT 345 kV | 2015-08-13 16:23 | 2015-11-30 23:58 | LN: EES.EES.MINDE3_SAREPT3.A | LN: EES.EES.CROC10_GRIMES7.A
6817 | TMP172_6817 | MISO | RCF | LN QUITMN - BEE_BR 161 kV ftlo LN RUSL_E - RUSL_S 161 kV | 223 | 223 | LN QUITMN - BEE_BR 161 kV | LN RUSL_E - RUSL_S 161 kV | 2015-08-13 16:23 | 2015-11-30 23:58 | LN: EES.EES.BEE_BR_QUITMN5.A | LN: EES.EES.RUSL_E_RUSL_S5.A
6530 | TMP157_6530 | MISO | RCF | ZBR MOB_TAP - MOB 161 kV ftlo LN MCC2 - MCRD 345 kV | 335 | 335 | ZBR MOB_TAP - MOB 161 kV | LN MCC2 - MCRD 345 kV | 2015-08-13 16:23 | 2015-11-30 23:58 | ZBR: AECI.AECI.MOB_MOB_TP16_1.1 | LN: AMRN.AMRN.AECI-MCRD.A
6517 | TMP160_6517 | MISO | RCF | XF NELSON_E 500/230 kV ftlo LN NELSON_E - RICHRD 500 kV | 560 | 560 | XF NELSON_E 500/230 kV | LN NELSON_E - RICHRD 500 kV | 2015-08-13 16:23 | 2015-11-30 23:58 | XF: EES.EES.NELSON_E.T1.T1 | LN: EES.EES.RICHRD_NELSON8.A
6509 | TMP158_6509 | MISO | RCF | XF NELSON_E 500/230 kV ftlo LN NELSON_E - HARTBG 500 kV | 560 | 560 | XF NELSON_E 500/230 kV | LN NELSON_E - HARTBG 500 kV | 2015-08-13 16:23 | 2015-11-30 23:58 | XF: EES.EES.NELSON_E.T1.T1 | LN: EES.EES.HARTBG_NELSON8.A
6510 | TMP165_6510 | MISO | RCF | LN PERVIL - B_WLSN 500 kV ftlo LN WELLS_E - WEB 500 kV | 1732 | 1732 | LN PERVIL - B_WLSN 500 kV | LN WELLS_E - WEB 500 kV | 2015-08-13 16:23 | 2015-11-30 23:58 | LN: EES.EES.B_WLSN_PERVIL8.A | LN: EES.EES.WELLS__WEBRE_8.A
6717 | TMP181_6717 | MISO | RCF | LN WODWRD - STUTRK 230 kV ftlo LN KEO - WMPEHV 500 kV | 342 | 342 | LN WODWRD - STUTRK 230 kV | LN KEO - WMPEHV 500 kV | 2015-08-13 16:23 | 2015-11-30 23:58 | LN: EES.EES.STUTRK_WODWRD6.A | LN: EES.EES.KEO____WMPEHV8.A
21206 | TMP193_21206 | SWPP | INT | LN COLHYDRO - CRESTON 115 kV ftlo LN RAUN - HOSKINS 345 kV | 120 | 132 | LN COLHYDRO - CRESTON 115 kV | LN RAUN - HOSKINS 345 kV | 2015-09-15 21:47 | 2015-11-30 23:58 | LN: NPPD.NPPD.NP_1162-A.A | LN: MEC.MEC.RAUNHOSKI34_1.1
21328 | TMP212_21328 | SWPP | INT | LN SUB1221 - SUB1231 161 kV ftlo LN SUB3456 - SUB3459 345 kV | 217 | 217 | LN SUB1221 - SUB1231 161 kV | LN SUB3456 - SUB3459 345 kV | 2015-11-03 12:01 | 2015-11-30 23:58 | LN: OPPD.OPPD.SUB12SUB1216_9.1 | LN: OPPD.OPPD.SUB34SUB3434_2.1
20588 | TMP195_20588 | SWPP | INT | XF SIOUXCY 230/1 kV ftlo XF RAUN 345/161 kV | 250 | 313 | XF SIOUXCY 230/1 kV | XF RAUN 345/161 kV | 2015-05-31 23:54 | 2015-11-30 23:58 | XF: WAUE.WAUE.SIOUXCY.V1A1.KV1A1 | XF: MEC.MEC.RAUN.BD.RAU_BD
1964 | TMP183_1964 | MISO | RCF | LN HORNLK - ALLEN1 161 kV ftlo XF FREPT5 500/1 kV | 208 | 208 | LN HORNLK - ALLEN1 161 kV | XF FREPT5 500/1 kV | 2015-09-15 21:12 | 2015-11-30 23:58 | LN: EES.EES.ALLEN__HORNLK5.A | XF: EES.EES.FREPT5.AT1.AT1
3340 | TMP171_3340 | MISO_N | RCF | LN PLYMOTH - SIOUXCY 161 kV ftlo LN RAUN - SIOUXCY 345 kV | 446 | 491 | LN PLYMOTH - SIOUXCY 161 kV | LN RAUN - SIOUXCY 345 kV | 2015-11-01 00:07 | 2015-12-29 23:56 | LN: MEC.MEC.PLYMOSIOUX16_1.1 | LN: MEC.MEC.RAUNSIOUX34_1.1
21262 | TEMP13_21262 | MISO | RCF | XF MCHENRY 230/1 kV ftlo LN LELANDO - LOGANWA 230 kV | 105 | 105 | XF MCHENRY 230/1 kV | LN LELANDO - LOGANWA 230 kV | 2015-10-06 16:30 | 2016-01-06 10:34 | XF: GRE.GRE.MCHENRY.TR11.TR11 | LN: WAUE.WAUE.LOGANLELAN23_1.1
21579 | TMP180_21579 | SWPP | INT | XF TARBY1 161/69 kV ftlo LN AES5 - BONTP 161 kV | 123 | 134 | XF TARBY1 161/69 kV | LN AES5 - BONTP 161 kV | 2016-02-22 11:16 | 2016-02-23 06:37 | XF: OKGE.OKGE.TARBY1.9131.B | LN: OKGE.OKGE.AES5___BONTP_1.A
21260 | TEMP05_21260 | SWPP | INT |  | 9999 | 9999 | XF LARAMIE 345/23.4 kV |  | 2015-10-05 17:05 | 2016-03-04 14:19 | XF: WAUE.WAUE.LARAMIE.TR1.TR1
21276 | TEMP27_21276 | SWPP | INT | LN BONANZA - HACKETT 161 kV ftlo LN BONTP - BEVYTAP5 161 kV | 196 | 212 | LN BONANZA - HACKETT 161 kV | LN BONTP - BEVYTAP5 161 kV | 2015-10-12 16:29 | 2016-03-04 14:25 | LN: CSWS.CSWS.BONANHACKE16_1.A | LN: OKGE.OKGE.BONTP_BEVYT_1.A
21270 | TEMP10_21270 | SWPP | INT | XF KNOLL1 230/115 kV ftlo LN G_GENT1 - REDWLO1 345 kV | 200 | 224 | XF KNOLL1 230/115 kV | LN G_GENT1 - REDWLO1 345 kV | 2015-10-10 23:21 | 2016-03-04 14:25 | XF: WR.MIDW.KNOLL1.9989.A | LN: NPPD.NPPD.12111.A
21237 | TEMP12_21237 | SWPP | INT | LN TILDEN - BATTLCR 115 kV ftlo LN PETRSBG - PTRBRG_N 115 kV | 120 | 132 | LN TILDEN - BATTLCR 115 kV | LN PETRSBG - PTRBRG_N 115 kV | 2015-09-26 20:37 | 2016-03-04 14:25 | LN: NPPD.NPPD.TILDEN_BATTLCR.A | LN: NPPD.NPPD.1368.A
21380 | TEMP22_21380 | SWPP | INT | LN SUB1221 - SUB1231 161 kV ftlo LN SUB3454 - FT_CAL 345 kV | 217 | 217 | LN SUB1221 - SUB1231 161 kV | LN SUB3454 - FT_CAL 345 kV | 2015-12-07 18:24 | 2016-03-04 14:25 | LN: OPPD.OPPD.SUB12SUB1216_9.1 | LN: OPPD.OPPD.SUB34FT_CA34_1.1
21277 | TEMP29_21277 | SWPP | INT | LN KNOLL1 - NHAYS 115 kV ftlo LN POSTROCK - SPERVI1 345 kV | 83 | 99 | LN KNOLL1 - NHAYS 115 kV | LN POSTROCK - SPERVI1 345 kV | 2015-10-12 18:01 | 2016-03-04 14:31 | LN: WR.MIDW.9994.A | LN: WR.MIDW.POSTRCK_SPERV.A
21292 | TEMP34_21292 | SWPP | INT | LN JEFF - MORR 345 kV ftlo LN JEFF - HOYT 345 kV | 956 | 956 | LN JEFF - MORR 345 kV | LN JEFF - HOYT 345 kV | 2015-10-20 13:02 | 2016-03-04 14:31 | LN: WR.WR.12.1 | LN: WR.WR.HOYTJEFF34_1.1
21295 | TEMP37_21295 | SWPP | INT | LN ASB3491 - CJ366 161 kV ftlo LN N345 - BLACKBRY 345 kV | 223 | 223 | LN ASB3491 - CJ366 161 kV | LN N345 - BLACKBRY 345 kV | 2015-10-20 19:09 | 2016-03-04 14:31 | LN: EDE.EDE.11359.A | LN: AECI.AECI.BLCKBRY_NEOSH.A
21265 | TEMP38_21265 | SWPP | INT | LN PENT - MUND3 115 kV ftlo LN IATAN - NASHUA 345 kV | 173 | 206 | LN PENT - MUND3 115 kV | LN IATAN - NASHUA 345 kV | 2015-10-07 15:00 | 2016-03-04 14:31 | LN: WR.WR.4207.B | LN: KCPL.KCPL.IATAN_NASHUA.A
21296 | TEMP39_21296 | SWPP | INT | LN BEAPWRST - CLATONIA 115 kV ftlo LN BEAPWRST - SHELDON 115 kV | 140 | 154 | LN BEAPWRST - CLATONIA 115 kV | LN BEAPWRST - SHELDON 115 kV | 2015-10-21 08:50 | 2016-03-04 14:37 | LN: NPPD.NPPD.NP_1178-B.A | LN: NPPD.NPPD.NP_1177-B.A
21318 | TEMP44_21318 | SWPP | INT | LN VALLIANT - IDABEL 138 kV ftlo LN VALLANT - IDABEL2 138 kV | 253 | 256 | LN VALLIANT - IDABEL 138 kV | LN VALLANT - IDABEL2 138 kV | 2015-11-30 23:58 | 2016-03-04 14:37 | LN: CSWS.CSWS.2132.B | LN: WFEC.WFEC.9391.A
21381 | TEMP45_21381 | SWPP | INT | LN SHOOTSTR - GRNBUR1 115 kV ftlo LN NFTDODG3 - SPERVI1 115 kV | 119.5 | 148.2 | LN SHOOTSTR - GRNBUR1 115 kV | LN NFTDODG3 - SPERVI1 115 kV | 2015-12-08 07:54 | 2016-03-04 14:37 | LN: SECI.SECI.SHOOT_GRNBUR.A | LN: SECI.SECI.SPEARVIL_EAST.A
21382 | TEMP62_21382 | SWPP | INT | LN CANADAY - JOHNSON2 115 kV ftlo LN C_CREEK - N_PLT1 230 kV | 80 | 88 | LN CANADAY - JOHNSON2 115 kV | LN C_CREEK - N_PLT1 230 kV | 2015-12-08 16:55 | 2016-03-04 14:37 | LN: NPPD.NPPD.NP_1243.A | LN: NPPD.NPPD.N_PLT1_C_CREEK.A
21324 | TEMP59_21324 | SWPP | INT | XF DEQUEEN 138/69 kV ftlo LN LYDIA - WELSH 345 kV | 97 | 118 | XF DEQUEEN 138/69 kV | LN LYDIA - WELSH 345 kV | 2015-11-02 22:47 | 2016-03-04 14:37 | XF: CSWS.CSWS.DEQUEEN.751.138_69 | LN: CSWS.CSWS.925.A
21343 | TEMP76_21343 | SWPP | INT | LN HEREFORD - FRIONA_R 115 kV ftlo LN TOLKSUB - ROOSEVE2 230 kV | 80 | 80 | LN HEREFORD - FRIONA_R 115 kV | LN TOLKSUB - ROOSEVE2 230 kV | 2015-11-11 16:29 | 2016-03-04 14:43 | LN: SPS.SPS.HEREFFRION11_1.1 | LN: SPS.SPS.121.1
21390 | TEMP79_21390 | SWPP | INT | XF KNOLL1 230/115 kV ftlo LN KNOLL1 - POSTROCK 230 kV | 200 | 224 | XF KNOLL1 230/115 kV | LN KNOLL1 - POSTROCK 230 kV | 2015-12-13 09:14 | 2016-03-04 14:43 | XF: WR.MIDW.KNOLL1.9989.A | LN: WR.MIDW.SHAYS_KNOLL1.A
21392 | TEMP67_21392 | SWPP | INT | LN CMRIVTP - LIBERAL_ 115 kV ftlo LN NFTDODG3 - SPERVI1 115 kV | 119.5 | 119.5 | LN CMRIVTP - LIBERAL_ 115 kV | LN NFTDODG3 - SPERVI1 115 kV | 2015-12-14 00:13 | 2016-03-04 14:43 | LN: SECI.SECI.10885.A | LN: SECI.SECI.SPEARVIL_EAST.A
21400 | TEMP91_21400 | SWPP | INT | LN SW_MINOT - BERTHOLD 115 kV ftlo LN CHAR_CK - WATFORD 230 kV | 160 | 160 | LN SW_MINOT - BERTHOLD 115 kV | LN CHAR_CK - WATFORD 230 kV | 2015-12-17 00:19 | 2016-03-04 14:43 | LN: WAUE.WAUE.BERTHSW_MI11_1.1 | LN: WAUE.WAUE.CHAR_WATFO23_1.1
21402 | TEMP85_21402 | SWPP | INT | LN SHAYS - MULGRE2 230 kV ftlo XF POSTROCK 345/230 kV | 297 | 297 | LN SHAYS - MULGRE2 230 kV | XF POSTROCK 345/230 kV | 2015-12-22 09:02 | 2016-03-04 14:43 | LN: WR.MIDW.MULGRE2_SHAYS.A | XF: WR.MIDW.POSTROCK.XF1.XF1
21567 | TMP220_21567 | SWPP | INT | LN SOUTHTWN - FOREST2 161 kV ftlo LN CEDAR_CR - GRNWOOD 161 kV | 334 | 334 | LN SOUTHTWN - FOREST2 161 kV | LN CEDAR_CR - GRNWOOD 161 kV | 2016-03-04 14:43 | 2016-03-04 14:43 | LN: KCPL.KCPL.FOREST_SOUTHT1.1 | LN: KCPL.KCPL.CEDAR__GRNWOO1.1
21568 | TMP221_21568 | SWPP | INT | XF TECH 230/115 kV ftlo LN JEFF - HOYT 345 kV | 239 | 239 | XF TECH 230/115 kV | LN JEFF - HOYT 345 kV | 2016-02-12 21:07 | 2016-03-04 14:43 | XF: WR.WR.TECH.3033.TECH_194 | LN: WR.WR.HOYTJEFF34_1.1
21135 | TEMP87_21135 | SWPP | INT | LN PIONTAP - CTUSUBL 115 kV ftlo LN FINNEY1 - HITCH 345 kV | 159 | 159 | LN PIONTAP - CTUSUBL 115 kV | LN FINNEY1 - HITCH 345 kV | 2015-08-06 17:06 | 2016-03-04 14:43 | LN: SECI.SECI.10089.A | LN: SPS.SPS.FINNEY_HITCH.A
21569 | TMP262_21569 | SWPP | INT | LN AUBU - SWIS 230 kV ftlo LN JEFF - HOYT 345 kV | 319 | 351 | LN AUBU - SWIS 230 kV | LN JEFF - HOYT 345 kV | 2016-02-14 12:21 | 2016-03-04 14:43 | LN: WR.WR.4011.1 | LN: WR.WR.HOYTJEFF34_1.1
21366 | TMP103_21366 | SWPP | INT | LN CKSKI1 - KILDR 138 kV ftlo LN VIOLA7 - WICH 345 kV | 191 | 191 | LN CKSKI1 - KILDR 138 kV | LN VIOLA7 - WICH 345 kV | 2015-12-01 21:35 | 2016-03-04 14:49 | LN: OKGE.OKGE.8669.A | LN: WR.WR.VIOLA_WICH.B
20671 | TMP102_20671 | SWPP | INT | LN TEC - TECH 115 kV ftlo LN LAWH - SWIS 230 kV | 201 | 235 | LN TEC - TECH 115 kV | LN LAWH - SWIS 230 kV | 2014-11-27 05:28 | 2016-03-04 14:49 | LN: WR.WR.TECTECH11_1.1 | LN: WR.WR.39.1
21209 | TMP188_21209 | SWPP | INT | LN TSE_NEW - 21STTAP4 138 kV ftlo XF TULSA_NO 345/138 kV | 263 | 263 | LN TSE_NEW - 21STTAP4 138 kV | XF TULSA_NO 345/138 kV | 2015-09-16 14:39 | 2016-03-04 14:49 | LN: CSWS.CSWS.2054.A | XF: CSWS.CSWS.TULSA_NO.2068.1
21213 | TMP199_21213 | SWPP | INT | XF ARCAD7 345/138 kV ftlo XF ARCAD7 345/138 kV | 440 | 440 | XF ARCAD7 345/138 kV | XF ARCAD7 345/138 kV | 2015-09-18 15:57 | 2016-03-04 14:49 | XF: OKGE.OKGE.ARCAD7.XFC.C | XF: OKGE.OKGE.ARCAD7.XFA.A
21283 | TMP125_21283 | SWPP | INT | XF HITCH 230/115 kV ftlo LN HITCH - MOORE_CO 230 kV | 275 | 313 | XF HITCH 230/115 kV | LN HITCH - MOORE_CO 230 kV | 2015-10-15 15:45 | 2016-03-04 14:49 | XF: SPS.SPS.HITCH.T115.HITCH_115_2 | LN: SPS.SPS.LNK75.A
21246 | TMP189_21246 | SWPP | INT | LN NASHUA - ROANRDGE 161 kV ftlo LN NASHUA - HAWTHORN 345 kV | 368 | 368 | LN NASHUA - ROANRDGE 161 kV | LN NASHUA - HAWTHORN 345 kV | 2015-09-29 17:30 | 2016-03-04 14:49 | LN: MPS.MPS.NASHUA_ROANRD1.A | LN: KCPL.KCPL.NASHUA_HAWTH.A
21414 | TMP117_21414 | SWPP | INT | LN MARM - KUN01 69 kV ftlo LN ALTO - TIOG 138 kV | 95 | 108 | LN MARM - KUN01 69 kV | LN ALTO - TIOG 138 kV | 2015-12-28 13:57 | 2016-03-04 14:49 | LN: WR.WR.KUN01MARM69_1.1 | LN: WR.WR.ALTOTIOG13_1.1
21416 | TMP107_21416 | SWPP | INT | LN SW_STA - CRNGIE_S 138 kV ftlo LN ASPEN - BEARCAT 138 kV | 169 | 169 | LN SW_STA - CRNGIE_S 138 kV | LN ASPEN - BEARCAT 138 kV | 2015-12-29 08:21 | 2016-03-04 14:49 | LN: CSWS.CSWS.2195.A | LN: WFEC.WFEC.BEARCAT_ASPEN.A
21575 | TMP219_21575 | SWPP | INT | LN SUMM - EXIDJ 115 kV ftlo LN WJC - CHAPJ 115 kV | 174 | 208 | LN SUMM - EXIDJ 115 kV | LN WJC - CHAPJ 115 kV | 2016-02-19 16:11 | 2016-03-04 14:49 | LN: WR.WR.4243.1 | LN: WR.WR.4044.1
21436 | TMP128_21436 | SWPP | INT |  | 290 | 290 | LN SAN_JUAN - CHAVES 230 kV |  | 2016-03-04 14:49 | 2016-03-04 14:49 | LN: SPS.SPS.OASISCHAVE23_1.A
21439 | TMP145_21439 | SWPP | INT | LN BULL_SHL - HILTOP_E 161 kV ftlo LN BULL_SHL - SLEDHL 161 kV | 246 | 246 | LN BULL_SHL - HILTOP_E 161 kV | LN BULL_SHL - SLEDHL 161 kV | 2016-01-21 20:14 | 2016-03-04 14:55 | LN: EES.EES.7343.A | LN: SPA.SPA.BULSH7_SLEDHL5.A
21449 | TMP134_21449 | SWPP | INT | LN JOHNSON2 - CANADAY 115 kV ftlo LN JOHNSON2 - CANADAY 115 kV | 80 | 88 | LN JOHNSON2 - CANADAY 115 kV | LN JOHNSON2 - CANADAY 115 kV | 2016-03-04 14:55 | 2016-03-04 14:55 | LN: NPPD.NPPD.NP_1243.A | LN: NPPD.NPPD.NP_1449.A
21395 | TMP143_21395 | SWPP | INT | LN DALE4 - HSL1 138 kV ftlo LN RIVRSIDE - REDBUD 345 kV | 191 | 191 | LN DALE4 - HSL1 138 kV | LN RIVRSIDE - REDBUD 345 kV | 2015-12-14 10:43 | 2016-03-04 14:55 | LN: OKGE.OKGE.8850.A | LN: OKGE.OKGE.REDBUD_RIVER_1.A
21351 | TMP129_21351 | SWPP | INT | LN GENEVA - FRIEND 115 kV ftlo LN MCCOOL - MOORE 345 kV | 120 | 132 | LN GENEVA - FRIEND 115 kV | LN MCCOOL - MOORE 345 kV | 2015-11-16 12:03 | 2016-03-04 14:55 | LN: NPPD.NPPD.12106.A | LN: NPPD.NPPD.NP_3502-A.A
21247 | TMP168_21247 | SWPP | INT | LN KNOLL1 - REDLIN 115 kV ftlo LN G_GENT1 - REDWLO1 345 kV | 80 | 80 | LN KNOLL1 - REDLIN 115 kV | LN G_GENT1 - REDWLO1 345 kV | 2015-09-30 08:28 | 2016-03-04 14:55 | LN: WR.MIDW.9995.A | LN: NPPD.NPPD.12111.A
21204 | TMP184_21204 | SWPP | INT | LN PENT - MUND3 115 kV ftlo LN NASHUA - HAWTHORN 345 kV | 173 | 206 | LN PENT - MUND3 115 kV | LN NASHUA - HAWTHORN 345 kV | 2015-09-15 21:26 | 2016-03-04 14:55 | LN: WR.WR.4207.B | LN: KCPL.KCPL.NASHUA_HAWTH.A
21163 | TMP136_21163 | SWPP | INT | XF HITCH 230/115 kV ftlo XF POTTER_S 345/230 kV | 275 | 313 | XF HITCH 230/115 kV | XF POTTER_S 345/230 kV | 2015-08-21 14:35 | 2016-03-04 14:55 | XF: SPS.SPS.HITCH.T115.HITCH_115_2 | XF: SPS.SPS.POTTER_S.XF1.XF345
20547 | TMP133_20547 | SWPP | INT | LN BENT - CHIS 138 kV ftlo LN BENT - WICH 345 kV | 239 | 239 | LN BENT - CHIS 138 kV | LN BENT - WICH 345 kV | 2014-09-25 11:58 | 2016-03-04 14:55 | LN: WR.WR.BENTCHIS13_1.1 | LN: WR.WR.BENTWICH34_1.1
21252 | TMP169_21252 | SWPP | INT | XF WATFORD 230/1 kV ftlo XF WATFORD 230/1 kV | 100 | 125 | XF WATFORD 230/1 kV | XF WATFORD 230/1 kV | 2015-10-01 02:28 | 2016-03-31 23:57 | XF: WAUE.WAUE.WATFORD.V1A1.KV1A1 | XF: WAUE.WAUE.WATFORD.V2A1.KV2A1
21244 | TEMP17_21244 | MISO | RCF | LN PLEASAN1 - ZION0001 345 kV ftlo LN ZION_EC - ZION0001 345 kV | 1720 | 1720 | LN PLEASAN1 - ZION0001 345 kV | LN ZION_EC - ZION0001 345 kV | 2015-09-29 22:41 | 2016-03-31 23:57 | LN: CE.CE.45L2221.45 | LN: CE.CE.45L2223.A
20951 | TEMP82_20951 | SWPP | RCF | XF NASHUA 345/1 kV ftlo LN NASHUA - HAWTHORN 345 kV | 650 | 715 | XF NASHUA 345/1 kV | LN NASHUA - HAWTHORN 345 kV | 2015-05-11 10:17 | 2016-03-31 23:57 | XF: KCPL.KCPL.NASHUA.T1.T1_H | LN: KCPL.KCPL.NASHUA_HAWTH.A
20063 | TEMP84_20063 | SWPP | INT |  | 1690 | 1690 | LN CRAIG_J - DEQUEEN 138 kV |  | 2015-02-02 21:30 | 2016-03-31 23:57 | LN: CSWS.CSWS.755.A
20438 | TEMP24_20438 | SWPP | INT | LN SILOAM - SILSPRNG 161 kV ftlo LN TONNECE - FLINTCRK 345 kV | 335 | 335 | LN SILOAM - SILSPRNG 161 kV | LN TONNECE - FLINTCRK 345 kV | 2014-07-22 16:28 | 2016-03-31 23:57 | LN: GRDA.GRDA.WSILOM_GRDA_1A.A | LN: GRDA.GRDA.TONN_FLIN.A
21429 | TMP130_21429 | PJM | RCF | LN ZION_EC - LIBERTYV 345 kV ftlo LN ZION0001 - LIBERTYV 345 kV | 1560 | 1560 | LN ZION_EC - LIBERTYV 345 kV | LN ZION0001 - LIBERTYV 345 kV | 2016-01-14 17:40 | 2016-03-31 23:57 | LN: CE.CE.45L15423.A | LN: CE.CE.45L2224.45
21727 | TEMP37_21727 | SWPP | INT | XF HAMPTON2 161/69 kV ftlo LN HAMP_TP - SHEFFLD1 161 kV | 9999 | 9999 | XF HAMPTON2 161/69 kV | LN HAMP_TP - SHEFFLD1 161 kV | 2016-03-30 02:32 | 2016-03-31 23:57 | XF: WAUE.WAUE.HAMPTON2.TR1.TR1 | LN: WAUE.WAUE.SHEFFHAMP_16_1.1
| TMP133_21766 | SWPP | INT | LN GARRISN - PICKCTY 115 kV ftlo LN NELSONTP - MINOT 115 kV | 9999 | 9999 | LN GARRISN - PICKCTY 115 kV | LN NELSONTP - MINOT 115 kV |  | 2016-04-19 15:19 | LN: WAUE.WAUE.GARRIPICKC11_1.1 | LN: WAUE.WAUE.NELSOMINOT11_1.1
| TEMP13_90013 | SWPP | INT |  | 9999 | 9999 | LN HALE_CO - TUCO 115 kV |  |  | 2016-05-09 10:43 | LN: SPS.SPS.TUCOHALE_11_1.1
| TEMP12_90012 | SWPP | INT |  | 9999 | 9999 | LN CRAIG_J - BBOW_TAP 138 kV |  |  | 2016-05-09 10:43 | LN: CSWS.CSWS.2134.A
| TEMP09_90009 | SWPP | INT |  | 9999 | 9999 | LN CHAR_CK - WATFORD 230 kV |  |  | 2016-05-09 10:43 | LN: WAUE.WAUE.CHAR_WATFO23_1.1
| TEMP12_21714 | SWPP | INT | LN CRAIG_J - BBOW_TAP 138 kV ftlo LN BBDAMTP - GOLDENSW 138 kV | 191 | 216 | LN CRAIG_J - BBOW_TAP 138 kV | LN BBDAMTP - GOLDENSW 138 kV |  | 2016-05-09 18:13 | LN: CSWS.CSWS.2134.A | LN: WFEC.WFEC.GOLDNSW_BBDAM.A
| TEMP09_21401 | SWPP | RCF | LN CHAR_CK - WATFORD 230 kV ftlo LN LELANDO - LOGANWA 230 kV | 408 | 408 | LN CHAR_CK - WATFORD 230 kV | LN LELANDO - LOGANWA 230 kV |  | 2016-05-09 18:13 | LN: WAUE.WAUE.CHAR_WATFO23_1.1 | LN: WAUE.WAUE.LOGANLELAN23_1.1
| TEMP13_21559 | SWPP | INT | LN HALE_CO - TUCO 115 kV ftlo LN TOLKSUB - TUCO 230 kV | 80 | 80 | LN HALE_CO - TUCO 115 kV | LN TOLKSUB - TUCO 230 kV |  | 2016-05-09 18:13 | LN: SPS.SPS.TUCOHALE_11_1.1 | LN: SPS.SPS.TOLKSTUCO50_1.1
| TEMP15_20574 | SWPP | INT | LN BEVYTAP5 - FTSMTH 161 kV ftlo LN AES5 - TARBY1 161 kV | 313 | 335 | LN BEVYTAP5 - FTSMTH 161 kV | LN AES5 - TARBY1 161 kV |  | 2016-05-09 18:21 | LN: OKGE.OKGE.BEVYTA_FTSMT_1.A | LN: OKGE.OKGE.9127.A
| TEMP19_21250 | SWPP | RCF | LN SHEFFLD1 - HAMP_TP 161 kV ftlo LN EMERY - COLBY 161 kV | 215 | 236 | LN SHEFFLD1 - HAMP_TP 161 kV | LN EMERY - COLBY 161 kV |  | 2016-05-09 18:21 | LN: WAUE.WAUE.SHEFFHAMP_16_1.1 | LN: ALTW.ALTW.COLBYEMERY16_1.1
| TEMP26_21133 | SWPP | INT | LN MADDOXSU - SANGER_S 115 kV ftlo LN HOBBS - MILLEN 115 kV | 140 | 154 | LN MADDOXSU - SANGER_S 115 kV | LN HOBBS - MILLEN 115 kV |  | 2016-05-09 18:21 | LN: SPS.SPS.MADDOSANGE11_1.1 | LN: SPS.SPS.HOBBS_MILLEN.1
| TEMP33_21285 | SWPP | RCF | XF WEBSTRCB 161/69 kV ftlo LN BURT - HOPE_CB 161 kV | 84 | 84 | XF WEBSTRCB 161/69 kV | LN BURT - HOPE_CB 161 kV |  | 2016-05-09 18:21 | XF: WAUE.WAUE.WEBSTRCB.TR2.TR2 | LN: WAUE.WAUE.BURTHOPE_16_1.1
| TEMP40_21371 | SWPP | INT | LN BUCKNER7 - SPERVI1 345 kV ftlo XF POTTER_S 345/230 kV | 612 | 612 | LN BUCKNER7 - SPERVI1 345 kV | XF POTTER_S 345/230 kV |  | 2016-05-09 18:21 | LN: SECI.SECI.10149.A | XF: SPS.SPS.POTTER_S.XF1.XF345
| TEMP44_21739 | SWPP | INT | LN SCOTCTY - PILE 115 kV ftlo LN TRIBSW - TRIBUNE 115 kV | 195.4 | 195.4 | LN SCOTCTY - PILE 115 kV | LN TRIBSW - TRIBUNE 115 kV |  | 2016-05-09 18:21 | LN: SECI.SECI.10129.A | LN: SECI.SECI.10136.A
| TEMP60_21239 | SWPP | INT | LN NSES - RAM452 161 kV ftlo LN ASB3491 - PUR421 161 kV | 205 | 223 | LN NSES - RAM452 161 kV | LN ASB3491 - PUR421 161 kV |  | 2016-05-09 18:21 | LN: WR.WR.10291.A | LN: EDE.EDE.11360.A
| TEMP69_21383 | SWPP | INT | LN CIMARRON - TUTL_CON 138 kV ftlo LN SUNNYSDE - LAW_ES 345 kV | 191 | 191 | LN CIMARRON - TUTL_CON 138 kV | LN SUNNYSDE - LAW_ES 345 kV |  | 2016-05-09 18:24 | LN: OKGE.OKGE.CIMARRON_138.A | LN: OKGE.OKGE.SUNNYSIDE_L.C
| TEMP77_21091 | SWPP | RCF | XF BURT 161/69 kV ftlo LN EMERY - SHEFFLD1 161 kV | 56 | 56 | XF BURT 161/69 kV | LN EMERY - SHEFFLD1 161 kV |  | 2016-05-09 18:24 | XF: WAUE.WAUE.BURT.TR1.TR1 | LN: WAUE.WAUE.SHEFFEMERY16_1.1
| TEMP80_21403 | SWPP | INT | XF DEAFSMIT 230/115 kV ftlo LN DEAFSMIT - PLXSUB 230 kV | 167 | 167 | XF DEAFSMIT 230/115 kV | LN DEAFSMIT - PLXSUB 230 kV |  | 2016-05-09 18:24 | XF: SPS.SPS.DEAFSMIT.702A.DFS_E115 | LN: SPS.SPS.7.1
| TEMP89_21409 | SWPP | INT | XF GORD 345/138 kV ftlo XF GORD 345/138 kV | 400 | 430 | XF GORD 345/138 kV | XF GORD 345/138 kV |  | 2016-05-09 18:24 | XF: WR.WR.GORD.4359.WICH_12 | XF: WR.WR.GORD.1064.WICH_11
| TEMP93_21004 | SWPP | RCF | LN IATAN - EASTTOWN 345 kV ftlo LN IATAN - NASHUA 345 kV | 1215 | 1254 | LN IATAN - EASTTOWN 345 kV | LN IATAN - NASHUA 345 kV |  | 2016-05-09 18:24 | LN: MPS.MPS.IATAN__ST_JOE1.A | LN: KCPL.KCPL.IATAN_NASHUA.A
| TEMP97_21348 | SWPP | INT | XF MOORE 345/115 kV ftlo LN MOORE - NW68HOL 345 kV | 307 | 338 | XF MOORE 345/115 kV | LN MOORE - NW68HOL 345 kV |  | 2016-05-09 18:32 | XF: NPPD.NPPD.MOORE.1.1 | LN: LES.LES.NW68HMOORE34_1.1
| TMP106_21412 | SWPP | INT | LN MAUD_TAP - BLANCH_S 138 kV ftlo LN SUNNYSDE - LAW_ES 345 kV | 79 | 79 | LN MAUD_TAP - BLANCH_S 138 kV | LN SUNNYSDE - LAW_ES 345 kV |  | 2016-05-09 18:32 | LN: OKGE.OKGE.MAUD2.A | LN: OKGE.OKGE.SUNNYSIDE_L.C
| TMP113_21433 | SWPP | INT | LN MCROY - KINZE 138 kV ftlo LN SONR1 - CLEVLND7 345 kV | 194 | 222 | LN MCROY - KINZE 138 kV | LN SONR1 - CLEVLND7 345 kV |  | 2016-05-09 18:32 | LN: OKGE.OKGE.8905.A | LN: GRDA.GRDA.SONR_CLEVLND.A
| TMP114_21137 | SWPP | RCF | LN HILKEN - BISMARK2 230 kV ftlo LN GARRISN - JAMESTN 230 kV | 373 | 373 | LN HILKEN - BISMARK2 230 kV | LN GARRISN - JAMESTN 230 kV |  | 2016-05-09 18:32 | LN: WAUE.WAUE.HILKEBISMA23_1.1 | LN: WAUE.WAUE.GARRIJAMES23_1.1
| TMP115_21051 | SWPP | RCF | LN NELSONTP - MINOT 115 kV ftlo LN BISMARK2 - HILKEN 230 kV | 182 | 182 | LN NELSONTP - MINOT 115 kV | LN BISMARK2 - HILKEN 230 kV |  | 2016-05-09 18:32 | LN: WAUE.WAUE.NELSOMINOT11_1.1 | LN: WAUE.WAUE.HILKEBISMA23_1.1
| TMP118_21425 | SWPP | INT | LN NRTHEAST - GRAND_AV 161 kV ftlo LN NRTHEAST - GA_WEST 161 kV | 259 | 259 | LN NRTHEAST - GRAND_AV 161 kV | LN NRTHEAST - GA_WEST 161 kV |  | 2016-05-09 18:32 | LN: KCPL.KCPL.GRAND__NRTHEA1.A | LN: KCPL.KCPL.NAVY___NRTHEA1.1
| TMP121_21427 | SWPP | INT | LN HUTCH - GRAY_CO 115 kV ftlo LN GRAPVINE - BOWERS_S 115 kV | 120 | 120 | LN HUTCH - GRAY_CO 115 kV | LN GRAPVINE - BOWERS_S 115 kV |  | 2016-05-09 18:32 | LN: SPS.SPS.GRAY_HUTCH11_1.1 | LN: SPS.SPS.GRAPVI_BOWERS.1
| TMP123_21205 | SWPP | RCF | LN SUB1226 - TEKAMHO 161 kV ftlo XF RAUN 345/1 kV | 256 | 256 | LN SUB1226 - TEKAMHO 161 kV | XF RAUN 345/1 kV |  | 2016-05-09 18:32 | LN: OPPD.OPPD.TEKAMSUB1216_1.1 | XF: MEC.MEC.RAUN.AC1.RAU_AC_WNDNG1
| TMP140_21261 | SWPP | INT | LN SNAKECK - ALIANCE 115 kV ftlo LN VICTRY_H - CRAWFRD 115 kV | 109 | 109 | LN SNAKECK - ALIANCE 115 kV | LN VICTRY_H - CRAWFRD 115 kV |  | 2016-05-09 18:37 | LN: NPPD.NPPD.ALIANSNAKE11_1.1 | LN: NPPD.NPPD.NP_690-B.A
| TMP144_21263 | SWPP | RCF | LN CHAR_CK - RGHDRD 115 kV ftlo LN CHAR_CK - WATFORD 230 kV | 124 | 124 | LN CHAR_CK - RGHDRD 115 kV | LN CHAR_CK - WATFORD 230 kV |  | 2016-05-09 18:37 | LN: WAUE.WAUE.CHAR_RGHDR11_1.1 | LN: WAUE.WAUE.CHAR_WATFO23_1.1
| TMP148_20681 | SWPP | INT | LN SUB902 - SUB984 69 kV ftlo LN SUB976 - FREM_A 69 kV | 65 | 65 | LN SUB902 - SUB984 69 kV | LN SUB976 - FREM_A 69 kV |  | 2016-05-09 18:37 | LN: OPPD.OPPD.SUB90SUB9869_1.1 | LN: OPPD.OPPD.SUB97FREM_69_1.1
| TMP150_21444 | SWPP | INT | LN SHAW_WR - FOUR 115 kV ftlo XF MORR 230/115 kV | 86 | 92 | LN SHAW_WR - FOUR 115 kV | XF MORR 230/115 kV |  | 2016-05-09 18:37 | LN: WR.WR.FOURSHAW_11_1.1 | XF: WR.WR.MORR.3005.MORR_105
| TMP152_21437 | SWPP | INT | LN POTTER_S - RLNGHILS 230 kV ftlo LN RANDALL1 - HARRSUB 230 kV | 497 | 547 | LN POTTER_S - RLNGHILS 230 kV | LN RANDALL1 - HARRSUB 230 kV |  | 2016-05-09 18:37 | LN: SPS.SPS.ROLLHILS_POTTR.A | LN: SPS.SPS.HARRSRANDA23_1.1
| TMP153_21440 | SWPP | RCF | LN SUB1226 - TEKAMHO 161 kV ftlo LN SHELLCRK - HOSKINS 345 kV | 256 | 256 | LN SUB1226 - TEKAMHO 161 kV | LN SHELLCRK - HOSKINS 345 kV |  | 2016-05-09 18:37 | LN: OPPD.OPPD.TEKAMSUB1216_1.1 | LN: NPPD.NPPD.NP_3515.A
| TMP167_20869 | SWPP | INT | LN BULL_SHL - BUFRDTP5 161 kV ftlo LN KEO - WMPEHV 500 kV | 218 | 218 | LN BULL_SHL - BUFRDTP5 161 kV | LN KEO - WMPEHV 500 kV |  | 2016-05-09 18:44 | LN: SPA.SPA.7332B.B | LN: EES.EES.KEO____WMPEHV8.A
| TMP175_21561 | SWPP | INT | XF STORLA 230/1 kV ftlo LN HANLON - SIOUXFL 230 kV | 100 | 125 | XF STORLA 230/1 kV | LN HANLON - SIOUXFL 230 kV |  | 2016-05-09 18:48 | XF: WAUE.WAUE.STORLA.V1A1.KV1A1 | LN: WAUE.WAUE.SIOUXHANLO23_1.1
| TMP177_21571 | SWPP | INT | XF SUB1211 161/69 kV ftlo LN SUB1211 - SUB701 161 kV | 134 | 134 | XF SUB1211 161/69 kV | LN SUB1211 - SUB701 161 kV |  | 2016-05-09 18:48 | XF: OPPD.OPPD.SUB1211.T1.T1 | LN: OPPD.OPPD.SUB12SUB7016_1.1
| TMP178_21193 | SWPP | RCF | LN SUB3740 - SUB3455 345 kV ftlo LN NEBRCTY - 103_ROKE 345 kV | 1073 | 1073 | LN SUB3740 - SUB3455 345 kV | LN NEBRCTY - 103_ROKE 345 kV |  | 2016-05-09 18:48 | LN: OPPD.OPPD.SUB37SUB3434_1.1 | LN: LES.LES.103_RNEBRC34_1.1
| TMP180_21579 | SWPP | INT | XF TARBY1 161/69 kV ftlo LN AES5 - BONTP 161 kV | 123 | 134 | XF TARBY1 161/69 kV | LN AES5 - BONTP 161 kV |  | 2016-05-09 18:48 | XF: OKGE.OKGE.TARBY1.9131.B | LN: OKGE.OKGE.AES5___BONTP_1.A
| TMP181_21669 | SWPP | INT | LN SUB1214 - 70_BLUF 161 kV ftlo LN NEBRCTY - 103_ROKE 345 kV | 110 | 116 | LN SUB1214 - 70_BLUF 161 kV | LN NEBRCTY - 103_ROKE 345 kV |  | 2016-05-09 18:48 | LN: LES.LES.SUB1270_BL16_1.1 | LN: LES.LES.103_RNEBRC34_1.1
| TMP182_21200 | SWPP | RCF | LN SALISBRY - MOB 161 kV ftlo LN MCRD - MCC2 345 kV | 187 | 211 | LN SALISBRY - MOB 161 kV | LN MCRD - MCC2 345 kV |  | 2016-05-09 18:48 | LN: AMRN.AMRN.MOBERL_SALISB1.1 | LN: AMRN.AMRN.AECI-MCRD.A
| TMP183_21671 | SWPP | INT | LN WMCP - PHLP 115 kV ftlo LN WJC - CHAPJ 115 kV | 159 | 159 | LN WMCP - PHLP 115 kV | LN WJC - CHAPJ 115 kV |  | 2016-05-09 18:48 | LN: WR.WR.4053_PHLP.1 | LN: WR.WR.4044.1
| TMP191_21212 | SWPP | RCF | LN SUB3456 - SUB3455 345 kV ftlo LN SUB3456 - SUB3459 345 kV | 956 | 956 | LN SUB3456 - SUB3455 345 kV | LN SUB3456 - SUB3459 345 kV |  | 2016-05-09 18:48 | LN: OPPD.OPPD.SUB34SUB3434_3.1 | LN: OPPD.OPPD.SUB34SUB3434_2.1
| TMP193_21730 | SWPP | INT | LN BELDEN - HOSKINS 115 kV ftlo LN SIOUXCY - RAUN 345 kV | 115 | 126 | LN BELDEN - HOSKINS 115 kV | LN SIOUXCY - RAUN 345 kV |  | 2016-05-09 18:48 | LN: NPPD.NPPD.NP_1182-B.A | LN: MEC.MEC.RAUNSIOUX34_1.1
| TMP194_21207 | SWPP | RCF | LN BELDEN - HOSKINS 115 kV ftlo XF HOSKINS 230/115 kV | 115 | 126 | LN BELDEN - HOSKINS 115 kV | XF HOSKINS 230/115 kV |  | 2016-05-09 18:48 | LN: NPPD.NPPD.NP_1182-B.A | XF: NPPD.NPPD.HOSKINS.1.1
| TMP195_21676 | SWPP | INT | LN CARLSBAD - PCA 115 kV ftlo LN CUNNSUB - QUAHADA 115 kV | 80 | 80 | LN CARLSBAD - PCA 115 kV | LN CUNNSUB - QUAHADA 115 kV |  | 2016-05-09 18:56 | LN: SPS.SPS.CARLSPCA11_1.1 | LN: SPS.SPS.CUNNSUB_QUAHAD.A
| TMP197_20399 | SWPP | RCF | LN S3 - GRANITF 115 kV ftlo LN NOBLES - SPLT_RT 345 kV | 120 | 154 | LN S3 - GRANITF 115 kV | LN NOBLES - SPLT_RT 345 kV |  | 2016-05-09 18:56 | LN: WAUE.WAUE.S3GRANI11_1.1 | LN: NSP.NSP.SPLT_NOBLE34_1.1
| TMP198_21008 | SWPP | RCF | LN WELSH - DIANA 345 kV ftlo LN WELSH - DIANA 345 kV | 905 | 1059 | LN WELSH - DIANA 345 kV | LN WELSH - DIANA 345 kV |  | 2016-05-09 18:56 | LN: CSWS.CSWS.897.B | LN: CSWS.CSWS.896.A
| TMP202_21249 | SWPP | INT | LN 53GARST4 - TSE_NEW 138 kV ftlo LN ONETA - RIVRSIDE 345 kV | 168 | 168 | LN 53GARST4 - TSE_NEW 138 kV | LN ONETA - RIVRSIDE 345 kV |  | 2016-05-09 18:56 | LN: CSWS.CSWS.2002.A | LN: CSWS.CSWS.2010.A
| TMP203_21673 | SWPP | INT | XF NSES 161/138 kV ftlo XF DELAWARE 345/138 kV | 150 | 165 | XF NSES 161/138 kV | XF DELAWARE 345/138 kV |  | 2016-05-09 18:56 | XF: WR.WR.NSES.1050.NSES_5 | XF: CSWS.CSWS.DELAWARE.1.1
| TMP205_21251 | SWPP | INT | LN BA_81 - FORD_GLS 138 kV ftlo LN ONETA - BA_101 138 kV | 191 | 216 | LN BA_81 - FORD_GLS 138 kV | LN ONETA - BA_101 138 kV |  | 2016-05-09 18:56 | LN: CSWS.CSWS.1966.A | LN: CSWS.CSWS.1996.A
| TMP207_21170 | SWPP | RCF | LN SUB1221 - SUB1231 161 kV ftlo LN SUB3454 - FT_CAL 345 kV | 217 | 217 | LN SUB1221 - SUB1231 161 kV | LN SUB3454 - FT_CAL 345 kV |  | 2016-05-09 18:56 | LN: OPPD.OPPD.SUB12SUB1216_9.1 | LN: OPPD.OPPD.SUB34FT_CA34_1.1
| TMP208_21171 | SWPP | RCF | XF SUB3456 345/1 kV ftlo LN SUB3456 - SUB3455 345 kV | 500 | 500 | XF SUB3456 345/1 kV | LN SUB3456 - SUB3455 345 kV |  | 2016-05-09 18:56 | XF: OPPD.OPPD.SUB3456.T4.T4_H | LN: OPPD.OPPD.SUB34SUB3434_3.1
| TMP209_21166 | SWPP | INT | LN CIMARRON - TUTL_CON 138 kV ftlo LN MINCO - GRACMONT 345 kV | 191 | 191 | LN CIMARRON - TUTL_CON 138 kV | LN MINCO - GRACMONT 345 kV |  | 2016-05-09 18:56 | LN: OKGE.OKGE.CIMARRON_138.A | LN: OKGE.OKGE.LAWTON_MINCO.A
| TMP230_21411 | SWPP | INT | LN RLNGHILS - NORTHWE2 115 kV ftlo LN POTTER_S - BUSHLAND 230 kV | 159 | 175 | LN RLNGHILS - NORTHWE2 115 kV | LN POTTER_S - BUSHLAND 230 kV |  | 2016-05-09 18:56 | LN: SPS.SPS.NORTHCHERR11_1.1 | LN: SPS.SPS.POTTER_BUSH.1
| TMP240_21688 | SWPP | INT |  | 239 | 239 | LN MARTIN - HUTCH 115 kV |  |  | 2016-05-09 19:00 | LN: SPS.SPS.POM_HUTCH.A
| TEMP08_21225 | MISO | RCF | XF GRI 345/1 kV ftlo XF GRI 345/1 kV | 478 | 478 | XF GRI 345/1 kV | XF GRI 345/1 kV |  | 2016-05-09 19:33 | XF: EES.EES.GRI.AT2.AT2 | XF: EES.EES.GRI.AT1.AT1
| TMP185_21334 | MISO | RCF | LN SAILES - TXPSEX 115 kV ftlo LN DOLET - SWSHREV 345 kV | 77 | 77 | LN SAILES - TXPSEX 115 kV | LN DOLET - SWSHREV 345 kV |  | 2016-05-09 19:36 | LN: EES.EES.SAILES_TXPSEX3.A | LN: CLEC.CLEC.DH345_CLECO_1A.A
| TMP156_21453 | MISO | RCF | LN CANERV - WPRISN 115 kV ftlo LN DOLET - SWSHREV 345 kV | 77 | 77 | LN CANERV - WPRISN 115 kV | LN DOLET - SWSHREV 345 kV |  | 2016-05-09 20:13 | LN: EES.EES.WPRISN_CANERV3.A | LN: CLEC.CLEC.DH345_CLECO_1A.A
| TMP158_21466 | MISO_S | RCF | LN RUSL_S - DARD_D 161 kV ftlo LN FTSMTH - ARK_NU 500 kV | 396 | 396 | LN RUSL_S - DARD_D 161 kV | LN FTSMTH - ARK_NU 500 kV |  | 2016-05-09 20:13 | LN: SPA.SPA.DARD_D-RUSL-S5.A | LN: OKGE.OKGE.FTSMTH-ARK_NU8.A
| TEMP70_21333 | MISO | RCF | LN DARD_D - DARDNL 161 kV ftlo LN DARD_D - CLARKS4 161 kV | 223 | 223 | LN DARD_D - DARDNL 161 kV | LN DARD_D - CLARKS4 161 kV |  | 2016-05-09 20:13 | LN: SPA.SPA.DARD_D_DARDNL5.A | LN: SPA.SPA.7395.A
| TMP214_21703 | MISO | RCF | LN VIENNA - TRCR 115 kV ftlo XF MCNEIL 500/115 kV | 115 | 115 | LN VIENNA - TRCR 115 kV | XF MCNEIL 500/115 kV |  | 2016-05-09 20:13 | LN: EES.EES.TRUSSL_VIENNA3.A | XF: EES.EES.MCNEIL.AT1.AT1
90181 | TMP181_21913 | SWPP | INT |  | 9999 | 9999 | LN RAPIDCY - RUSHMRE 115 kV |  | 2016-06-15 11:09 | 2016-06-15 11:33 | LN: WAUE.WAUE.RUSHMRAPID11_1.1
21835 | TEMP40_21835 | SWPP | INT | LN 59TH - MURR 138 kV ftlo LN GORD - 45TH_ST 138 kV | 224 | 232 | LN 59TH - MURR 138 kV | LN GORD - 45TH_ST 138 kV | 2016-05-20 16:34 | 2016-06-28 14:58 | LN: WR.WR.ELPAMURR13_1.B | LN: WR.WR.GORD_45TH.A
21846 | TEMP70_21846 | SWPP | INT | LN TIP2921 - NEOSPA 161 kV ftlo LN TIP2921 - MONETT 161 kV | 222 | 222 | LN TIP2921 - NEOSPA 161 kV | LN TIP2921 - MONETT 161 kV | 2016-05-27 10:02 | 2016-06-28 14:58 | LN: SPA.SPA.7363.A | LN: EDE.EDE.11351.A
21784 | TEMP76_21784 | SWPP | INT | XF HAWTHORN 345/161 kV ftlo XF NASHUA 345/1 kV | 550 | 605 | XF HAWTHORN 345/161 kV | XF NASHUA 345/1 kV | 2016-06-28 15:02 | 2016-06-28 15:02 | XF: KCPL.KCPL.HAWTHORN.XF22.XF22 | XF: KCPL.KCPL.NASHUA.T1.T1_H
21422 | TMP108_21422 | SWPP | INT | XF NSES 161/138 kV ftlo LN N345 - BLACKBRY 345 kV | 150 | 165 | XF NSES 161/138 kV | LN N345 - BLACKBRY 345 kV | 2016-01-06 01:43 | 2016-06-28 15:02 | XF: WR.WR.NSES.1050.NSES_5 | LN: AECI.AECI.BLCKBRY_NEOSH.A
21873 | TMP118_21873 | SWPP | INT | LN GOTHNBG - COZAD 115 kV ftlo LN JOHNSON1 - JOHNLAKE 115 kV | 78 | 85 | LN GOTHNBG - COZAD 115 kV | LN JOHNSON1 - JOHNLAKE 115 kV | 2016-06-03 17:27 | 2016-06-28 15:02 | LN: NPPD.NPPD.12083.A | LN: NPPD.NPPD.NP_1147-A.A
21438 | TMP124_21438 | SWPP | INT | LN BROKENB - LOUPCTY 115 kV ftlo LN SWEETW4 - GRISLD1 345 kV | 120 | 127 | LN BROKENB - LOUPCTY 115 kV | LN SWEETW4 - GRISLD1 345 kV | 2016-01-21 12:18 | 2016-06-28 15:10 | LN: NPPD.NPPD.BROKENB_LOUPCT.A | LN: NPPD.NPPD.GRISLD1_SWEETW.A
21797 | TMP134_21797 | SWPP | INT | LN WDWRD1 - FPLSWTCH 138 kV ftlo XF WDWRDEHV 345/138 kV | 133 | 153 | LN WDWRD1 - FPLSWTCH 138 kV | XF WDWRDEHV 345/138 kV | 2016-06-28 15:10 | 2016-06-28 15:10 | LN: OKGE.OKGE.8691.A | XF: OKGE.OKGE.WDWRDEHV.XF2.A
21441 | TMP154_21441 | SWPP | RCF | LN RAUN - TEKAMHO 161 kV ftlo LN RAUN - HOSKINS 345 kV | 217 | 217 | LN RAUN - TEKAMHO 161 kV | LN RAUN - HOSKINS 345 kV | 2016-01-21 20:28 | 2016-06-28 15:14 | LN: MEC.MEC.RAUNTEKAM16_1.1 | LN: MEC.MEC.RAUNHOSKI34_1.1
21915 | TMP183_21915 | SWPP | INT | LN TARBY1 - PANAM 69 kV ftlo LN TARBY1 - MURRYSP2 69 kV | 39 | 49 | LN TARBY1 - PANAM 69 kV | LN TARBY1 - MURRYSP2 69 kV | 2016-06-14 20:01 | 2016-06-28 15:14 | LN: OKGE.OKGE.9132.A | LN: OKGE.OKGE.9135.A
21868 | TMP223_21868 | SWPP | INT | LN JOHNSON2 - CANADAY 115 kV ftlo LN JOHNSON2 - CANADAY 115 kV | 80 | 88 | LN JOHNSON2 - CANADAY 115 kV | LN JOHNSON2 - CANADAY 115 kV | 2016-06-02 10:44 | 2016-06-28 15:22 | LN: NPPD.NPPD.NP_1243.A | LN: NPPD.NPPD.NP_1449.A
21810 | TMP225_21810 | SWPP | INT | LN REDBUD - RIVRSIDE 345 kV ftlo LN REDBUD - ARCAD7 345 kV | 901 | 1055 | LN REDBUD - RIVRSIDE 345 kV | LN REDBUD - ARCAD7 345 kV | 2016-06-28 15:22 | 2016-06-28 15:22 | LN: OKGE.OKGE.REDBUD_RIVER_1.A | LN: OKGE.OKGE.ARCAD_REDBUD_2.A
21920 | TMP227_21920 | SWPP | RCF | LN MRYVL_SJ - CLARNDA 161 kV ftlo LN MADNCO - ROLLHILS 345 kV | 152 | 168 | LN MRYVL_SJ - CLARNDA 161 kV | LN MADNCO - ROLLHILS 345 kV | 2016-06-16 18:55 | 2016-06-28 15:22 | LN: MEC.MEC.MRYVLCLARN16_1.A | LN: MEC.MEC.ROLLHMADNC34_1.1
21921 | TMP228_21921 | SWPP | RCF | LN MRYVL_SJ - CLARNDA 161 kV ftlo LN CBLUFFS - RIVRBEND 161 kV | 152 | 168 | LN MRYVL_SJ - CLARNDA 161 kV | LN CBLUFFS - RIVRBEND 161 kV | 2016-06-16 19:42 | 2016-06-28 15:22 | LN: MEC.MEC.MRYVLCLARN16_1.A | LN: MEC.MEC.RIVRBCBLUF16_1.1
21718 | TMP145_21718 | SWPP | INT | LN STANTON - INDIANA 115 kV ftlo LN TUCO - CARLISLE 230 kV | 9999 | 9999 | LN STANTON - INDIANA 115 kV | LN TUCO - CARLISLE 230 kV | 2016-07-01 17:26 | 2016-07-06 13:09 | LN: SPS.SPS.147.1 | LN: SPS.SPS.135.1
21672 | TMP190_21672 | SWPP | INT | LN PLXSUB - SUNDOWN2 230 kV ftlo LN TOLKSUB - YOAKUM 230 kV | 9999 | 9999 | LN PLXSUB - SUNDOWN2 230 kV | LN TOLKSUB - YOAKUM 230 kV | 2016-02-29 04:52 | 2016-07-06 13:09 | LN: SPS.SPS.125.1 | LN: SPS.SPS.122.1
21974 | TMP124_21974 | SWPP | INT | LN KELL - KIHI 115 kV ftlo LN KELL - TECH 161 kV | 86 | 92 | LN KELL - KIHI 115 kV | LN KELL - TECH 161 kV | 2016-07-07 03:46 | 2016-07-07 13:55 | LN: WR.WR.KELLKIHI11_1.1 | LN: WR.WR.4055.1
21858 | TEMP80_21858 | SWPP | INT | XF RENO 345/1 kV ftlo XF RENO 345/1 kV | 308 | 308 | XF RENO 345/1 kV | XF RENO 345/1 kV | 2016-06-01 03:21 | 2016-07-12 08:55 | XF: WR.WR.RENO.2.2P | XF: WR.WR.RENO.1.1P
21842 | TMP148_21842 | SWPP | INT | LN TERRY_CO - WOLFFORT 115 kV ftlo LN SUNDOWN2 - WOLFFORT 230 kV | 80 | 80 | LN TERRY_CO - WOLFFORT 115 kV | LN SUNDOWN2 - WOLFFORT 230 kV | 2016-05-25 14:58 | 2016-07-12 08:55 | LN: SPS.SPS.161.1 | LN: SPS.SPS.SUNDOWOLFF23_1.1
21722 | TEMP27_21722 | SWPP | INT | LN JEFF - AUBU 230 kV ftlo LN JEFF - HOYT 345 kV | 612 | 612 | LN JEFF - AUBU 230 kV | LN JEFF - HOYT 345 kV | 2016-03-28 08:08 | 2016-07-12 08:55 | LN: WR.WR.4010_JEFF.1 | LN: WR.WR.HOYTJEFF34_1.1
21082 | TEMP99_21082 | SWPP | INT | LN DENVER_C - SAN_AND1 115 kV ftlo LN MSTNG - SEMIN 230 kV | 159 | 159 | LN DENVER_C - SAN_AND1 115 kV | LN MSTNG - SEMIN 230 kV | 2015-07-13 18:08 | 2016-07-12 08:55 | LN: SPS.SPS.W11.A | LN: SPS.SPS.K69.A
21933 | TEMP80_21933 | SWPP | INT | LN EAST_PLA - PIERCE_T 115 kV ftlo LN EAST_PLA - MANHATTA 115 kV | 120 | 120 | LN EAST_PLA - PIERCE_T 115 kV | LN EAST_PLA - MANHATTA 115 kV | 2016-07-17 06:57 | 2016-07-17 08:19 | LN: SPS.SPS.EAST_PIERC11_1.1 | LN: SPS.SPS.16.1
21712 | TEMP10_21712 | SWPP | INT | LN BUTL - ALTO 138 kV ftlo LN WAVERLY7 - LACYGNE 345 kV | 96 | 96 | LN BUTL - ALTO 138 kV | LN WAVERLY7 - LACYGNE 345 kV | 2016-03-16 17:33 | 2016-07-27 15:58 | LN: WR.WR.ALTOBUTL13_1.1 | LN: KCPL.KCPL.WAVERLY7_LCYGN.A
21733 | TEMP17_21733 | SWPP | INT | LN LITC - ASB3491 161 kV ftlo LN N345 - BLACKBRY 345 kV | 223 | 223 | LN LITC - ASB3491 161 kV | LN N345 - BLACKBRY 345 kV | 2016-07-01 00:03 | 2016-07-27 15:58 | LN: EDE.EDE.10282.A | LN: AECI.AECI.BLCKBRY_NEOSH.A
21750 | TEMP62_21750 | SWPP | INT | LN WILKES - MUNZ_CTY 138 kV ftlo LN WELSH - LYDIA 345 kV | 179 | 188 | LN WILKES - MUNZ_CTY 138 kV | LN WELSH - LYDIA 345 kV | 2016-07-27 16:01 | 2016-07-27 16:01 | LN: CSWS.CSWS.NNBOS_WILKE_1D.A | LN: CSWS.CSWS.925.A
21721 | TEMP22_21721 | SWPP | INT | XF CRSW 138/69 kV ftlo LN CRSW - OXFO 138 kV | 96 | 96 | XF CRSW 138/69 kV | LN CRSW - OXFO 138 kV | 2016-03-23 23:37 | 2016-07-27 16:01 | XF: WR.WR.CRSW.1014.CRSW_2 | LN: WR.WR.73.1
21786 | TEMP87_21786 | SWPP | INT | LN KILDR - WHEGL 138 kV ftlo LN HUNTERS7 - WDRNG1 345 kV | 194 | 222 | LN KILDR - WHEGL 138 kV | LN HUNTERS7 - WDRNG1 345 kV | 2016-04-06 10:01 | 2016-07-27 16:01 | LN: OKGE.OKGE.8672.A | LN: OKGE.OKGE.8622.A
21772 | TEMP91_21772 | SWPP | INT | LN BLANCH_S - MAUD_TAP 138 kV ftlo LN LAW_ES - SUNNYSDE 345 kV | 77 | 77 | LN BLANCH_S - MAUD_TAP 138 kV | LN LAW_ES - SUNNYSDE 345 kV | 2016-07-27 16:01 | 2016-07-27 16:01 | LN: OKGE.OKGE.MAUD2.A | LN: OKGE.OKGE.SUNNYSIDE_L.C
21342 | TEMP32_21342 | SWPP | INT | LN CARLISLE - DOUD 115 kV ftlo LN PLXSUB - SUNDOWN2 230 kV | 120 | 120 | LN CARLISLE - DOUD 115 kV | LN PLXSUB - SUNDOWN2 230 kV | 2015-11-09 15:52 | 2016-07-27 16:01 | LN: SPS.SPS.CARLIDOUD11_1.1 | LN: SPS.SPS.125.1
21404 | TEMP18_21404 | SWPP | INT | LN MARTIN - HUTCH 115 kV ftlo LN PANTEX_S - HIGHL_TP 115 kV | 239 | 239 | LN MARTIN - HUTCH 115 kV | LN PANTEX_S - HIGHL_TP 115 kV | 2015-12-22 15:33 | 2016-07-27 16:01 | LN: SPS.SPS.POM_HUTCH.A | LN: SPS.SPS.HIGHLT_PANTS_1.1
21120 | TMP135_21120 | SWPP | INT | LN CUNNSUB - MADDOXSU 115 kV ftlo LN HOBBS - MADDOXSU 115 kV | 239 | 273 | LN CUNNSUB - MADDOXSU 115 kV | LN HOBBS - MADDOXSU 115 kV | 2015-07-27 13:21 | 2016-07-27 16:01 | LN: SPS.SPS.CUNNSMADDO11_1.1 | LN: SPS.SPS.HOBBS_MADDOXSU.1
21394 | TMP142_21394 | SWPP | INT | LN BUTL - ALTO 138 kV ftlo XF N345 345/1 kV | 96 | 96 | LN BUTL - ALTO 138 kV | XF N345 345/1 kV | 2015-12-14 10:43 | 2016-07-27 16:08 | LN: WR.WR.ALTOBUTL13_1.1 | XF: WR.WR.N345.1043.N345_2H
21459 | TMP146_21459 | SWPP | INT | LN CARLISLE - MURPHY 115 kV ftlo LN TUCO - JONESSUB 230 kV | 139 | 141 | LN CARLISLE - MURPHY 115 kV | LN TUCO - JONESSUB 230 kV | 2016-01-31 07:46 | 2016-07-27 16:08 | LN: SPS.SPS.CARLIMURPH11_1.1 | LN: SPS.SPS.137.1
21583 | TMP186_21583 | SWPP | INT | XF WDRNG1 345/138 kV ftlo LN WDRNG1 - SONR1 345 kV | 330 | 360 | XF WDRNG1 345/138 kV | LN WDRNG1 - SONR1 345 kV | 2016-02-23 06:43 | 2016-07-27 16:08 | XF: OKGE.OKGE.WDRNG1.8618.A | LN: OKGE.OKGE.8620.A
21687 | TMP211_21687 | SWPP | INT | LN WHEELER - HOWARD3 115 kV ftlo LN WHEELER - GRAPVINE 230 kV | 159 | 175 | LN WHEELER - HOWARD3 115 kV | LN WHEELER - GRAPVINE 230 kV | 2016-07-27 16:08 | 2016-07-27 16:08 | LN: SPS.SPS.WHEEL_HOWRD.A | LN: SPS.SPS.GRAPE_WHEEL.A
21820 | TMP152_21820 | SWPP | INT | LN HSNVL1 - ARCHIE 161 kV ftlo LN PHILL - LKWINGB 161 kV | 224 | 224 | LN HSNVL1 - ARCHIE 161 kV | LN PHILL - LKWINGB 161 kV | 2016-07-27 16:08 | 2016-07-27 16:08 | LN: MPS.MPS.10998.A | LN: MPS.MPS.11032.A
22041 | TMP211_22041 | SWPP | INT | XF WEBSTRCB 161/69 kV ftlo LN WRIGHT2 - WALLLAKE 161 kV | 84 | 84 | XF WEBSTRCB 161/69 kV | LN WRIGHT2 - WALLLAKE 161 kV | 2016-07-29 15:27 | 2016-07-31 23:56 | XF: WAUE.WAUE.WEBSTRCB.TR2.TR2 | LN: MEC.MEC.WRIGHWALLL16_1.1
90275 | TMP275_DAMKT | SWPP | INT | LN BART_SE - NOWATA 138 kV ftlo LN TULSA_NO - SKIATOOK 138 kV | 106 | 106 | LN BART_SE - NOWATA 138 kV | LN TULSA_NO - SKIATOOK 138 kV | 2016-07-27 14:03 | 2016-08-01 00:06 | LN: CSWS.CSWS.2093.A | LN: CSWS.CSWS.2070.A
90232 | TMP232_DAMKT | SWPP | INT |  | 9999 | 9999 | LN NICKTAP - NICK 69 kV |  | 2016-07-27 14:03 | 2016-08-01 00:14 | LN: CLEC.CLEC.5144.A
1362 | TMP261_1362 | MISO | RCF |  | 1195 | 1195 | XF NELSON_E 500/230 kV |  | 2016-08-01 15:49 | 2016-08-01 15:49 | XF: EES.EES.NELSON_E.T1.T1
6506 | TMP259_6506 | MISO | RCF |  | 1732 | 1732 | LN MABELV - MAYFLR 500 kV |  | 2016-08-01 16:51 | 2016-08-01 16:51 | LN: EES.EES.MABELV_MAYFLR8.A
6507 | TMP264_6507 | MISO | RCF |  | 1745 | 1745 | LN PLS_HL - MAYFLR 500 kV |  | 2016-08-01 16:51 | 2016-08-01 16:51 | LN: EES.EES.MAYFLR_PLS_HL8.A
21802 | TMP199_21802 | MISO | RCF | XF HORNLK 161/115 kV ftlo XF FREPT5 500/1 kV | 235 | 235 | XF HORNLK 161/115 kV | XF FREPT5 500/1 kV | 2016-08-01 17:13 | 2016-08-01 17:13 | XF: EES.EES.HORNLK.AT1.AT1 | XF: EES.EES.FREPT5.AT1.AT1
21761 | TMP251_21761 | MISO | RCF |  | 1732 | 1732 | LN MABELV - WRIGHT_E 500 kV |  | 2016-08-01 17:13 | 2016-08-01 17:14 | LN: EES.EES.MABELV_WRIGHT8.A
21762 | TMP252_21762 | MISO | RCF |  | 1732 | 1732 | LN MABELV - WRIGHT_E 500 kV |  | 2016-08-01 17:13 | 2016-08-01 17:14 | LN: EES.EES.MABELV_WRIGHT8.A
21706 | TMP273_21706 | MISO | RCF | LN MURFET - AMITYX 115 kV ftlo LN LONGWOO - SAREPT 345 kV | 98 | 98 | LN MURFET - AMITYX 115 kV | LN LONGWOO - SAREPT 345 kV | 2016-03-17 15:51 | 2016-08-01 17:14 | LN: EES.EES.MURFET_AMITYX3.A | LN: EES.EES.EL_EHV_LONGWD7.B
21621 | TMP241_21621 | PJM | RCF | LN STJOHNTA - CRETE_EC 345 kV ftlo LN DUMONT - WILTON00 765 kV | 1091 | 1195 | LN STJOHNTA - CRETE_EC 345 kV | LN DUMONT - WILTON00 765 kV | 2016-05-27 19:34 | 2016-08-01 17:21 | LN: CE.CE.94507.A | LN: AEP.AEP.DUMONWILTO76_1.1
21358 | TEMP61_21358 | MISO | RCF | LN TXPSEX - LUCKY 115 kV ftlo LN DOLET - SWSHREV 345 kV | 77 | 77 | LN TXPSEX - LUCKY 115 kV | LN DOLET - SWSHREV 345 kV | 2015-11-18 15:52 | 2016-08-01 17:21 | LN: EES.EES.LUCKY__TXPSEX3.A | LN: CLEC.CLEC.DH345_CLECO_1A.A
21707 | TMP274_21707 | MISO | RCF | LN FISHR7 - MANY_3 115 kV ftlo LN DOLET - SWSHREV 345 kV | 115 | 115 | LN FISHR7 - MANY_3 115 kV | LN DOLET - SWSHREV 345 kV | 2016-03-17 15:45 | 2016-08-01 23:02 | LN: EES.EES.MANY_3_FISHR73.A | LN: CLEC.CLEC.DH345_CLECO_1A.A
21747 | TEMP84_21747 | MISO | RCF | LN FRANKLN - HAMP_TP 161 kV ftlo LN NUTHTCH - IFIP 161 kV | 223 | 245 | LN FRANKLN - HAMP_TP 161 kV | LN NUTHTCH - IFIP 161 kV | 2016-08-01 23:02 | 2016-08-01 23:02 | LN: MEC.MEC.FRANKHAMP_16_1.1 | LN: ALTW.ALTW.IFIPNUTHT16_2.1
21916 | TMP185_21916 | MISO | RCF | LN CAROLL - LAYFLD_C 230 kV ftlo LN EL_EHV - MOLIVE 500 kV | 282 | 412 | LN CAROLL - LAYFLD_C 230 kV | LN EL_EHV - MOLIVE 500 kV | 2016-06-15 10:37 | 2016-08-01 23:02 | LN: CLEC.CLEC.LYFLD_CAROL.A | LN: EES.EES.EL_EHV_MOLIVE8.A
21258 | TEMP07_21258 | SWPP | CFG | LN CALICO - NORFORK 161 kV ftlo XF INDEP2 500/161 kV | 334 | 334 | LN CALICO - NORFORK 161 kV | XF INDEP2 500/161 kV | 2015-10-05 19:30 | 2016-08-04 15:19 | LN: SPA.SPA.NORFRK-CALICO5.A | XF: EES.EES.INDEP2.AT1.AT1
21148 | TEMP47_21148 | SWPP | RCF | LN RUGBY230 - RUGBY 115 kV ftlo LN PEACGRDN - GLEN2 230 kV | 219 | 219 | LN RUGBY230 - RUGBY 115 kV | LN PEACGRDN - GLEN2 230 kV | 2015-08-14 20:04 | 2016-08-04 15:27 | LN: WAUE.WAUE.RGBYORUGBY11_1.1 | LN: MHEB.MHEB.GLENBPEACGRD_1.1
20769 | TMP101_20769 | SWPP | INT | LN SNAKECK - ALIANCE 115 kV ftlo LN STEGALL - WAYSID_W 230 kV | 109 | 109 | LN SNAKECK - ALIANCE 115 kV | LN STEGALL - WAYSID_W 230 kV | 2015-02-16 20:26 | 2016-08-04 15:27 | LN: NPPD.NPPD.ALIANSNAKE11_1.1 | LN: WAUE.WAUE.WAYSISTEGA23_1.1
21905 | TMP208_21905 | SWPP | RCF | LN GRANITF - S3 115 kV ftlo XF HAZELCRK 345/1 kV | 106 | 106 | LN GRANITF - S3 115 kV | XF HAZELCRK 345/1 kV | 2016-06-09 21:39 | 2016-08-04 15:27 | LN: WAUE.WAUE.S3GRANI11_1.1 | XF: NSP.NSP.HAZELCRK.TR9.TR9
21985 | TEMP27_21985 | SWPP | INT | LN JONES2 - ACORN 138 kV ftlo LN ARCAD7 - NOWST1 345 kV | 382 | 382 | LN JONES2 - ACORN 138 kV | LN ARCAD7 - NOWST1 345 kV | 2016-07-13 14:51 | 2016-08-04 15:27 | LN: OKGE.OKGE.JONES2_ACORN.A | LN: OKGE.OKGE.8790.A
21735 | TEMP24_21735 | SWPP | INT | LN OSAGE_OG - WEBBTAP4 138 kV ftlo XF SONR1 345/138 kV | 152 | 180 | LN OSAGE_OG - WEBBTAP4 138 kV | XF SONR1 345/138 kV | 2016-04-04 07:34 | 2016-08-04 15:27 | LN: CSWS.CSWS.OSAGE.B | XF: OKGE.OKGE.SONR1.8702.AA
21692 | TMP212_21692 | SWPP | RCF | LN MAURERLK - CARROLTN 161 kV ftlo LN SIBL_KCP - OVER 345 kV | 167 | 167 | LN MAURERLK - CARROLTN 161 kV | LN SIBL_KCP - OVER 345 kV | 2016-03-05 23:26 | 2016-08-04 15:27 | LN: KCPL.KCPL.EXSPRNG_CARR.A | LN: AMRN.AMRN.OVER-SIB-3.A
21658 | TMP254_21658 | SWPP | RCF | LN SIBL_KCP - OVER 345 kV ftlo LN BONDRNT - MNTZUMA 345 kV | 956 | 956 | LN SIBL_KCP - OVER 345 kV | LN BONDRNT - MNTZUMA 345 kV | 2016-02-24 10:09 | 2016-08-04 15:27 | LN: AMRN.AMRN.OVER-SIB-3.A | LN: MEC.MEC.BONDRMNTZU34_1.1
21782 | TMP250_21782 | SWPP | RCF | LN DUMONTCB - PRKRBGCB 69 kV ftlo LN KESLEYCB - PRKRBGCB 69 kV | 57 | 63 | LN DUMONTCB - PRKRBGCB 69 kV | LN KESLEYCB - PRKRBGCB 69 kV | 2016-08-04 15:27 | 2016-08-04 15:27 | LN: WAUE.WAUE.PRKRBDUMON69_1.1 | LN: WAUE.WAUE.KESLEPRKRB69_1.1
21798 | TMP184_21798 | SWPP | RCF | LN TL_HOLLY - CHIRENO4 138 kV ftlo LN WEB - WELLS_E 500 kV | 135 | 135 | LN TL_HOLLY - CHIRENO4 138 kV | LN WEB - WELLS_E 500 kV | 2016-06-21 09:39 | 2016-08-04 15:27 | LN: CSWS.CSWS.TL_HOLLY_CHIRE.A | LN: EES.EES.WELLS__WEBRE_8.A
21796 | TMP168_21796 | SWPP | RCF | LN SUB1259 - SUB1278 161 kV ftlo LN SUB3456 - CBLUFFS 345 kV | 215 | 215 | LN SUB1259 - SUB1278 161 kV | LN SUB3456 - CBLUFFS 345 kV | 2016-08-04 15:26 | 2016-08-04 15:27 | LN: OPPD.OPPD.S1278S125916_1.1 | LN: MEC.MEC.SUB34CBLUF34_1.1
21369 | TEMP41_21369 | SWPP | RCF | LN NEBRCTY - SUB3456 345 kV ftlo LN NEBRCTY - 103_ROKE 345 kV | 956 | 956 | LN NEBRCTY - SUB3456 345 kV | LN NEBRCTY - 103_ROKE 345 kV | 2015-12-03 16:20 | 2016-08-04 15:27 | LN: OPPD.OPPD.NEBRCSUB3434_1.1 | LN: LES.LES.103_RNEBRC34_1.1
21562 | TMP176_21562 | SWPP | RCF | LN SUB1211 - SUB1250 161 kV ftlo LN SUB1211 - SUB1250 161 kV | 221 | 221 | LN SUB1211 - SUB1250 161 kV | LN SUB1211 - SUB1250 161 kV | 2016-02-11 18:23 | 2016-08-04 15:27 | LN: OPPD.OPPD.SUB12SUB121645.1 | LN: OPPD.OPPD.SUB12SUB121624.1
21720 | TMP255_21720 | SWPP | RCF | LN SIBL_KCP - OVER 345 kV ftlo LN LACYGNE - N345 345 kV | 956 | 956 | LN SIBL_KCP - OVER 345 kV | LN LACYGNE - N345 345 kV | 2016-03-23 23:44 | 2016-08-04 15:27 | LN: AMRN.AMRN.OVER-SIB-3.A | LN: KCPL.KCPL.LACYGN_NEOSHO1.1
21757 | TEMP85_21757 | SWPP | INT | LN GRACMONT - ANADARKO 138 kV ftlo LN GRACMONT - LAW_ES 345 kV | 200 | 234 | LN GRACMONT - ANADARKO 138 kV | LN GRACMONT - LAW_ES 345 kV | 2016-06-24 21:03 | 2016-08-04 15:31 | LN: OKGE.OKGE.WASH_ANAD_2.A | LN: OKGE.OKGE.LAWTON_MINCO.B
21446 | TMP126_21446 | SWPP | INT | LN ROSE - STEA 138 kV ftlo LN ROSE - WEAV 138 kV | 287 | 287 | LN ROSE - STEA 138 kV | LN ROSE - WEAV 138 kV | 2016-01-22 12:54 | 2016-08-04 15:31 | LN: WR.WR.4319.1 | LN: WR.WR.93.E
21344 | TEMP88_21344 | SWPP | INT | XF CARLISLE 230/115 kV ftlo LN PLXSUB - SUNDOWN2 230 kV | 168 | 168 | XF CARLISLE 230/115 kV | LN PLXSUB - SUNDOWN2 230 kV | 2015-11-10 12:11 | 2016-08-04 15:31 | XF: SPS.SPS.CARLISLE.765.CRL_115XF | LN: SPS.SPS.125.1
21399 | TMP105_21399 | SWPP | INT | LN WILISTN2 - LTLMUDDY 115 kV ftlo LN WILISTN2 - WHEELOK 230 kV | 102 | 102 | LN WILISTN2 - LTLMUDDY 115 kV | LN WILISTN2 - WHEELOK 230 kV | 2015-12-16 17:46 | 2016-08-04 15:31 | LN: WAUE.WAUE.WILISLTLMU11_1.1 | LN: WAUE.WAUE.WILISWHEEL23_1.1
21959 | TEMP51_21959 | SWPP | INT | XF ARCAD7 345/138 kV ftlo XF ARCAD7 345/138 kV | 440 | 440 | XF ARCAD7 345/138 kV | XF ARCAD7 345/138 kV | 2016-07-05 08:51 | 2016-08-04 15:31 | XF: OKGE.OKGE.ARCAD7.XFC.C | XF: OKGE.OKGE.ARCAD7.XFA.A
21960 | TEMP81_21960 | SWPP | INT | XF ARCAD7 345/138 kV ftlo XF ARCAD7 345/138 kV | 440 | 440 | XF ARCAD7 345/138 kV | XF ARCAD7 345/138 kV | 2016-07-05 08:51 | 2016-08-04 15:31 | XF: OKGE.OKGE.ARCAD7.XFC.C | XF: OKGE.OKGE.ARCAD7.XFB.B
21966 | TEMP82_21966 | SWPP | INT | LN CRAIG - LENEXA 161 kV ftlo LN CRAIG - LENEXA 161 kV | 293 | 334 | LN CRAIG - LENEXA 161 kV | LN CRAIG - LENEXA 161 kV | 2016-07-06 08:02 | 2016-08-04 15:31 | LN: KCPL.KCPL.CRAIG__LENEXA2.1 | LN: KCPL.KCPL.CRAIG__LENEXA1.1
21190 | TMP127_21190 | SWPP | INT | LN LEC - MIDJ 115 kV ftlo LN LAWH - MIDJ 230 kV | 127 | 151 | LN LEC - MIDJ 115 kV | LN LAWH - MIDJ 230 kV | 2015-09-03 15:03 | 2016-08-04 15:31 | LN: WR.WR.3060.1 | LN: WR.WR.LAWHMIDJ23_1.1
21321 | TMP147_21321 | SWPP | INT | LN GAVINS - HARTNGTN 115 kV ftlo LN BLMFLD - CREITON 115 kV | 120 | 132 | LN GAVINS - HARTNGTN 115 kV | LN BLMFLD - CREITON 115 kV | 2015-10-27 09:58 | 2016-08-04 15:31 | LN: WAUE.WAUE.HARTGGAVIN11_1.1 | LN: NPPD.NPPD.BLMFLD_CREITON.A
21460 | TMP157_21460 | SWPP | INT | LN SWEETW4 - GRISLD1 345 kV ftlo LN AXTELL1 - PAULINE 345 kV | 717 | 789 | LN SWEETW4 - GRISLD1 345 kV | LN AXTELL1 - PAULINE 345 kV | 2016-02-01 15:20 | 2016-08-04 15:31 | LN: NPPD.NPPD.GRISLD1_SWEETW.A | LN: NPPD.NPPD.12005.A
21540 | TMP159_21540 | SWPP | INT | LN WASHIT1 - SW_STA 138 kV ftlo LN GRACMONT - LAW_ES 345 kV | 299 | 353 | LN WASHIT1 - SW_STA 138 kV | LN GRACMONT - LAW_ES 345 kV | 2016-02-08 09:47 | 2016-08-04 15:31 | LN: WFEC.WFEC.WASHIT_SWST.A | LN: OKGE.OKGE.LAWTON_MINCO.B
21544 | TMP160_21544 | SWPP | INT | LN SPRGFLD - CLAY2 161 kV ftlo LN BROOK_LN - JUNCTN5 161 kV | 189 | 189 | LN SPRGFLD - CLAY2 161 kV | LN BROOK_LN - JUNCTN5 161 kV | 2016-02-09 09:02 | 2016-08-04 15:31 | LN: SPA.SPA.SPFLD-CLAY.A | LN: SPRM.SPRM.BROOK-NICHOL.A
21675 | TMP200_21675 | SWPP | INT | LN TECH - STULT 115 kV ftlo LN HOYT - STRA 345 kV | 86 | 92 | LN TECH - STULT 115 kV | LN HOYT - STRA 345 kV | 2016-03-01 14:10 | 2016-08-04 15:38 | LN: WR.WR.4194.1 | LN: WR.WR.11_HOYT.1
21682 | TMP226_21682 | SWPP | INT | XF CIMARRON 345/138 kV ftlo LN CIMARRON - DRAPR1 345 kV | 382 | 382 | XF CIMARRON 345/138 kV | LN CIMARRON - DRAPR1 345 kV | 2016-03-03 15:39 | 2016-08-04 15:38 | XF: OKGE.OKGE.CIMARRON.8802.B | LN: OKGE.OKGE.8803.A
21961 | TMP228_21961 | SWPP | INT | LN CIMARRON - HAYMAKR4 138 kV ftlo LN CIMARRON - CKHAL 138 kV | 268 | 308 | LN CIMARRON - HAYMAKR4 138 kV | LN CIMARRON - CKHAL 138 kV | 2016-07-05 09:07 | 2016-08-04 15:38 | LN: OKGE.OKGE.8765.B | LN: OKGE.OKGE.8798.A
21889 | TMP167_21889 | SWPP | INT | LN HALE_CO - TUCO 115 kV ftlo LN SWISHER - TUCO 230 kV | 80 | 80 | LN HALE_CO - TUCO 115 kV | LN SWISHER - TUCO 230 kV | 2016-06-08 16:28 | 2016-08-04 15:38 | LN: SPS.SPS.TUCOHALE_11_1.1 | LN: SPS.SPS.113.1
22101 | TMP273_22101 | SWPP | INT | LN MILANTP - CLEARWT4 138 kV ftlo LN TATONGA - MATHWSN7 345 kV | 110 | 110 | LN MILANTP - CLEARWT4 138 kV | LN TATONGA - MATHWSN7 345 kV | 2016-09-02 14:40 | 2016-09-02 14:44 | LN: SECI.SECI.CLEARW_MILAN_1.A | LN: OKGE.OKGE.TATONGA_MATHWS.A
22151 | TMP160_22151 | SWPP | INT |  | 9999 | 9999 | XF EDDY_CO 230/115 kV |  | 2016-09-19 10:38 | 2016-09-20 15:54 | XF: SPS.SPS.EDDY_CO.797.EDY_115XFM
22151 | TMP160_22151 | SWPP | INT |  | 167 | 167 | XF EDDY_CO 230/115 kV |  | 2016-09-19 10:38 | 2016-09-20 15:58 | XF: SPS.SPS.EDDY_CO.797.EDY_115XFM
21690 | TEMP05_21690 |  | INT | LN IDABEL - BBOW_TAP 138 kV ftlo LN VALLIANT - LYDIA 345 kV |  |  | LN IDABEL - BBOW_TAP 138 kV | LN VALLIANT - LYDIA 345 kV | 2016-03-05 08:21 | 2016-09-23 16:56 | LN: CSWS.CSWS.2131.A | LN: CSWS.CSWS.926.A
21379 | TEMP04_21379 |  | INT | XF ELK-CITY 230/138 kV ftlo LN FINNEY1 - HOLCOM1 345 kV |  |  | XF ELK-CITY 230/138 kV | LN FINNEY1 - HOLCOM1 345 kV | 2015-12-04 15:46 | 2016-09-23 16:56 | XF: CSWS.CSWS.ELK-CITY.2220.5 | LN: SPS.SPS.HOLCOM_FINNEY.A
21378 | TEMP06_21378 |  | INT | LN WOLFFORT - TERRY_CO 115 kV ftlo LN TOLKSUB - YOAKUM 230 kV |  |  | LN WOLFFORT - TERRY_CO 115 kV | LN TOLKSUB - YOAKUM 230 kV | 2015-12-04 16:35 | 2016-09-23 16:56 | LN: SPS.SPS.161.1 | LN: SPS.SPS.122.1
21378 | TEMP06_21378 | SWPP | INT | LN WOLFFORT - TERRY_CO 115 kV ftlo LN TOLKSUB - YOAKUM 230 kV | 80 | 80 | LN WOLFFORT - TERRY_CO 115 kV | LN TOLKSUB - YOAKUM 230 kV | 2015-12-04 16:35 | 2016-09-23 16:56 | LN: SPS.SPS.161.1 | LN: SPS.SPS.122.1
21379 | TEMP04_21379 | SWPP | INT | XF ELK-CITY 230/138 kV ftlo LN FINNEY1 - HOLCOM1 345 kV | 280 | 331 | XF ELK-CITY 230/138 kV | LN FINNEY1 - HOLCOM1 345 kV | 2015-12-04 15:46 | 2016-09-23 16:56 | XF: CSWS.CSWS.ELK-CITY.2220.5 | LN: SPS.SPS.HOLCOM_FINNEY.A
21690 | TEMP05_21690 | SWPP | INT | LN IDABEL - BBOW_TAP 138 kV ftlo LN VALLIANT - LYDIA 345 kV | 191 | 216 | LN IDABEL - BBOW_TAP 138 kV | LN VALLIANT - LYDIA 345 kV | 2016-03-05 08:21 | 2016-09-23 16:56 | LN: CSWS.CSWS.2131.A | LN: CSWS.CSWS.926.A
21813 | TEMP09_21813 |  | INT | LN SBROWN - BROWN2 138 kV ftlo LN LAW_ES - SUNNYSDE 345 kV |  |  | LN SBROWN - BROWN2 138 kV | LN LAW_ES - SUNNYSDE 345 kV | 2016-07-31 23:56 | 2016-09-23 17:03 | LN: WFEC.WFEC.7451.A | LN: OKGE.OKGE.SUNNYSIDE_L.C
21814 | TEMP08_21814 |  | INT | LN MANNGT - DIGHTNT 115 kV ftlo LN BUCKNER7 - SPERVI1 345 kV |  |  | LN MANNGT - DIGHTNT 115 kV | LN BUCKNER7 - SPERVI1 345 kV | 2016-06-17 10:43 | 2016-09-23 17:03 | LN: SECI.SECI.10047.A | LN: SECI.SECI.10149.A
22057 | TEMP10_22057 |  | INT | XF SUB_N 161/69 kV ftlo LN ECKLES - BLUE_MIL 161 kV |  |  | XF SUB_N 161/69 kV | LN ECKLES - BLUE_MIL 161 kV | 2016-08-11 13:04 | 2016-09-23 17:03 | XF: INDN.INDN.SUB_N.X1.X1 | LN: INDN.INDN.BLUE_M_ECKLE_1.1
22057 | TEMP10_22057 | SWPP | INT | XF SUB_N 161/69 kV ftlo LN ECKLES - BLUE_MIL 161 kV | 100 | 123 | XF SUB_N 161/69 kV | LN ECKLES - BLUE_MIL 161 kV | 2016-08-11 13:04 | 2016-09-23 17:04 | XF: INDN.INDN.SUB_N.X1.X1 | LN: INDN.INDN.BLUE_M_ECKLE_1.1
21814 | TEMP08_21814 | SWPP | INT | LN MANNGT - DIGHTNT 115 kV ftlo LN BUCKNER7 - SPERVI1 345 kV | 112 | 120 | LN MANNGT - DIGHTNT 115 kV | LN BUCKNER7 - SPERVI1 345 kV | 2016-06-17 10:43 | 2016-09-23 17:04 | LN: SECI.SECI.10047.A | LN: SECI.SECI.10149.A
21813 | TEMP09_21813 | SWPP | INT | LN SBROWN - BROWN2 138 kV ftlo LN LAW_ES - SUNNYSDE 345 kV | 133 | 143 | LN SBROWN - BROWN2 138 kV | LN LAW_ES - SUNNYSDE 345 kV | 2016-07-31 23:56 | 2016-09-23 17:04 | LN: WFEC.WFEC.7451.A | LN: OKGE.OKGE.SUNNYSIDE_L.C
21817 | TEMP12_21817 | SWPP | INT | XF GRISLD1 345/230 kV ftlo XF GRISLD1 345/230 kV | 336 | 406 | XF GRISLD1 345/230 kV | XF GRISLD1 345/230 kV | 2016-05-31 23:59 | 2016-09-23 17:08 | XF: NPPD.NPPD.GRISLD1.KU1A.KU1A | XF: NPPD.NPPD.GRISLD1.KU3A.KU3A
21254 | TEMP11_21254 | SWPP | INT | XF G_GENT1 230/1 kV ftlo XF G_GENT1 345/1 kV | 336 | 420 | XF G_GENT1 230/1 kV | XF G_GENT1 345/1 kV | 2015-10-02 11:31 | 2016-09-23 17:08 | XF: NPPD.NPPD.G_GENT1.2.2S | XF: NPPD.NPPD.G_GENT1.1.1
20279 | TEMP14_20279 | SWPP | INT | LN BUSHLAND - DEAFSMIT 230 kV ftlo LN POTTER_S - NEWHART 230 kV | 319 | 319 | LN BUSHLAND - DEAFSMIT 230 kV | LN POTTER_S - NEWHART 230 kV | 2014-05-31 22:54 | 2016-09-23 17:08 | LN: SPS.SPS.BUSHL_DEAFSM.1 | LN: SPS.SPS.K90.A
20279 | TEMP14_20279 |  | INT | LN BUSHLAND - DEAFSMIT 230 kV ftlo LN POTTER_S - NEWHART 230 kV |  |  | LN BUSHLAND - DEAFSMIT 230 kV | LN POTTER_S - NEWHART 230 kV | 2014-05-31 22:54 | 2016-09-23 17:09 | LN: SPS.SPS.BUSHL_DEAFSM.1 | LN: SPS.SPS.K90.A
21254 | TEMP11_21254 |  | INT | XF G_GENT1 230/1 kV ftlo XF G_GENT1 345/1 kV |  |  | XF G_GENT1 230/1 kV | XF G_GENT1 345/1 kV | 2015-10-02 11:31 | 2016-09-23 17:09 | XF: NPPD.NPPD.G_GENT1.2.2S | XF: NPPD.NPPD.G_GENT1.1.1
21817 | TEMP12_21817 |  | INT | XF GRISLD1 345/230 kV ftlo XF GRISLD1 345/230 kV |  |  | XF GRISLD1 345/230 kV | XF GRISLD1 345/230 kV | 2016-05-31 23:59 | 2016-09-23 17:09 | XF: NPPD.NPPD.GRISLD1.KU1A.KU1A | XF: NPPD.NPPD.GRISLD1.KU3A.KU3A
21819 | TEMP15_21819 | SWPP | INT | LN PHLP - WMCP 115 kV ftlo LN SUMM - EMCP 230 kV | 159 | 159 | LN PHLP - WMCP 115 kV | LN SUMM - EMCP 230 kV | 2016-07-01 00:03 | 2016-09-23 17:19 | LN: WR.WR.4053_PHLP.1 | LN: WR.WR.36_SUMM.1
21819 | TEMP15_21819 |  | INT | LN PHLP - WMCP 115 kV ftlo LN SUMM - EMCP 230 kV |  |  | LN PHLP - WMCP 115 kV | LN SUMM - EMCP 230 kV | 2016-07-01 00:03 | 2016-09-23 17:22 | LN: WR.WR.4053_PHLP.1 | LN: WR.WR.36_SUMM.1
22190 | TMP259_22190 | SWPP | INT |  | 9999 | 9999 | LN MABELV - MAYFLR 500 kV |  | 2016-09-28 13:32 | 2016-09-28 13:40 | LN: EES.EES.MABELV_MAYFLR8.A
22086 | TEMP32_22086 | SWPP | INT | LN STL4391 - JOP1451 161 kV ftlo LN NICKTAP - NICK 69 kV | 290 | 290 | LN STL4391 - JOP1451 161 kV | LN NICKTAP - NICK 69 kV | 2016-09-01 03:24 | 2016-09-30 23:55 | LN: EDE.EDE.11345.A | LN: CLEC.CLEC.5144.A
21738 | TMP130_21738 | SWPP | INT | LN KNOLL1 - REDLIN 115 kV ftlo LN HOLCOM1 - SETAB1 345 kV | 80 | 80 | LN KNOLL1 - REDLIN 115 kV | LN HOLCOM1 - SETAB1 345 kV | 2016-04-04 23:49 | 2016-10-03 09:14 | LN: WR.MIDW.9995.A | LN: SECI.SECI.10148.A
21748 | TEMP39_21748 | SWPP | INT | LN PLXSUB - BAI_CO_R 115 kV ftlo XF DEAFSMIT 230/115 kV | 120 | 154 | LN PLXSUB - BAI_CO_R 115 kV | XF DEAFSMIT 230/115 kV | 2016-04-06 19:49 | 2016-10-03 09:55 | LN: SPS.SPS.131.1 | XF: SPS.SPS.DEAFSMIT.702.DFS_W115X
21373 | TEMP28_21373 | SWPP | INT | XF STORLA 230/1 kV ftlo LN WESSPRNG - FTTHOMP 230 kV | 100 | 125 | XF STORLA 230/1 kV | LN WESSPRNG - FTTHOMP 230 kV | 2015-12-04 11:06 | 2016-10-03 09:55 | XF: WAUE.WAUE.STORLA.V1A1.KV1A1 | LN: WAUE.WAUE.WESSPFTTHO23_1.1
21831 | TEMP33_21831 | SWPP | INT | LN TUPELO2 - SBROWN 138 kV ftlo LN PITTSB9 - VALLIANT 345 kV | 96 | 96 | LN TUPELO2 - SBROWN 138 kV | LN PITTSB9 - VALLIANT 345 kV | 2016-07-31 23:56 | 2016-10-03 09:55 | LN: WFEC.WFEC.7444.A | LN: CSWS.CSWS.2160.A
21823 | TEMP19_21823 | SWPP | INT | LN BROWN2 - SBROWN 138 kV ftlo LN PITTSB9 - VALLIANT 345 kV | 133 | 143 | LN BROWN2 - SBROWN 138 kV | LN PITTSB9 - VALLIANT 345 kV | 2016-07-31 23:56 | 2016-10-03 09:55 | LN: WFEC.WFEC.7451.A | LN: CSWS.CSWS.2160.A
21836 | TEMP44_21836 | SWPP | INT | LN REDBUD - RIVRSIDE 345 kV ftlo LN REDBUD - ARCAD7 345 kV | 901 | 1055 | LN REDBUD - RIVRSIDE 345 kV | LN REDBUD - ARCAD7 345 kV | 2016-05-23 14:13 | 2016-10-03 09:55 | LN: OKGE.OKGE.REDBUD_RIVER_1.A | LN: OKGE.OKGE.ARCAD_REDBUD_1.A
21964 | TEMP68_21964 | SWPP | INT | LN LAMB - PLXSUB 115 kV ftlo XF PLXSUB 230/115 kV | 120 | 120 | LN LAMB - PLXSUB 115 kV | XF PLXSUB 230/115 kV | 2016-07-05 18:14 | 2016-10-03 10:03 | LN: SPS.SPS.128.1 | XF: SPS.SPS.PLXSUB.743.PLX_115XFMR
21749 | TEMP45_21749 | SWPP | INT | LN BOYD - CDRLN 138 kV ftlo LN PLVAL - HOLWD 138 kV | 191 | 191 | LN BOYD - CDRLN 138 kV | LN PLVAL - HOLWD 138 kV | 2016-10-03 10:03 | 2016-10-03 10:03 | LN: OKGE.OKGE.8858.A | LN: OKGE.OKGE.8826.A
21755 | TEMP67_21755 | SWPP | INT | LN LAR3821 - SPRGFLD 161 kV ftlo LN JASPER7 - MRGN_345 345 kV | 167 | 167 | LN LAR3821 - SPRGFLD 161 kV | LN JASPER7 - MRGN_345 345 kV | 2016-10-01 00:02 | 2016-10-03 10:03 | LN: SPA.SPA.SPFLD-LARUSL.A | LN: AECI.AECI.JASPER_MORGN.A
21084 | TEMP46_21084 | SWPP | INT | XF LAWH 230/115 kV ftlo XF MIDJ 230/115 kV | 280 | 308 | XF LAWH 230/115 kV | XF MIDJ 230/115 kV | 2015-07-10 10:39 | 2016-10-03 10:03 | XF: WR.WR.LAWH.3034.LAWH_29 | XF: WR.WR.MIDJ.3037.MIDJ_126
20942 | TEMP53_20942 | SWPP | INT | LN 134PENTP - WESTMOR4 138 kV ftlo LN PLVAL - MCCLAI 138 kV | 268 | 308 | LN 134PENTP - WESTMOR4 138 kV | LN PLVAL - MCCLAI 138 kV | 2015-05-04 15:10 | 2016-10-03 10:03 | LN: OKGE.OKGE.WEST_134PENTP.A | LN: OKGE.OKGE.MCCLAI_PLVAL_1.A
20945 | TEMP57_20945 | SWPP | INT | LN ASB3491 - CJ366 161 kV ftlo LN ASB3491 - PUR421 161 kV | 223 | 223 | LN ASB3491 - CJ366 161 kV | LN ASB3491 - PUR421 161 kV | 2015-05-06 11:28 | 2016-10-03 10:03 | LN: EDE.EDE.11359.A | LN: EDE.EDE.11360.A
21771 | TEMP79_21771 | SWPP | INT | XF NOWST1 345/1 kV ftlo XF NOWST1 345/1 kV | 478 | 478 | XF NOWST1 345/1 kV | XF NOWST1 345/1 kV | 2016-07-01 00:38 | 2016-10-03 10:07 | XF: OKGE.OKGE.NOWST1.XF3.XF3P | XF: OKGE.OKGE.NOWST1.8787.A
21419 | TEMP92_21419 | SWPP | INT | LN MOORLN1 - ASPEN 138 kV ftlo LN GRAPVINE - WHEELER 230 kV | 143 | 143 | LN MOORLN1 - ASPEN 138 kV | LN GRAPVINE - WHEELER 230 kV | 2016-01-01 04:00 | 2016-10-03 10:07 | LN: WFEC.WFEC.ASPEN_MOORLN1.A | LN: SPS.SPS.GRAPE_WHEEL.A
22109 | TEMP81_22109 | SWPP | INT | XF RAM452 161/69 kV ftlo LN RAM452 - ORO1101 161 kV | 100 | 100 | XF RAM452 161/69 kV | LN RAM452 - ORO1101 161 kV | 2016-09-06 16:56 | 2016-10-03 10:07 | XF: EDE.EDE.RAM452.XF1.AUTO_161/69 | LN: EDE.EDE.11330.A
21843 | TEMP69_21843 | SWPP | INT | LN ATL1091 - CARTHAGE 161 kV ftlo LN STL4391 - JOP3891 161 kV | 222 | 222 | LN ATL1091 - CARTHAGE 161 kV | LN STL4391 - JOP3891 161 kV | 2016-10-01 00:02 | 2016-10-03 10:07 | LN: SPA.SPA.7366.A | LN: EDE.EDE.11375B.A
21853 | TEMP89_21853 | SWPP | INT | LN ELSIETP - PAXTON 115 kV ftlo LN KEYSTONE - G_GENT1 345 kV | 108 | 108 | LN ELSIETP - PAXTON 115 kV | LN KEYSTONE - G_GENT1 345 kV | 2016-05-27 16:54 | 2016-10-03 10:07 | LN: NPPD.NPPD.ELSIEPAXTO11_1.1 | LN: NPPD.NPPD.NP_3509.A
21859 | TEMP93_21859 | SWPP | INT | LN AUBU - KEEN 115 kV ftlo XF EMAN 230/115 kV | 133 | 148 | LN AUBU - KEEN 115 kV | XF EMAN 230/115 kV | 2016-06-01 03:21 | 2016-10-03 10:07 | LN: WR.WR.KEEN-AUBU.A | XF: WR.WR.EMAN.3035.EMAN_92
21860 | TEMP97_21860 | SWPP | INT | XF MCDO 230/115 kV ftlo XF EMAN 230/115 kV | 308 | 308 | XF MCDO 230/115 kV | XF EMAN 230/115 kV | 2016-06-01 03:21 | 2016-10-03 10:07 | XF: WR.WR.MCDO.TR2.XFMR1_230 | XF: WR.WR.EMAN.3035.EMAN_92
22002 | TEMP99_22002 | SWPP | INT | LN MIDJ - BISM 115 kV ftlo XF LAWH 230/115 kV | 118 | 118 | LN MIDJ - BISM 115 kV | XF LAWH 230/115 kV | 2016-07-20 15:55 | 2016-10-03 10:07 | LN: WR.WR.4199.1 | XF: WR.WR.LAWH.3034.LAWH_29
21829 | TEMP26_21829 | SWPP | INT | LN GRNWOOD - METROPOL 161 kV ftlo LN GRNWOOD - SHAWNEE 161 kV | 318 | 318 | LN GRNWOOD - METROPOL 161 kV | LN GRNWOOD - SHAWNEE 161 kV | 2016-05-24 16:00 | 2016-10-05 10:52 | LN: KACY.KACY.GRNWOO_METROP1.1 | LN: KCPL.KCPL.GRNWOO_SHAWNE1.1
21861 | TMP106_21861 | SWPP | INT | LN BUTL - FRNTIER2 69 kV ftlo LN BUTL - SKEL 69 kV | 96 | 96 | LN BUTL - FRNTIER2 69 kV | LN BUTL - SKEL 69 kV | 2016-06-01 03:21 | 2016-10-05 10:56 | LN: WR.WR.233.A | LN: WR.WR.BUTLSKEL69_1.1
21397 | TMP110_21397 | SWPP | INT | LN SHAYS - CHETOLAH 115 kV ftlo LN SHAYS - POSTROCK 230 kV | 164 | 199 | LN SHAYS - CHETOLAH 115 kV | LN SHAYS - POSTROCK 230 kV | 2015-12-15 04:00 | 2016-10-05 10:56 | LN: WR.MIDW.CHETOLAH_SHAYS.A | LN: WR.MIDW.SHAYS_KNOLL1.B
21773 | TMP107_21773 | SWPP | INT | LN SLVRL - DVISN 138 kV ftlo LN NOWST1 - PDMNT 138 kV | 268 | 308 | LN SLVRL - DVISN 138 kV | LN NOWST1 - PDMNT 138 kV | 2016-10-05 10:56 | 2016-10-05 10:56 | LN: OKGE.OKGE.8762.A | LN: OKGE.OKGE.8777.A
21754 | TEMP59_21754 | SWPP | RCF | LN HAMP_TP - SHEFFLD1 161 kV ftlo LN NUTHTCH - IFIP 161 kV | 215 | 236 | LN HAMP_TP - SHEFFLD1 161 kV | LN NUTHTCH - IFIP 161 kV | 2016-07-01 00:38 | 2016-10-05 10:56 | LN: WAUE.WAUE.SHEFFHAMP_16_1.1 | LN: ALTW.ALTW.IFIPNUTHT16_2.1
21136 | TMP100_21136 | SWPP | RCF | LN RUGBY230 - RUGBY 115 kV ftlo LN BALTAJCT - RAMSEY 230 kV | 219 | 219 | LN RUGBY230 - RUGBY 115 kV | LN BALTAJCT - RAMSEY 230 kV | 2015-08-06 19:35 | 2016-10-05 10:56 | LN: WAUE.WAUE.RGBYORUGBY11_1.1 | LN: GRE.GRE.BALTARAMSE23_1.1
20517 | TMP109_20517 | SWPP | RCF | LN SWIS - W_GARDNR 345 kV ftlo LN 87TH_ST - CRAIG 345 kV | 956 | 956 | LN SWIS - W_GARDNR 345 kV | LN 87TH_ST - CRAIG 345 kV | 2014-09-10 15:44 | 2016-10-05 10:56 | LN: KCPL.KCPL.SWIS_WGARD.A | LN: WR.WR.CRAIG__STR_CR1.A
21130 | TMP122_21130 | SWPP | RCF | XF G_GENT1 345/1 kV ftlo LN KEYSTONE - G_GENT1 345 kV | 336 | 420 | XF G_GENT1 345/1 kV | LN KEYSTONE - G_GENT1 345 kV | 2015-08-05 08:44 | 2016-10-05 11:04 | XF: NPPD.NPPD.G_GENT1.1.1 | LN: NPPD.NPPD.NP_3509.A
21426 | TMP120_21426 | SWPP | INT | XF CARLISLE 230/115 kV ftlo LN TUCO - JONESSUB 230 kV | 168 | 168 | XF CARLISLE 230/115 kV | LN TUCO - JONESSUB 230 kV | 2016-01-11 08:52 | 2016-10-05 11:04 | XF: SPS.SPS.CARLISLE.765.CRL_115XF | LN: SPS.SPS.137.1
21871 | TMP114_21871 | SWPP | INT | LN STL4391 - JOP1451 161 kV ftlo LN STL4391 - JOP3891 161 kV | 290 | 290 | LN STL4391 - JOP1451 161 kV | LN STL4391 - JOP3891 161 kV | 2016-06-03 11:09 | 2016-10-05 11:04 | LN: EDE.EDE.11345.A | LN: EDE.EDE.11375B.A
21822 | TMP123_21822 | SWPP | INT | LN ASB3491 - PUR421 161 kV ftlo LN N345 - BLACKBRY 345 kV | 223 | 223 | LN ASB3491 - PUR421 161 kV | LN N345 - BLACKBRY 345 kV | 2016-10-05 11:04 | 2016-10-05 11:04 | LN: EDE.EDE.11360.A | LN: AECI.AECI.BLCKBRY_NEOSH.A
21456 | TMP139_21456 | SWPP | INT |  | 120 | 120 | LN PANTEX_S - HIGHL_TP 115 kV |  | 2016-01-29 11:33 | 2016-10-05 11:08 | LN: SPS.SPS.HIGHLT_PANTS_1.1
21737 | TMP128_21737 | SWPP | INT | LN TILDEN - BATTLCR 115 kV ftlo LN BLMFLD - GAVINS 115 kV | 120 | 132 | LN TILDEN - BATTLCR 115 kV | LN BLMFLD - GAVINS 115 kV | 2016-04-04 21:32 | 2016-10-05 11:08 | LN: NPPD.NPPD.TILDEN_BATTLCR.A | LN: WAUE.WAUE.GAVINBLMFL11_1.1
21788 | TMP136_21788 | SWPP | INT | XF HAWTHORN 345/161 kV ftlo LN HAWTHORN - SIBLEY 345 kV | 550 | 605 | XF HAWTHORN 345/161 kV | LN HAWTHORN - SIBLEY 345 kV | 2016-10-05 11:08 | 2016-10-05 11:08 | XF: KCPL.KCPL.HAWTHORN.XF22.XF22 | LN: MPS.MPS.HAWTHO_SIBLEY1.A
21458 | TMP141_21458 | SWPP | INT | LN BLMFLD - GAVINS 115 kV ftlo LN PTRBRG_N - PETRSBG 115 kV | 144 | 144 | LN BLMFLD - GAVINS 115 kV | LN PTRBRG_N - PETRSBG 115 kV | 2016-01-30 09:12 | 2016-10-05 11:16 | LN: WAUE.WAUE.GAVINBLMFL11_1.1 | LN: NPPD.NPPD.1368.A
21870 | TMP150_21870 | SWPP | INT | XF G_GENT1 345/1 kV ftlo XF G_GENT1 345/1 kV | 336 | 420 | XF G_GENT1 345/1 kV | XF G_GENT1 345/1 kV | 2016-06-03 06:58 | 2016-10-05 11:16 | XF: NPPD.NPPD.G_GENT1.1.1 | XF: NPPD.NPPD.G_GENT1.2.2
21885 | TMP144_21885 | SWPP | INT | XF RENFROW7 345/1 kV ftlo LN VIOLA7 - WICH 345 kV | 478 | 478 | XF RENFROW7 345/1 kV | LN VIOLA7 - WICH 345 kV | 2016-06-07 23:44 | 2016-10-05 11:16 | XF: OKGE.OKGE.RENFROW7.TR2.TR2A | LN: WR.WR.VIOLA_WICH.B
21886 | TMP177_21886 | SWPP | INT | LN CKSKI1 - KILDR 138 kV ftlo LN VIOLA7 - WICH 345 kV | 194 | 222 | LN CKSKI1 - KILDR 138 kV | LN VIOLA7 - WICH 345 kV | 2016-06-08 00:19 | 2016-10-05 11:16 | LN: OKGE.OKGE.8669.A | LN: WR.WR.VIOLA_WICH.B
21887 | TMP156_21887 | SWPP | INT | LN BEULAH - HALIDYWP 115 kV ftlo LN ANTELOP - CHAR_CK 345 kV | 120 | 121 | LN BEULAH - HALIDYWP 115 kV | LN ANTELOP - CHAR_CK 345 kV | 2016-06-08 11:56 | 2016-10-05 11:16 | LN: MDU.MDU.HALIDBEULA11_1.1 | LN: WAUE.WAUE.CHAR_ANTEL34_1.1
21890 | TMP180_21890 | SWPP | INT | LN MATHWSN7 - NOWST1 345 kV ftlo LN WDRNG1 - SONR1 345 kV | 1195 | 1195 | LN MATHWSN7 - NOWST1 345 kV | LN WDRNG1 - SONR1 345 kV | 2016-06-09 00:38 | 2016-10-05 11:16 | LN: OKGE.OKGE.MATHWSN7_NOWST.A | LN: OKGE.OKGE.8620.A
21910 | TMP178_21910 | SWPP | INT | LN PLXSUB - BAI_CO_R 115 kV ftlo LN PLXSUB - DEAFSMIT 230 kV | 120 | 154 | LN PLXSUB - BAI_CO_R 115 kV | LN PLXSUB - DEAFSMIT 230 kV | 2016-06-13 12:55 | 2016-10-05 11:16 | LN: SPS.SPS.131.1 | LN: SPS.SPS.7.1
21320 | TMP149_21320 | SWPP | INT | LN CONCOR3 - CLIFTO1 115 kV ftlo LN ELM_CRK - NMAN 230 kV | 115.5 | 122.7 | LN CONCOR3 - CLIFTO1 115 kV | LN ELM_CRK - NMAN 230 kV | 2015-10-26 09:42 | 2016-10-05 11:16 | LN: SECI.SECI.10890.A | LN: WR.WR.NMAN_ELMCRK.A
21923 | TMP194_21923 | SWPP | INT | LN PLXSUB - BAI_CO_R 115 kV ftlo LN NEWHART - CASTRO 115 kV | 120 | 154 | LN PLXSUB - BAI_CO_R 115 kV | LN NEWHART - CASTRO 115 kV | 2016-06-18 13:39 | 2016-10-05 11:20 | LN: SPS.SPS.131.1 | LN: SPS.SPS.NEWHART_CASTRO.A
21926 | TMP195_21926 | SWPP | INT | LN TL_HOLLY - CHIRENO4 138 kV ftlo LN LAYFLD_A - HARTBG 500 kV | 135 | 135 | LN TL_HOLLY - CHIRENO4 138 kV | LN LAYFLD_A - HARTBG 500 kV | 2016-06-21 10:38 | 2016-10-05 11:20 | LN: CSWS.CSWS.TL_HOLLY_CHIRE.A | LN: CSWS.CSWS.LAYFL_HART.A
21939 | TMP214_21939 | SWPP | INT | XF PRINGLE 230/115 kV ftlo LN POTTER_S - MOORE_CO 230 kV | 120 | 120 | XF PRINGLE 230/115 kV | LN POTTER_S - MOORE_CO 230 kV | 2016-06-26 17:50 | 2016-10-05 11:20 | XF: SPS.SPS.PRINGLE.811.PRI_115XFM | LN: SPS.SPS.POTTEMOORE23_1.1
21845 | TMP197_21845 | SWPP | RCF | LN HAMP_TP - SHEFFLD1 161 kV ftlo LN WALLLAKE - WRIGHT2 161 kV | 215 | 236 | LN HAMP_TP - SHEFFLD1 161 kV | LN WALLLAKE - WRIGHT2 161 kV | 2016-05-26 22:46 | 2016-10-05 11:20 | LN: WAUE.WAUE.SHEFFHAMP_16_1.1 | LN: MEC.MEC.WRIGHWALLL16_1.1
22041 | TMP211_22041 | SWPP | INT | XF WEBSTRCB 161/69 kV ftlo LN WRIGHT2 - WALLLAKE 161 kV | 84 | 84 | XF WEBSTRCB 161/69 kV | LN WRIGHT2 - WALLLAKE 161 kV | 2016-07-29 15:27 | 2016-10-05 11:20 | XF: WAUE.WAUE.WEBSTRCB.TR2.TR2 | LN: MEC.MEC.WRIGHWALLL16_1.1
22160 | TMP208_22160 | SWPP | INT | LN RAINSRD - ARSENAL 138 kV ftlo LN LONGWOO - SWSHREV 345 kV | 203 | 203 | LN RAINSRD - ARSENAL 138 kV | LN LONGWOO - SWSHREV 345 kV | 2016-09-21 08:58 | 2016-10-05 11:20 | LN: CSWS.CSWS.827.A | LN: CSWS.CSWS.857.A
21942 | TMP224_21942 | SWPP | INT | XF PRINGLE 230/115 kV ftlo LN TUCO - OKLAUNIO 345 kV | 120 | 120 | XF PRINGLE 230/115 kV | LN TUCO - OKLAUNIO 345 kV | 2016-06-27 14:51 | 2016-10-05 11:28 | XF: SPS.SPS.PRINGLE.811.PRI_115XFM | LN: SPS.SPS.136.1
21809 | TMP220_21809 | SWPP | INT | LN KNOLL1 - REDLIN 115 kV ftlo LN KNOLL1 - SALINE 115 kV | 80 | 80 | LN KNOLL1 - REDLIN 115 kV | LN KNOLL1 - SALINE 115 kV | 2016-10-01 00:24 | 2016-10-05 11:28 | LN: WR.MIDW.9995.A | LN: WR.MIDW.9975.A
21693 | TMP221_21693 | SWPP | RCF | LN SEDA - OVER 161 kV ftlo LN SIBL_KCP - OVER 345 kV | 223 | 223 | LN SEDA - OVER 161 kV | LN SIBL_KCP - OVER 345 kV | 2016-03-06 03:21 | 2016-10-05 11:28 | LN: AMRN.AMRN.SEDEAOVER16_1.1 | LN: AMRN.AMRN.OVER-SIB-3.A
21795 | TMP234_21795 | SWPP | RCF | LN ARENDS - FOSTRACB 69 kV ftlo LN DICY - LAKEFLD 161 kV | 58 | 63.8 | LN ARENDS - FOSTRACB 69 kV | LN DICY - LAKEFLD 161 kV | 2016-10-01 00:24 | 2016-10-05 11:52 | LN: WAUE.WAUE.OKOBOFOSTR69_1.1 | LN: ALTW.ALTW.DICYLAKEF16_1.1
21808 | TMP229_21808 | SWPP | RCF | XF HAMPTON2 161/69 kV ftlo LN FLOYD - EMERY 161 kV | 84 | 92 | XF HAMPTON2 161/69 kV | LN FLOYD - EMERY 161 kV | 2016-10-05 11:52 | 2016-10-05 11:52 | XF: WAUE.WAUE.HAMPTON2.TR1.TR1 | LN: ALTW.ALTW.FLOYDEMERY16_1.1
21934 | TMP268_21934 | SWPP | INT | LN BENT - CHIS 138 kV ftlo XF WICH 345/138 kV | 239 | 239 | LN BENT - CHIS 138 kV | XF WICH 345/138 kV | 2016-06-22 19:50 | 2016-10-05 11:52 | LN: WR.WR.BENTCHIS13_1.1 | XF: WR.WR.WICH.1064.WICH_11
22094 | TMP250_22094 | SWPP | CFG | LN BULL_SHL - SLEDHL 161 kV ftlo LN MT_HOM - MIDWA2 161 kV | 230 | 230 | LN BULL_SHL - SLEDHL 161 kV | LN MT_HOM - MIDWA2 161 kV | 2016-09-02 15:09 | 2016-10-05 11:52 | LN: SPA.SPA.BULSH7_SLEDHL5.A | LN: EES.EES.MIDWA2_MT_HOM5.A
22123 | TMP255_22123 | SWPP | RCF | LN SUB701 - SUB1211 161 kV ftlo LN CBLUFFS - SUB3456 345 kV | 335 | 335 | LN SUB701 - SUB1211 161 kV | LN CBLUFFS - SUB3456 345 kV | 2016-09-09 21:50 | 2016-10-05 11:52 | LN: OPPD.OPPD.SUB12SUB7016_1.1 | LN: MEC.MEC.SUB34CBLUF34_1.1
1030 | PALXFRADRTHI |  | RCF | XF PLMY 345/161 kV ftlo LN ADIR - TH_HILL 161 kV |  |  | XF PLMY 345/161 kV | LN ADIR - TH_HILL 161 kV |  | 2016-10-11 17:28 | XF: AMRN.AMRN.PLMY.XFMR.XFMR_1 | LN: AMRN.AMRN.THLL_ADIR_1.1
1031 | PALXFRASBTHI |  | INT | XF PLMY 345/161 kV ftlo LN SUB_T - LOUISA_M 345 kV |  |  | XF PLMY 345/161 kV | LN SUB_T - LOUISA_M 345 kV |  | 2016-10-11 17:35 | XF: AMRN.AMRN.PLMY.XFMR.XFMR_1 | LN: MEC.MEC.LOUISSUB_T34_1.1
1663 | ORAMORESELUT | AECI | RCF | LN ORAN - MORLEYTP 161 kV ftlo LN LUTS - ESEX 345 kV | 335 | 335 | LN ORAN - MORLEYTP 161 kV | LN LUTS - ESEX 345 kV | 2016-10-01 | 2016-10-11 17:35 | LN: AMRN.AMRN.KEL-STOD-3.B | LN: AMRN.AMRN.NMAD-LUTS-1.A
1090 | MARMREBARELD | AECI | RCF | ZBR MARIES - MRES 138 kV ftlo LN ELDN - BARN 161 kV | 100 | 100 | ZBR MARIES - MRES 138 kV | LN ELDN - BARN 161 kV | 2016-10-01 | 2016-10-11 17:35 | ZBR: AMRN.AMRN.MRES_XFMR_CEPC.A | LN: AMRN.AMRN.ELDN-BARN-1.A
1096 | ELDBARFRKHUB | AECI | RCF | LN ELDN - BARN 161 kV ftlo LN FRKS - HUBEN 345 kV | 242 | 242 | LN ELDN - BARN 161 kV | LN FRKS - HUBEN 345 kV | 2016-09-30 23:59 | 2016-10-11 17:35 | LN: AMRN.AMRN.ELDN-BARN-1.A | LN: AECI.AECI.HUBEN-FRANKS.A
21293 | TEMP35_21293 | SWPP | RCF | LN CBLUFFS - SUB1206 161 kV ftlo LN CBLUFFS - SUB3456 345 kV | 558 | 558 | LN CBLUFFS - SUB1206 161 kV | LN CBLUFFS - SUB3456 345 kV | 2015-10-20 14:47 | 2016-10-20 15:55 | LN: MEC.MEC.S1206CBLUF16_1.1 | LN: MEC.MEC.SUB34CBLUF34_1.1
21948 | TEMP40_21948 |  | INT | LN BRULE - OGALALA 115 kV ftlo LN SIDNEY - OGALALA 230 kV |  |  | LN BRULE - OGALALA 115 kV | LN SIDNEY - OGALALA 230 kV | 2016-06-30 07:28 | 2016-10-20 15:55 | LN: NPPD.NPPD.OGALABRULE11_1.1 | LN: NPPD.NPPD.SIDNEOGALA23_1.1
21948 | TEMP40_21948 | SWPP | INT | LN BRULE - OGALALA 115 kV ftlo LN SIDNEY - OGALALA 230 kV | 109 | 120 | LN BRULE - OGALALA 115 kV | LN SIDNEY - OGALALA 230 kV | 2016-06-30 07:28 | 2016-10-20 15:55 | LN: NPPD.NPPD.OGALABRULE11_1.1 | LN: NPPD.NPPD.SIDNEOGALA23_1.1
21943 | TMP219_21943 | SWPP | INT | LN WHEELER - HOWARD3 115 kV ftlo LN SWEETWT6 - ELK-CITY 230 kV | 159 | 175 | LN WHEELER - HOWARD3 115 kV | LN SWEETWT6 - ELK-CITY 230 kV | 2016-06-27 23:33 | 2016-10-20 15:55 | LN: SPS.SPS.WHEEL_HOWRD.A | LN: CSWS.CSWS.ELKCTY_SWEETW.A
22112 | TEMP84_22112 | SWPP | INT |  | 1208 | 1208 | LN BORDER - TUCO 345 kV |  | 2016-09-07 15:20 | 2016-10-20 15:55 | LN: SPS.SPS.TUCO_BORDER.A
21918 | TMP191_21918 | SWPP | INT | LN ESTR_WR - WEMP 115 kV ftlo XF MORR 230/115 kV | 86 | 92 | LN ESTR_WR - WEMP 115 kV | XF MORR 230/115 kV | 2016-06-15 14:13 | 2016-10-20 15:55 | LN: WR.WR.ESTR_WEMP11_1.1 | XF: WR.WR.MORR.3005.MORR_105
21866 | TMP121_21866 | SWPP | INT | LN SOAL - SMAN 115 kV ftlo LN JEFF - EMAN 230 kV | 120 | 120 | LN SOAL - SMAN 115 kV | LN JEFF - EMAN 230 kV | 2016-06-02 08:04 | 2016-10-20 15:55 | LN: WR.WR.4019_4020.A | LN: WR.WR.EMANJEFF23_1.1
21457 | TMP138_21457 | SWPP | INT | LN GAVINS - YKNTJCT 115 kV ftlo LN BLMFLD - CREITON 115 kV | 120 | 121 | LN GAVINS - YKNTJCT 115 kV | LN BLMFLD - CREITON 115 kV | 2016-01-29 16:22 | 2016-10-20 15:55 | LN: WAUE.WAUE.GAVINYKNTJ11_1.1 | LN: NPPD.NPPD.BLMFLD_CREITON.A
21398 | TEMP90_21398 | SWPP | INT | LN B_SPRGS - BLUECK 115 kV ftlo XF STEGALL 345/1 kV | 120 | 132 | LN B_SPRGS - BLUECK 115 kV | XF STEGALL 345/1 kV | 2015-12-15 23:06 | 2016-10-20 15:55 | LN: NPPD.NPPD.BLUECB_SPR11_1.1 | XF: WAUE.WAUE.STEGALL.V3A1.KV3A1
20765 | TEMP64_20765 | SWPP | RCF | LN SWIS - W_GARDNR 345 kV ftlo LN HOYT - STRA 345 kV | 956 | 956 | LN SWIS - W_GARDNR 345 kV | LN HOYT - STRA 345 kV | 2015-02-09 19:48 | 2016-10-20 15:55 | LN: KCPL.KCPL.SWIS_WGARD.A | LN: WR.WR.11_HOYT.1
21398 | TEMP90_21398 |  | INT | LN B_SPRGS - BLUECK 115 kV ftlo XF STEGALL 345/1 kV |  |  | LN B_SPRGS - BLUECK 115 kV | XF STEGALL 345/1 kV | 2015-12-15 23:06 | 2016-10-20 15:55 | LN: NPPD.NPPD.BLUECB_SPR11_1.1 | XF: WAUE.WAUE.STEGALL.V3A1.KV3A1
21941 | TMP248_21941 | SWPP | INT | LN FTRANDL - WH_SWAN 115 kV ftlo LN MEADW_GR - KELLY 230 kV | 95 | 124 | LN FTRANDL - WH_SWAN 115 kV | LN MEADW_GR - KELLY 230 kV | 2016-06-27 12:30 | 2016-10-20 15:55 | LN: WAUE.WAUE.FTRANWH_SW11_1.1 | LN: NPPD.NPPD.MEADWGRV_KELLY.A
21866 | TMP121_21866 |  | INT | LN SOAL - SMAN 115 kV ftlo LN JEFF - EMAN 230 kV |  |  | LN SOAL - SMAN 115 kV | LN JEFF - EMAN 230 kV | 2016-06-02 08:04 | 2016-10-20 15:55 | LN: WR.WR.4019_4020.A | LN: WR.WR.EMANJEFF23_1.1
21457 | TMP138_21457 |  | INT | LN GAVINS - YKNTJCT 115 kV ftlo LN BLMFLD - CREITON 115 kV |  |  | LN GAVINS - YKNTJCT 115 kV | LN BLMFLD - CREITON 115 kV | 2016-01-29 16:22 | 2016-10-20 15:55 | LN: WAUE.WAUE.GAVINYKNTJ11_1.1 | LN: NPPD.NPPD.BLMFLD_CREITON.A
21943 | TMP219_21943 |  | INT | LN WHEELER - HOWARD3 115 kV ftlo LN SWEETWT6 - ELK-CITY 230 kV |  |  | LN WHEELER - HOWARD3 115 kV | LN SWEETWT6 - ELK-CITY 230 kV | 2016-06-27 23:33 | 2016-10-20 15:55 | LN: SPS.SPS.WHEEL_HOWRD.A | LN: CSWS.CSWS.ELKCTY_SWEETW.A
21918 | TMP191_21918 |  | INT | LN ESTR_WR - WEMP 115 kV ftlo XF MORR 230/115 kV |  |  | LN ESTR_WR - WEMP 115 kV | XF MORR 230/115 kV | 2016-06-15 14:13 | 2016-10-20 15:55 | LN: WR.WR.ESTR_WEMP11_1.1 | XF: WR.WR.MORR.3005.MORR_105
22232 | TMP224_22232 | SWPP | RCF | LN BRSTOWCB - PRKRBGCB 69 kV ftlo LN NEAL_CB - PRKRBGCB 69 kV | 47 | 52 | LN BRSTOWCB - PRKRBGCB 69 kV | LN NEAL_CB - PRKRBGCB 69 kV | 2016-10-08 08:27 | 2016-10-20 15:55 | LN: WAUE.WAUE.PRKRBBRSTO69_1.1 | LN: WAUE.WAUE.PRKRBNEAL_69_1.1
21941 | TMP248_21941 |  | INT | LN FTRANDL - WH_SWAN 115 kV ftlo LN MEADW_GR - KELLY 230 kV |  |  | LN FTRANDL - WH_SWAN 115 kV | LN MEADW_GR - KELLY 230 kV | 2016-06-27 12:30 | 2016-10-20 15:55 | LN: WAUE.WAUE.FTRANWH_SW11_1.1 | LN: NPPD.NPPD.MEADWGRV_KELLY.A
22264 | TMP268_22264 | SWPP | INT | LN CMRIVTP - CIM-PL1 115 kV ftlo LN FINNEY1 - HOLCOM1 345 kV | 115.5 | 119.5 | LN CMRIVTP - CIM-PL1 115 kV | LN FINNEY1 - HOLCOM1 345 kV | 2016-10-17 12:46 | 2016-10-20 16:03 | LN: SECI.SECI.10883.A | LN: SPS.SPS.HOLCOM_FINNEY.A
22210 | TEMP39_22210 | SWPP | INT | LN WELSH - WILKES 345 kV ftlo LN DIANA - WELSH 345 kV | 970 | 970 | LN WELSH - WILKES 345 kV | LN DIANA - WELSH 345 kV | 2016-10-03 17:45 | 2016-10-25 14:57 | LN: CSWS.CSWS.974.A | LN: CSWS.CSWS.896.A
22072 | TEMP17_22072 |  | INT | LN SYRACU1 - BEARCRK2 115 kV ftlo LN FLETCH4 - PKGOAB 115 kV |  |  | LN SYRACU1 - BEARCRK2 115 kV | LN FLETCH4 - PKGOAB 115 kV | 2016-08-21 04:19 | 2016-10-25 16:33 | LN: SECI.SECI.SYRACU_BEARCRK.A | LN: SECI.SECI.10087.B
22072 | TEMP17_22072 | SWPP | INT | LN SYRACU1 - BEARCRK2 115 kV ftlo LN FLETCH4 - PKGOAB 115 kV | 107.6 | 107.6 | LN SYRACU1 - BEARCRK2 115 kV | LN FLETCH4 - PKGOAB 115 kV | 2016-08-21 04:19 | 2016-10-25 16:33 | LN: SECI.SECI.SYRACU_BEARCRK.A | LN: SECI.SECI.10087.B
22073 | TEMP18_22073 |  | INT | LN SYRACU1 - BEARCRK2 115 kV ftlo LN HOLCOM1 - PLYMELL 115 kV |  |  | LN SYRACU1 - BEARCRK2 115 kV | LN HOLCOM1 - PLYMELL 115 kV | 2016-08-22 15:46 | 2016-10-25 16:33 | LN: SECI.SECI.SYRACU_BEARCRK.A | LN: SECI.SECI.10091.A
22073 | TEMP18_22073 | SWPP | INT | LN SYRACU1 - BEARCRK2 115 kV ftlo LN HOLCOM1 - PLYMELL 115 kV | 107.6 | 107.6 | LN SYRACU1 - BEARCRK2 115 kV | LN HOLCOM1 - PLYMELL 115 kV | 2016-08-22 15:46 | 2016-10-25 16:33 | LN: SECI.SECI.SYRACU_BEARCRK.A | LN: SECI.SECI.10091.A
22083 | TEMP61_22083 |  | INT | LN BUSHLAND - HILLSIDE 115 kV ftlo LN BUSHLAND - DEAFSMIT 230 kV |  |  | LN BUSHLAND - HILLSIDE 115 kV | LN BUSHLAND - DEAFSMIT 230 kV | 2016-08-28 21:57 | 2016-10-25 16:33 | LN: SPS.SPS.V52.A | LN: SPS.SPS.BUSHL_DEAFSM.1
22083 | TEMP61_22083 | SWPP | INT | LN BUSHLAND - HILLSIDE 115 kV ftlo LN BUSHLAND - DEAFSMIT 230 kV | 159 | 159 | LN BUSHLAND - HILLSIDE 115 kV | LN BUSHLAND - DEAFSMIT 230 kV | 2016-08-28 21:57 | 2016-10-25 16:33 | LN: SPS.SPS.V52.A | LN: SPS.SPS.BUSHL_DEAFSM.1
21993 | TEMP80_21993 | SWPP | INT | LN EAST_PLA - PIERCE_T 115 kV ftlo LN EAST_PLA - MANHATTA 115 kV | 159 | 175 | LN EAST_PLA - PIERCE_T 115 kV | LN EAST_PLA - MANHATTA 115 kV | 2016-07-17 08:19 | 2016-10-25 16:37 | LN: SPS.SPS.EAST_PIERC11_1.1 | LN: SPS.SPS.16.1
21947 | TMP247_21947 | SWPP | INT | LN LUBBOCKS - LUBBOCKE 115 kV ftlo LN JONESSUB - LUBBOCKE 230 kV | 120 | 120 | LN LUBBOCKS - LUBBOCKE 115 kV | LN JONESSUB - LUBBOCKE 230 kV | 2016-06-29 15:58 | 2016-10-25 16:37 | LN: SPS.SPS.146.1 | LN: SPS.SPS.145.1
21864 | TMP140_21864 | SWPP | INT |  | 387 | 387 | LN MEADW_GR - KELLY 230 kV |  | 2016-06-01 11:49 | 2016-10-25 16:37 | LN: NPPD.NPPD.MEADWGRV_KELLY.A
21826 | TMP270_21826 | SWPP | INT | LN SHAYS - MULGRE2 230 kV ftlo LN CLARKCO - THISTLE7 345 kV | 297 | 297 | LN SHAYS - MULGRE2 230 kV | LN CLARKCO - THISTLE7 345 kV | 2016-10-01 00:25 | 2016-10-25 16:37 | LN: WR.MIDW.MULGRE2_SHAYS.A | LN: SECI.SECI.CLARK_THISTLE2.A
21545 | TMP161_21545 | SWPP | INT | LN GOTHNBG - COZAD 115 kV ftlo LN N_PLT1 - C_CREEK 230 kV | 78 | 85 | LN GOTHNBG - COZAD 115 kV | LN N_PLT1 - C_CREEK 230 kV | 2016-02-09 12:13 | 2016-10-25 16:37 | LN: NPPD.NPPD.12083.A | LN: NPPD.NPPD.N_PLT1_C_CREEK.A
21759 | TMP102_21759 | SWPP | INT | LN MAID1 - KERR_HYD 161 kV ftlo LN GRDA17 - TONNECE 345 kV | 198 | 198 | LN MAID1 - KERR_HYD 161 kV | LN GRDA17 - TONNECE 345 kV | 2016-10-25 16:37 | 2016-10-25 16:37 | LN: GRDA.GRDA.8530.B | LN: GRDA.GRDA.TONN_GRDA.A
21088 | TMP132_21088 | SWPP | INT | LN DUNCAN - TOSCO--2 69 kV ftlo LN FLETCH3 - EMPIRE2 138 kV | 39 | 39 | LN DUNCAN - TOSCO--2 69 kV | LN FLETCH3 - EMPIRE2 138 kV | 2015-07-12 22:22 | 2016-10-25 16:37 | LN: CSWS.CSWS.2212.A | LN: WFEC.WFEC.9334.A
21993 | TEMP80_21993 |  | INT | LN EAST_PLA - PIERCE_T 115 kV ftlo LN EAST_PLA - MANHATTA 115 kV |  |  | LN EAST_PLA - PIERCE_T 115 kV | LN EAST_PLA - MANHATTA 115 kV | 2016-07-17 08:19 | 2016-10-25 16:41 | LN: SPS.SPS.EAST_PIERC11_1.1 | LN: SPS.SPS.16.1
21759 | TMP102_21759 |  | INT | LN MAID1 - KERR_HYD 161 kV ftlo LN GRDA17 - TONNECE 345 kV |  |  | LN MAID1 - KERR_HYD 161 kV | LN GRDA17 - TONNECE 345 kV | 2016-10-25 16:37 | 2016-10-25 16:41 | LN: GRDA.GRDA.8530.B | LN: GRDA.GRDA.TONN_GRDA.A
21088 | TMP132_21088 |  | INT | LN DUNCAN - TOSCO--2 69 kV ftlo LN FLETCH3 - EMPIRE2 138 kV |  |  | LN DUNCAN - TOSCO--2 69 kV | LN FLETCH3 - EMPIRE2 138 kV | 2015-07-12 22:22 | 2016-10-25 16:41 | LN: CSWS.CSWS.2212.A | LN: WFEC.WFEC.9334.A
21864 | TMP140_21864 |  | INT |  |  |  | LN MEADW_GR - KELLY 230 kV |  | 2016-06-01 11:49 | 2016-10-25 16:41 | LN: NPPD.NPPD.MEADWGRV_KELLY.A
21545 | TMP161_21545 |  | INT | LN GOTHNBG - COZAD 115 kV ftlo LN N_PLT1 - C_CREEK 230 kV |  |  | LN GOTHNBG - COZAD 115 kV | LN N_PLT1 - C_CREEK 230 kV | 2016-02-09 12:13 | 2016-10-25 16:41 | LN: NPPD.NPPD.12083.A | LN: NPPD.NPPD.N_PLT1_C_CREEK.A
21947 | TMP247_21947 |  | INT | LN LUBBOCKS - LUBBOCKE 115 kV ftlo LN JONESSUB - LUBBOCKE 230 kV |  |  | LN LUBBOCKS - LUBBOCKE 115 kV | LN JONESSUB - LUBBOCKE 230 kV | 2016-06-29 15:58 | 2016-10-25 16:41 | LN: SPS.SPS.146.1 | LN: SPS.SPS.145.1
22075 | TMP264_22075 | SWPP | INT | LN G_GENT1 - OGALALA 230 kV ftlo LN G_GENT1 - KEYSTONE 345 kV | 320 | 352 | LN G_GENT1 - OGALALA 230 kV | LN G_GENT1 - KEYSTONE 345 kV | 2016-08-23 22:37 | 2016-10-25 16:41 | LN: NPPD.NPPD.GENTLOGALA23_1.1 | LN: NPPD.NPPD.NP_3509.A
21826 | TMP270_21826 | SWPP | INT | LN SHAYS - MULGRE2 230 kV ftlo LN CLARKCO - THISTLE7 345 kV | 297 | 297 | LN SHAYS - MULGRE2 230 kV | LN CLARKCO - THISTLE7 345 kV | 2016-10-01 00:25 | 2016-10-25 16:41 | LN: WR.MIDW.MULGRE2_SHAYS.A | LN: SECI.SECI.CLARK_THISTLE1.A
22294 | TEMP39_22294 | MISO | RCF | LN LAYFLD_C - CAROLL 230 kV ftlo XF EL_EHV 500/1 kV | 412 | 412 | LN LAYFLD_C - CAROLL 230 kV | XF EL_EHV 500/1 kV | 2016-10-26 16:26 | 2016-10-28 02:03 | LN: CLEC.CLEC.LYFLD_CAROL.A | XF: EES.EES.EL_EHV.AT2.AT2
22295 | TMP132_22295 | MISO | RCF | LN LAYFLD_C - CAROLL 230 kV ftlo LN SAREPT - LONGWOO 345 kV | 282 | 412 | LN LAYFLD_C - CAROLL 230 kV | LN SAREPT - LONGWOO 345 kV | 2016-10-26 19:26 | 2016-10-28 02:03 | LN: CLEC.CLEC.LYFLD_CAROL.A | LN: EES.EES.EL_EHV_LONGWD7.B
22296 | TMP140_22296 | MISO | RCF | LN TRCR - VIENNA 115 kV ftlo XF MCNEIL 500/115 kV | 115 | 115 | LN TRCR - VIENNA 115 kV | XF MCNEIL 500/115 kV | 2016-10-26 19:26 | 2016-10-28 02:03 | LN: EES.EES.TRUSSL_VIENNA3.A | XF: EES.EES.MCNEIL.AT1.AT1
22314 | TMP206_22314 | SWPP | INT | XF FTSMTH 345/161 kV ftlo LN LYDIA - WELSH 345 kV | 493 | 493 | XF FTSMTH 345/161 kV | LN LYDIA - WELSH 345 kV | 2016-10-27 22:31 | 2016-10-28 02:03 | XF: OKGE.OKGE.FTSMTH.9159.AA | LN: CSWS.CSWS.925.A
1041 | TEMP26_1041 | AECI | RCF | LN LUTS - ESEX 345 kV ftlo LN LUTS - KEL 345 kV | 241 | 241 | LN LUTS - ESEX 345 kV | LN LUTS - KEL 345 kV | 2016-10-06 16:45 | 2016-11-01 00:07 | LN: AMRN.AMRN.NMAD-LUTS-1.A | LN: AMRN.AMRN.KEL_LUTS_1.A
1042 | TEMP59_1042 | AECI | RCF | LN ESEX - LUTS 345 kV ftlo LN CUMBER1 - MARSHA1 500 kV | 1195 | 1195 | LN ESEX - LUTS 345 kV | LN CUMBER1 - MARSHA1 500 kV | 2016-10-06 16:53 | 2016-11-01 00:07 | LN: AMRN.AMRN.NMAD-LUTS-1.A | LN: TVA.TVA.1890.A
1044 | TMP100_1044 | AECI | RCF | LN FAIRPORT - COOPER 345 kV ftlo LN ST_JOE - COOPER 345 kV | 1195 | 1195 | LN FAIRPORT - COOPER 345 kV | LN ST_JOE - COOPER 345 kV | 2016-10-06 16:57 | 2016-11-01 00:07 | LN: NPPD.NPPD.FAIRPT-COOPR.A | LN: NPPD.NPPD.11310.A
1045 | TMP106_1045 | AECI | RCF | LN FAIRPORT - ST_JOE 345 kV ftlo LN COOPER - ST_JOE 345 kV | 1195 | 1195 | LN FAIRPORT - ST_JOE 345 kV | LN COOPER - ST_JOE 345 kV | 2016-10-06 16:57 | 2016-11-01 00:07 | LN: MPS.MPS.FAIRPT-STJOE.A | LN: NPPD.NPPD.11310.A
1098 | TEMP43_1098 | AECI | RCF | XF FAIRPORT 345/161 kV ftlo LN ST_JOE - NASHUA 345 kV | 606 | 606 | XF FAIRPORT 345/161 kV | LN ST_JOE - NASHUA 345 kV | 2016-10-20 03:52 | 2016-11-01 00:07 | XF: AECI.AECI.FAIRPORT.3498.T3 | LN: KCPL.KCPL.NASHUA_ST_JOE.A
1061 | TMP109_1061 | AECI | RCF | LN FAIRPORT - GENTRY 161 kV ftlo LN ST_JOE - AVECTYTP 161 kV | 242 | 242 | LN FAIRPORT - GENTRY 161 kV | LN ST_JOE - AVECTYTP 161 kV | 2016-10-06 17:05 | 2016-11-01 00:07 | LN: AECI.AECI.FAIRPT-NODAWY.A | LN: MPS.MPS.11306.A
1063 | TMP110_1063 | AECI | RCF | LN BLACKBRY - JASPER7 345 kV ftlo LN FLINTCRK - BROOK_LN 345 kV | 985 | 985 | LN BLACKBRY - JASPER7 345 kV | LN FLINTCRK - BROOK_LN 345 kV | 2016-10-06 17:05 | 2016-11-01 00:07 | LN: AECI.AECI.BLCKBRY_JASPER.A | LN: AECI.AECI.FLNTCK-BROOK1.A
1064 | TMP114_1064 | AECI | RCF | LN ESEX - W_NEWMAD 345 kV ftlo LN GOBKNOB - ST_FRAN 345 kV | 1195 | 1195 | LN ESEX - W_NEWMAD 345 kV | LN GOBKNOB - ST_FRAN 345 kV | 2016-10-06 16:57 | 2016-11-01 00:07 | LN: AECI.AECI.WNMAD_ESEX.A | LN: AECI.AECI.STFRAN_GKNOB.A
1046 | TMP107_1046 | AECI | RCF | LN FAIRPORT - OSBORN 161 kV ftlo LN FAIRPORT - COOPER 345 kV | 243 | 243 | LN FAIRPORT - OSBORN 161 kV | LN FAIRPORT - COOPER 345 kV | 2016-10-06 16:57 | 2016-11-01 00:07 | LN: AECI.AECI.FARPT-LAT_UE.A | LN: NPPD.NPPD.FAIRPT-COOPR.A
1065 | TMP120_1065 | AECI | RCF | LN FRKS - HUBEN 345 kV ftlo LN ARK_NU - FTSMTH 500 kV | 864 | 864 | LN FRKS - HUBEN 345 kV | LN ARK_NU - FTSMTH 500 kV | 2016-10-06 17:05 | 2016-11-01 00:07 | LN: AECI.AECI.HUBEN-FRANKS.A | LN: OKGE.OKGE.FTSMTH-ARK_NU8.A
1066 | TMP122_1066 | AECI | RCF | LN FRKS - HUBEN 345 kV ftlo LN OVER - SIBL_KCP 345 kV | 864 | 864 | LN FRKS - HUBEN 345 kV | LN OVER - SIBL_KCP 345 kV | 2016-10-06 17:05 | 2016-11-01 00:07 | LN: AECI.AECI.HUBEN-FRANKS.A | LN: AMRN.AMRN.OVER-SIB-3.A
1067 | TMP123_1067 | AECI | RCF | LN FRKS - HUBEN 345 kV ftlo LN OVER - MCRD 345 kV | 864 | 864 | LN FRKS - HUBEN 345 kV | LN OVER - MCRD 345 kV | 2016-10-06 17:09 | 2016-11-01 00:07 | LN: AECI.AECI.HUBEN-FRANKS.A | LN: AMRN.AMRN.MTGY-OVER-5.B
1672 | TMP128_1672 | AECI | RCF | LN NODAWAY - GENTRY 161 kV ftlo XF FAIRPORT 345/161 kV | 234 | 234 | LN NODAWAY - GENTRY 161 kV | XF FAIRPORT 345/161 kV | 2016-10-06 17:17 | 2016-11-01 00:07 | LN: AECI.AECI.GENTRY-NODAWY.A | XF: AECI.AECI.FAIRPORT.3498.T3
1697 | TMP136_1697 | AECI | RCF | XF FAIRPORT 345/161 kV ftlo LN MARYVIL - NODAWAY 161 kV | 606 | 606 | XF FAIRPORT 345/161 kV | LN MARYVIL - NODAWAY 161 kV | 2016-10-06 17:21 | 2016-11-01 00:07 | XF: AECI.AECI.FAIRPORT.3498.T3 | LN: AECI.AECI.NODAWY-MARYVL.A
2658 | TMP144_2658 | AECI | RCF | LN TH_HILL - ADIR 161 kV ftlo LN LOUISA_M - SUB_T 345 kV | 616 | 616 | LN TH_HILL - ADIR 161 kV | LN LOUISA_M - SUB_T 345 kV | 2016-10-06 17:05 | 2016-11-01 00:07 | LN: AMRN.AMRN.THLL_ADIR_1.1 | LN: MEC.MEC.LOUISSUB_T34_1.1
2655 | TMP139_2655 | AECI | RCF | LN GOBKNOB - FLET_AEC 345 kV ftlo LN W_NEWMAD - ESEX 345 kV | 899 | 899 | LN GOBKNOB - FLET_AEC 345 kV | LN W_NEWMAD - ESEX 345 kV | 2016-10-06 17:21 | 2016-11-01 00:07 | LN: AECI.AECI.FLETCH_GOB.A | LN: AECI.AECI.WNMAD_ESEX.A
22199 | TEMP05_22199 | SWPP | RCF | LN WARDWA - BISMARK2 230 kV ftlo XF BUFFALO2 345/1 kV | 320 | 352 | LN WARDWA - BISMARK2 230 kV | XF BUFFALO2 345/1 kV | 2016-09-30 13:16 | 2016-11-07 15:45 | LN: WAUE.WAUE.WARDWBISMA23_1.1 | XF: OTP.OTP.BUFFALO2.TR11.TR11
22184 | TEMP15_22184 | SWPP | INT | LN BUCKNER7 - SPERVI1 345 kV ftlo LN AXTELL1 - POSTROCK 345 kV | 612 | 612 | LN BUCKNER7 - SPERVI1 345 kV | LN AXTELL1 - POSTROCK 345 kV | 2016-09-26 23:20 | 2016-11-07 15:45 | LN: SECI.SECI.10149.A | LN: WR.MIDW.POSTRCK_AXTEL.A
22076 | TEMP24_22076 |  | INT | LN ROSE - STEA 138 kV ftlo LN ROSE - WEAV 138 kV |  |  | LN ROSE - STEA 138 kV | LN ROSE - WEAV 138 kV | 2016-08-24 16:25 | 2016-11-07 15:45 | LN: WR.WR.4319.1 | LN: WR.WR.93.E
22103 | TEMP62_22103 | SWPP | INT | LN EMAN - MCDO 115 kV ftlo LN JEFF - MORR 345 kV | 159 | 159 | LN EMAN - MCDO 115 kV | LN JEFF - MORR 345 kV | 2016-09-02 20:57 | 2016-11-07 15:53 | LN: WR.WR.4183.1 | LN: WR.WR.12.1
21847 | TEMP77_21847 | SWPP | RCF | LN LAWRENC - SIOUXFL 115 kV ftlo LN SPLT_RT - SIOUXCY 345 kV | 190 | 190 | LN LAWRENC - SIOUXFL 115 kV | LN SPLT_RT - SIOUXCY 345 kV | 2016-05-27 11:32 | 2016-11-07 15:53 | LN: NSP.NSP.LAWRESIOUX11_1.1 | LN: WAUE.WAUE.SPLT_SIOUX34_1.1
21837 | TEMP60_21837 |  | INT | LN ARCAD7 - JONES_KA 138 kV ftlo LN ARCAD7 - OMLARCA 138 kV |  |  | LN ARCAD7 - JONES_KA 138 kV | LN ARCAD7 - OMLARCA 138 kV | 2016-05-23 13:16 | 2016-11-07 15:53 | LN: OKGE.OKGE.8805.A | LN: OKGE.OKGE.ARCAD_LUGRB.A
22228 | TEMP67_22228 | SWPP | INT | LN HOBBS - MILLEN 115 kV ftlo LN W_HOBBS - SANGER_S 115 kV | 120 | 154 | LN HOBBS - MILLEN 115 kV | LN W_HOBBS - SANGER_S 115 kV | 2016-10-07 00:16 | 2016-11-07 15:53 | LN: SPS.SPS.HOBBS_MILLEN.1 | LN: SPS.SPS.SANGEW_HOB11_1.1
22234 | TMP211_22234 | SWPP | INT | LN HOBART_J - CRNGIE_S 138 kV ftlo LN SWEETWT6 - WHEELER 230 kV | 136 | 159 | LN HOBART_J - CRNGIE_S 138 kV | LN SWEETWT6 - WHEELER 230 kV | 2016-10-10 15:07 | 2016-11-07 16:00 | LN: CSWS.CSWS.CRNGIHOBAR13_1.A | LN: SPS.SPS.SWEET_WHEEL.A
22281 | TEMP93_22281 | SWPP | RCF | LN BEULAH - HALIDYWP 115 kV ftlo LN ANTELOP - CHAR_CK 345 kV | 120 | 121 | LN BEULAH - HALIDYWP 115 kV | LN ANTELOP - CHAR_CK 345 kV | 2016-10-20 20:37 | 2016-11-07 16:00 | LN: MDU.MDU.HALIDBEULA11_1.1 | LN: WAUE.WAUE.CHAR_ANTEL34_1.1
22174 | TMP185_22174 | SWPP | INT | LN CKSKI1 - KILDR 138 kV ftlo LN HUNTERS7 - WDRNG1 345 kV | 194 | 222 | LN CKSKI1 - KILDR 138 kV | LN HUNTERS7 - WDRNG1 345 kV | 2016-09-23 16:20 | 2016-11-07 16:00 | LN: OKGE.OKGE.8669.A | LN: OKGE.OKGE.8622.A
22175 | TMP226_22175 | SWPP | INT | XF RENFROW7 345/1 kV ftlo LN HUNTERS7 - WDRNG1 345 kV | 478 | 478 | XF RENFROW7 345/1 kV | LN HUNTERS7 - WDRNG1 345 kV | 2016-09-23 16:20 | 2016-11-07 16:00 | XF: OKGE.OKGE.RENFROW7.TR2.TR2A | LN: OKGE.OKGE.8622.A
22170 | TMP152_22170 | SWPP | INT | LN OSG_SWPS - CANYON_E 115 kV ftlo LN POTTER_S - NEWHART 230 kV | 93 | 103 | LN OSG_SWPS - CANYON_E 115 kV | LN POTTER_S - NEWHART 230 kV | 2016-09-23 15:20 | 2016-11-07 16:00 | LN: SPS.SPS.9.1 | LN: SPS.SPS.K90.A
22171 | TMP160_22171 | SWPP | INT | LN RB_SPRLK - MOORE_CO 115 kV ftlo LN HITCH - MOORE_CO 230 kV | 80 | 80 | LN RB_SPRLK - MOORE_CO 115 kV | LN HITCH - MOORE_CO 230 kV | 2016-09-23 15:20 | 2016-11-07 16:00 | LN: SPS.SPS.LNW24_B.B | LN: SPS.SPS.LNK75.A
22172 | TMP168_22172 | SWPP | INT | LN BUCKNER7 - SPERVI1 345 kV ftlo LN HITCH - MOORE_CO 230 kV | 612 | 612 | LN BUCKNER7 - SPERVI1 345 kV | LN HITCH - MOORE_CO 230 kV | 2016-09-23 15:20 | 2016-11-07 16:00 | LN: SECI.SECI.10149.A | LN: SPS.SPS.LNK75.A
22125 | TMP216_22125 | SWPP | INT | LN PHILL - HSNVL1 161 kV ftlo LN PHILL - LKWINGB 161 kV | 233 | 265 | LN PHILL - HSNVL1 161 kV | LN PHILL - LKWINGB 161 kV | 2016-09-11 10:02 | 2016-11-07 16:00 | LN: MPS.MPS.11031.A | LN: MPS.MPS.11032.A
22126 | TMP217_22126 | SWPP | INT | LN PENSA1 - KETCHUM 161 kV ftlo LN BLACKBRY - JASPER7 345 kV | 194 | 194 | LN PENSA1 - KETCHUM 161 kV | LN BLACKBRY - JASPER7 345 kV | 2016-09-11 10:02 | 2016-11-07 16:00 | LN: GRDA.GRDA.KETCHUM_PENSA1.A | LN: AECI.AECI.BLCKBRY_JASPER.A
22138 | TEMP91_22138 | SWPP | RCF | LN ST_JOE - NASHUA 345 kV ftlo LN IATAN - NASHUA 345 kV | 1000 | 1136 | LN ST_JOE - NASHUA 345 kV | LN IATAN - NASHUA 345 kV | 2016-09-15 08:37 | 2016-11-07 16:00 | LN: KCPL.KCPL.NASHUA_ST_JOE.A | LN: KCPL.KCPL.IATAN_NASHUA.A
22161 | TMP105_22161 | SWPP | INT | LN 134PENTP - WESTMOR4 138 kV ftlo LN PLVAL - HOLWD 138 kV | 268 | 308 | LN 134PENTP - WESTMOR4 138 kV | LN PLVAL - HOLWD 138 kV | 2016-09-22 08:08 | 2016-11-07 16:00 | LN: OKGE.OKGE.WEST_134PENTP.A | LN: OKGE.OKGE.8826.A
21872 | TMP115_21872 |  | RCF | XF MINGO1 345/1 kV ftlo LN AXTELL1 - POSTROCK 345 kV |  |  | XF MINGO1 345/1 kV | LN AXTELL1 - POSTROCK 345 kV | 2016-06-03 16:45 | 2016-11-07 16:00 | XF: SECI.SECI.MINGO1.XF1.T1_H | LN: WR.MIDW.POSTRCK_AXTEL.A
22104 | TMP212_22104 | SWPP | INT | LN FTRANDL - SPENCE1 115 kV ftlo LN FTRANDL - UTICAJC 230 kV | 120 | 120 | LN FTRANDL - SPENCE1 115 kV | LN FTRANDL - UTICAJC 230 kV | 2016-09-02 21:07 | 2016-11-07 16:00 | LN: WAUE.WAUE.SPENCFTRAN11_1.1 | LN: WAUE.WAUE.FTRANUTICA23_1.1
22105 | TMP200_22105 | SWPP | INT | LN FTRANDL - SPENCE1 115 kV ftlo LN RAUN - FT_CAL 345 kV | 120 | 120 | LN FTRANDL - SPENCE1 115 kV | LN RAUN - FT_CAL 345 kV | 2016-09-02 21:07 | 2016-11-07 16:00 | LN: WAUE.WAUE.SPENCFTRAN11_1.1 | LN: MEC.MEC.FT_CARAUN34_1.1
22098 | TEMP51_22098 |  | INT | LN JAGG - PENT 115 kV ftlo LN STRA - 87TH_ST 345 kV |  |  | LN JAGG - PENT 115 kV | LN STRA - 87TH_ST 345 kV | 2016-09-02 13:08 | 2016-11-07 16:00 | LN: WR.WR.4168.1 | LN: WR.WR.CRAIG__STR_CR1.B
22038 | TMP142_22038 |  | INT | LN LNGVW1 - WSTELEC 161 kV ftlo LN GRNWD1 - LEESUM 161 kV |  |  | LN LNGVW1 - WSTELEC 161 kV | LN GRNWD1 - LEESUM 161 kV | 2016-07-27 21:24 | 2016-11-07 16:00 | LN: MPS.MPS.11027.A | LN: MPS.MPS.11022.A
21983 | TMP134_21983 | SWPP | INT | LN NMAGAZIN - BRANCHOG 161 kV ftlo LN ARK_NU - FTSMTH 500 kV | 127 | 155 | LN NMAGAZIN - BRANCHOG 161 kV | LN ARK_NU - FTSMTH 500 kV | 2016-07-11 20:24 | 2016-11-07 16:00 | LN: OKGE.OKGE.NMAGAZI_OGE_1A.A | LN: OKGE.OKGE.FTSMTH-ARK_NU8.A
22042 | TMP186_22042 | SWPP | RCF | XF WEBSTRCB 161/69 kV ftlo LN WEBSTER2 - WRIGHT2 161 kV | 84 | 84 | XF WEBSTRCB 161/69 kV | LN WEBSTER2 - WRIGHT2 161 kV | 2016-07-29 15:27 | 2016-11-07 16:00 | XF: WAUE.WAUE.WEBSTRCB.TR2.TR2 | LN: MEC.MEC.WEBSTWRIGH16_1.1
22190 | TMP259_22190 | SWPP | INT | LN DVISN - LAKSD 138 kV ftlo LN SKYLN - MEMRL 138 kV | 9999 | 9999 | LN DVISN - LAKSD 138 kV | LN SKYLN - MEMRL 138 kV | 2016-09-28 13:32 | 2016-11-07 16:00 | LN: OKGE.OKGE.8764.A | LN: OKGE.OKGE.8741.A
22272 | TMP250_22272 | SWPP | INT | LN N_PLT1 - C_CREEK 230 kV ftlo LN G_GENT1 - SWEETW4 345 kV | 392 | 431 | LN N_PLT1 - C_CREEK 230 kV | LN G_GENT1 - SWEETW4 345 kV | 2016-10-18 16:10 | 2016-11-07 16:00 | LN: NPPD.NPPD.N_PLT1_C_CREEK.A | LN: NPPD.NPPD.12212.A
22050 | TMP241_22050 |  | RCF | LN NORFORK - SOULAN 161 kV ftlo LN ST_JOE_E - HILTOP_E 161 kV |  |  | LN NORFORK - SOULAN 161 kV | LN ST_JOE_E - HILTOP_E 161 kV | 2016-08-09 22:55 | 2016-11-07 23:12 | LN: SPA.SPA.NORFRK-SOLAND5.A | LN: EES.EES.HILTOP_ST_JOE5.A
22096 | TMP252_22096 | MISO | RCF | LN MIDWA2 - MT_HOM 161 kV ftlo LN ST_JOE_E - HILTOP_E 161 kV | 162 | 162 | LN MIDWA2 - MT_HOM 161 kV | LN ST_JOE_E - HILTOP_E 161 kV | 2016-09-02 15:20 | 2016-11-07 23:12 | LN: EES.EES.MIDWA2_MT_HOM5.A | LN: EES.EES.HILTOP_ST_JOE5.A
22111 | TMP254_22111 | MISO | RCF | LN HILTOP_E - ST_JOE_E 161 kV ftlo LN SLEDHL - CLEVCOV 161 kV | 251 | 251 | LN HILTOP_E - ST_JOE_E 161 kV | LN SLEDHL - CLEVCOV 161 kV | 2016-09-07 16:01 | 2016-11-07 23:12 | LN: EES.EES.HILTOP_ST_JOE5.A | LN: AECI.AECI.2250.A
22111 | TMP254_22111 | MISO | RCF | LN HILTOP_E - ST_JOE_E 161 kV ftlo LN SLEDHL - CLEVCOV 161 kV | 223 | 223 | LN HILTOP_E - ST_JOE_E 161 kV | LN SLEDHL - CLEVCOV 161 kV | 2016-09-07 16:01 | 2016-11-07 23:14 | LN: EES.EES.HILTOP_ST_JOE5.A | LN: AECI.AECI.2250.A
22096 | TMP252_22096 | MISO | RCF | LN MIDWA2 - MT_HOM 161 kV ftlo LN EVRTON - HRSN_E 161 kV | 162 | 162 | LN MIDWA2 - MT_HOM 161 kV | LN EVRTON - HRSN_E 161 kV | 2016-09-02 15:20 | 2016-11-07 23:14 | LN: EES.EES.MIDWA2_MT_HOM5.A | LN: EES.EES.HRSN_E_EVRTON5.A
22050 | TMP241_22050 | MISO | RCF | LN NORFORK - SOULAN 161 kV ftlo LN EVRTON - HRSN_E 161 kV | 162 | 162 | LN NORFORK - SOULAN 161 kV | LN EVRTON - HRSN_E 161 kV | 2016-08-09 22:55 | 2016-11-07 23:14 | LN: SPA.SPA.NORFRK-SOLAND5.A | LN: EES.EES.HRSN_E_EVRTON5.A
1357 | TMP257_1357 | MISO | RCF | LN COUCH - LEWISV 115 kV ftlo LN DOLET - SWSHREV 345 kV | 159 | 159 | LN COUCH - LEWISV 115 kV | LN DOLET - SWSHREV 345 kV | 2016-11-07 23:12 | 2016-11-07 23:14 | LN: EES.EES.COUCH__LEWISV3.A | LN: CLEC.CLEC.DH345_CLECO_1A.A
1319 | TMP256_1319 | MISO | RCF | LN COUCH - LEWISV 115 kV ftlo LN ARK_NU - FTSMTH 500 kV | 159 | 159 | LN COUCH - LEWISV 115 kV | LN ARK_NU - FTSMTH 500 kV | 2016-11-07 23:12 | 2016-11-07 23:14 | LN: EES.EES.COUCH__LEWISV3.A | LN: OKGE.OKGE.FTSMTH-ARK_NU8.A
21218 | TEMP23_21218 | MISO | RCF | LN EAU_CLA - ARPIN 345 kV ftlo LN ST_LAKE1 - GARDNRPK 345 kV | 800 | 800 | LN EAU_CLA - ARPIN 345 kV | LN ST_LAKE1 - GARDNRPK 345 kV | 2015-10-02 15:41 | 2016-11-07 23:14 | LN: ALTE.ALTE.ARPINEAU_C34_1.1 | LN: WPS.WPS.ST_LAGARDN34_1.1
6514 | TMP258_6514 | MISO | RCF | LN HS_EHV - MAGNET 500 kV ftlo LN EL_EHV - SH_EHV 500 kV | 1732 | 1732 | LN HS_EHV - MAGNET 500 kV | LN EL_EHV - SH_EHV 500 kV | 2016-11-07 23:12 | 2016-11-07 23:14 | LN: EES.EES.HS_EHV_MAGNET8.A | LN: EES.EES.EL_EHV_SH_EHV8.A
6298 | TMP260_6298 | MISO | RCF | XF NELSON_E 500/230 kV ftlo LN NELSON_E - HARTBG 500 kV | 1195 | 1195 | XF NELSON_E 500/230 kV | LN NELSON_E - HARTBG 500 kV | 2016-11-07 23:12 | 2016-11-07 23:14 | XF: EES.EES.NELSON_E.T1.T1 | LN: EES.EES.HARTBG_NELSON8.A
6309 | TEMP34_6309 | MISO | RCF | LN GRI - MTZ 138 kV ftlo LN GRI - MAA 138 kV | 206 | 206 | LN GRI - MTZ 138 kV | LN GRI - MAA 138 kV | 2016-03-29 17:01 | 2016-11-07 23:14 | LN: EES.EES.GRIMES_MTZION4.A | LN: EES.EES.94_A.A
6303 | TMP262_6303 | MISO | RCF | XF NELSON_E 500/230 kV ftlo LN HARTBG - LAYFLD_A 500 kV | 1195 | 1195 | XF NELSON_E 500/230 kV | LN HARTBG - LAYFLD_A 500 kV | 2016-11-07 23:12 | 2016-11-07 23:14 | XF: EES.EES.NELSON_E.T1.T1 | LN: CSWS.CSWS.LAYFL_HART.A
6267 | TMP263_6267 | MISO | RCF | XF PLS_HL 500/161 kV ftlo XF ARK_NU 500/1 kV | 600 | 600 | XF PLS_HL 500/161 kV | XF ARK_NU 500/1 kV | 2016-11-07 23:12 | 2016-11-07 23:14 | XF: EES.EES.PLS_HL.AT1.AT1 | XF: EES.EES.ARK_NU.AT3.AT1_500
6516 | TMP267_6516 | MISO | RCF | LN STL500 - EL_EHV 500 kV ftlo LN BYULAB - WEB 500 kV | 1732 | 1732 | LN STL500 - EL_EHV 500 kV | LN BYULAB - WEB 500 kV | 2016-11-07 23:12 | 2016-11-07 23:14 | LN: EES.EES.STL500_EL_EHV8.A | LN: EES.EES.BYULAB_WEBRE_8.A
1341 | TMP265_1341 | MISO | RCF | LN SH_EHV - EL_EHV 500 kV ftlo LN HS_EHV - ETTA 500 kV | 2546 | 2546 | LN SH_EHV - EL_EHV 500 kV | LN HS_EHV - ETTA 500 kV | 2016-11-07 23:12 | 2016-11-07 23:14 | LN: EES.EES.EL_EHV_SH_EHV8.A | LN: EES.EES.ETTA___HS_EHV8.A
1383 | TMP266_1383 | MISO | RCF | LN SH_EHV - MAGNET 500 kV ftlo LN SH_EHV - EL_EHV 500 kV | 2165 | 2165 | LN SH_EHV - MAGNET 500 kV | LN SH_EHV - EL_EHV 500 kV | 2016-11-07 23:12 | 2016-11-07 23:14 | LN: EES.EES.MAGNET_SH_EHV8.A | LN: EES.EES.EL_EHV_SH_EHV8.A
21677 | TMP210_21677 |  | INT | LN EASTX_SW - HARRISON 138 kV ftlo LN EASTX_SW - STEXEAS 138 kV |  |  | LN EASTX_SW - HARRISON 138 kV | LN EASTX_SW - STEXEAS 138 kV | 2016-03-01 11:14 | 2016-11-10 10:44 | LN: CSWS.CSWS.HARRIS_NTEXEAS.A | LN: CSWS.CSWS.906A.A
22318 | TMP191_22318 | SWPP | INT | LN DIANA - LONSTR_S 138 kV ftlo LN DIANA - WELSH 345 kV | 246 | 287 | LN DIANA - LONSTR_S 138 kV | LN DIANA - WELSH 345 kV | 2016-10-31 11:45 | 2016-11-10 10:44 | LN: CSWS.CSWS.892.A | LN: CSWS.CSWS.896.A
22318 | TMP191_22318 | SWPP | INT | LN DIANA - LONSTR_S 138 kV ftlo LN DIANA - WELSH 345 kV | 9999 | 9999 | LN DIANA - LONSTR_S 138 kV | LN DIANA - WELSH 345 kV | 2016-10-31 11:45 | 2016-11-10 10:46 | LN: CSWS.CSWS.892.A | LN: CSWS.CSWS.896.A
21677 | TMP210_21677 | SWPP | INT | LN EASTX_SW - HARRISON 138 kV ftlo LN EASTX_SW - STEXEAS 138 kV | 9999 | 9999 | LN EASTX_SW - HARRISON 138 kV | LN EASTX_SW - STEXEAS 138 kV | 2016-03-01 11:14 | 2016-11-10 10:46 | LN: CSWS.CSWS.HARRIS_NTEXEAS.A | LN: CSWS.CSWS.906A.A
22403 | TMP168_22403 | SWPP | INT | LN LACYGNE - N345 345 kV ftlo LN LACYGNE - W_GARDNR 345 kV | 1016 | 1016 | LN LACYGNE - N345 345 kV | LN LACYGNE - W_GARDNR 345 kV | 2016-11-30 09:44 | 2016-11-30 10:18 | LN: KCPL.KCPL.LACYGN_NEOSHO1.1 | LN: KCPL.KCPL.LACYGN_W_GARD1.1
22366 | TEMP62_22366 | SWPP | INT | LN VINETAP3 - NHAYS 115 kV ftlo XF KNOLL1 230/115 kV | 99 | 99 | LN VINETAP3 - NHAYS 115 kV | XF KNOLL1 230/115 kV | 2016-11-15 21:01 | 2016-11-30 23:57 | LN: WR.MIDW.NHAYS_VINETAP3.A | XF: WR.MIDW.KNOLL1.9989.A
21542 | TMP171_21542 |  | RCF | LN HRSN_E - OMAHA 161 kV ftlo LN BULL_SHL - SLEDHL 161 kV |  |  | LN HRSN_E - OMAHA 161 kV | LN BULL_SHL - SLEDHL 161 kV | 2016-02-10 20:45 | 2016-11-30 23:57 | LN: EES.EES.HRSN_E_OMAHA_5.A | LN: SPA.SPA.BULSH7_SLEDHL5.A
21332 | TEMP96_21332 | MISO | RCF | LN OZRK_B - OMAHA 161 kV ftlo LN BEAVER1 - EURK_SPA 161 kV | 162 | 162 | LN OZRK_B - OMAHA 161 kV | LN BEAVER1 - EURK_SPA 161 kV | 2015-11-05 15:45 | 2016-11-30 23:57 | LN: EDE.EDE.OZRK_B-OMAHA_5.A | LN: SPA.SPA.BEAVER_EUREKA1.A
22370 | TMP257_22370 | MISO | RCF | LN LACROSS - MAYFAIR 161 kV ftlo LN ARPIN - EAU_CLA 345 kV | 285 | 285 | LN LACROSS - MAYFAIR 161 kV | LN ARPIN - EAU_CLA 345 kV | 2016-11-17 22:12 | 2016-11-30 23:57 | LN: NSP.NSP.LACROMAYFA16_1.1 | LN: ALTE.ALTE.ARPINEAU_C34_1.1
22371 | TMP226_22371 | MISO | RCF | LN WPT2 - TRIBOJI 69 kV ftlo LN WISDOMCB - CAYLER 161 kV | 72 | 72 | LN WPT2 - TRIBOJI 69 kV | LN WISDOMCB - CAYLER 161 kV | 2016-11-18 17:56 | 2016-11-30 23:57 | LN: ALTW.ALTW.WPT2TRIBO69_1.1 | LN: ALTW.ALTW.CAYLEWISDO16_1.1
22248 | TMP197_22248 | SWPP | INT | LN VINETAP3 - NHAYS 115 kV ftlo LN POSTROCK - KNOLL1 230 kV | 83 | 99 | LN VINETAP3 - NHAYS 115 kV | LN POSTROCK - KNOLL1 230 kV | 2016-10-14 13:34 | 2016-11-30 23:57 | LN: WR.MIDW.NHAYS_VINETAP3.A | LN: WR.MIDW.SHAYS_KNOLL1.A
22425 | TMP200_22425 | SWPP | INT | XF WOLF 345/1 kV ftlo LN WAVERLY7 - LACYGNE 345 kV | 100 | 110 | XF WOLF 345/1 kV | LN WAVERLY7 - LACYGNE 345 kV | 2016-12-08 00:05 | 2016-12-09 16:46 | XF: WR.WR.WOLF.TX_6.WOLF12 | LN: KCPL.KCPL.WAVERLY7_LCYGN.A
22416 | TMP252_22416 | SWPP | INT | LN MULB - PITN 69 kV ftlo LN FRANKLN5 - LITC 161 kV | 72 | 72 | LN MULB - PITN 69 kV | LN FRANKLN5 - LITC 161 kV | 2016-12-06 14:15 | 2016-12-09 16:46 | LN: WR.WR.363X.1 | LN: WR.WR.LITCMARM16_1.1
22407 | TMP258_22407 | SWPP | INT | LN FLOYD_C1 - CROSBY2 115 kV ftlo LN TUCO - JONESSUB 230 kV | 107 | 118 | LN FLOYD_C1 - CROSBY2 115 kV | LN TUCO - JONESSUB 230 kV | 2016-12-01 15:11 | 2016-12-09 16:46 | LN: SPS.SPS.FLOYDCROSB11_1.1 | LN: SPS.SPS.137.1
22317 | TMP247_22317 | SWPP | INT | LN HALE_CO - PLXSUB 115 kV ftlo XF OASIS 230/115 kV | 80 | 80 | LN HALE_CO - PLXSUB 115 kV | XF OASIS 230/115 kV | 2016-10-31 11:45 | 2016-12-09 16:46 | LN: SPS.SPS.129.1 | XF: SPS.SPS.OASIS.835.OAS_115XFMR
22304 | TMP264_22304 | SWPP | INT | LN SUB1221 - SUB1231 161 kV ftlo LN SUB3456 - SUB3459 345 kV | 231 | 231 | LN SUB1221 - SUB1231 161 kV | LN SUB3456 - SUB3459 345 kV | 2016-10-26 15:40 | 2016-12-09 16:46 | LN: OPPD.OPPD.SUB12SUB1216_9.1 | LN: OPPD.OPPD.SUB34SUB3434_2.1
22207 | TEMP28_22207 | SWPP | INT | LN WDWRD1 - CEDAR5 69 kV ftlo LN TATONGA - MATHWSN7 345 kV | 67 | 72 | LN WDWRD1 - CEDAR5 69 kV | LN TATONGA - MATHWSN7 345 kV | 2016-10-03 15:44 | 2016-12-13 17:10 | LN: OKGE.OKGE.CED_WDWRD.A | LN: OKGE.OKGE.TATONGA_MATHWS.A
22208 | TEMP33_22208 | SWPP | INT | XF WDWRD1 138/69 kV ftlo LN TATONGA - MATHWSN7 345 kV | 123 | 134 | XF WDWRD1 138/69 kV | LN TATONGA - MATHWSN7 345 kV | 2016-10-03 15:44 | 2016-12-13 17:10 | XF: OKGE.OKGE.WDWRD1.8689.A | LN: OKGE.OKGE.TATONGA_MATHWS.A
22186 | TEMP14_22186 | SWPP | INT | LN SPEARMA1 - PRINGLE 115 kV ftlo LN FINNEY1 - HOLCOM1 345 kV | 159 | 159 | LN SPEARMA1 - PRINGLE 115 kV | LN FINNEY1 - HOLCOM1 345 kV | 2016-09-27 03:28 | 2016-12-13 17:10 | LN: SPS.SPS.75.1 | LN: SPS.SPS.HOLCOM_FINNEY.A
21275 | TEMP25_21275 |  | INT | LN NORL - INDA 115 kV ftlo LN HOYT - STRA 345 kV |  |  | LN NORL - INDA 115 kV | LN HOYT - STRA 345 kV | 2015-10-12 16:29 | 2016-12-13 17:10 | LN: WR.WR.NORL_INDA.A | LN: WR.WR.11_HOYT.1
21162 | TEMP65_21162 |  | INT | LN ARCAD7 - OMLARCA 138 kV ftlo LN ARCAD7 - NOWST1 345 kV |  |  | LN ARCAD7 - OMLARCA 138 kV | LN ARCAD7 - NOWST1 345 kV | 2015-08-20 16:48 | 2016-12-13 17:10 | LN: OKGE.OKGE.ARCAD_LUGRB.A | LN: OKGE.OKGE.8790.A
20597 | TEMP48_20597 |  | INT | LN SETAB1 - SCOTCTY 115 kV ftlo LN SETAB1 - HOLCOM1 345 kV |  |  | LN SETAB1 - SCOTCTY 115 kV | LN SETAB1 - HOLCOM1 345 kV | 2014-10-19 22:43 | 2016-12-13 17:10 | LN: SECI.SECI.10130.A | LN: SECI.SECI.10148.A
21050 | TMP116_21050 |  | INT | LN ARCAD7 - RNDBARN4 138 kV ftlo LN ARCAD7 - NOWST1 345 kV |  |  | LN ARCAD7 - RNDBARN4 138 kV | LN ARCAD7 - NOWST1 345 kV | 2015-06-17 11:25 | 2016-12-13 17:46 | LN: OKGE.OKGE.8734.A | LN: OKGE.OKGE.8790.A
22128 | TEMP88_22128 | SWPP | INT | LN NRTHEAST - CROSTOWN 161 kV ftlo LN NRTHEAST - GA_WEST 161 kV | 259 | 259 | LN NRTHEAST - CROSTOWN 161 kV | LN NRTHEAST - GA_WEST 161 kV | 2016-09-12 12:50 | 2016-12-13 17:46 | LN: KCPL.KCPL.CROSTO_NRTHEA1.1 | LN: KCPL.KCPL.NAVY___NRTHEA1.1
22085 | TMP126_22085 |  | INT | LN SPRGFLD - CLAY2 161 kV ftlo LN SWPS5 - JRPS5 161 kV |  |  | LN SPRGFLD - CLAY2 161 kV | LN SWPS5 - JRPS5 161 kV | 2016-08-29 18:25 | 2016-12-13 17:46 | LN: SPA.SPA.SPFLD-CLAY.A | LN: SPRM.SPRM.11583.A
22367 | TEMP60_22367 | SWPP | RCF | LN CBLUFFS - SUB1206 161 kV ftlo LN CBLUFFS - SUB3456 345 kV | 558 | 558 | LN CBLUFFS - SUB1206 161 kV | LN CBLUFFS - SUB3456 345 kV | 2016-11-16 15:09 | 2016-12-14 14:10 | LN: MEC.MEC.S1206CBLUF16_1.1 | LN: MEC.MEC.SUB34CBLUF34_1.1
22339 | TMP122_22339 | SWPP | RCF | LN BVISTA - WISDOMCB 161 kV ftlo LN POCHNTCO - POMEROY 161 kV | 223 | 223 | LN BVISTA - WISDOMCB 161 kV | LN POCHNTCO - POMEROY 161 kV | 2016-11-04 14:46 | 2016-12-14 14:10 | LN: WAUE.WAUE.WISDOBVIST16_1.1 | LN: MEC.MEC.POCHNPOMER16_1.1
22344 | TEMP15_22344 | SWPP | RCF | LN SUB3740 - SUB3455 345 kV ftlo LN NEBRCTY - 103_ROKE 345 kV | 1073 | 1073 | LN SUB3740 - SUB3455 345 kV | LN NEBRCTY - 103_ROKE 345 kV | 2016-11-07 18:43 | 2016-12-14 14:10 | LN: OPPD.OPPD.SUB37SUB3434_1.1 | LN: LES.LES.103_RNEBRC34_1.1
22332 | TMP123_22332 | SWPP | INT | LN KILDR - NUKRKAT4 138 kV ftlo LN OPENSKY7 - ROSE 345 kV | 194 | 222 | LN KILDR - NUKRKAT4 138 kV | LN OPENSKY7 - ROSE 345 kV | 2016-11-02 12:44 | 2016-12-16 15:10 | LN: OKGE.OKGE.NUKRKAT4_KILDR.A | LN: OKGE.OKGE.OPENSKY7_ROSE.A
22359 | TEMP91_22359 | SWPP | INT | LN VINETAP3 - NHAYS 115 kV ftlo LN REDWLO1 - MINGO1 345 kV | 83 | 99 | LN VINETAP3 - NHAYS 115 kV | LN REDWLO1 - MINGO1 345 kV | 2016-11-13 23:06 | 2016-12-16 15:10 | LN: WR.MIDW.NHAYS_VINETAP3.A | LN: NPPD.NPPD.10152.A
22289 | TMP138_22289 | SWPP | INT | LN ORO1101 - OAK432 161 kV ftlo LN JOP3891 - TIP2921 161 kV | 335 | 335 | LN ORO1101 - OAK432 161 kV | LN JOP3891 - TIP2921 161 kV | 2016-10-23 07:33 | 2016-12-16 15:10 | LN: EDE.EDE.11333.A | LN: EDE.EDE.11352.A
22319 | TMP102_22319 | SWPP | INT | LN PAULINE - HASTING_ 115 kV ftlo LN SWEETW4 - GRISLD1 345 kV | 115 | 126 | LN PAULINE - HASTING_ 115 kV | LN SWEETW4 - GRISLD1 345 kV | 2016-10-31 11:45 | 2016-12-16 15:10 | LN: NPPD.NPPD.NP_1148-A.1 | LN: NPPD.NPPD.GRISLD1_SWEETW.A
22162 | TMP146_22162 | SWPP | INT | LN JOHNSON2 - CANADAY 115 kV ftlo LN N_PLT1 - C_CREEK 230 kV | 80 | 88 | LN JOHNSON2 - CANADAY 115 kV | LN N_PLT1 - C_CREEK 230 kV | 2016-09-22 12:46 | 2016-12-16 15:10 | LN: NPPD.NPPD.NP_1449.A | LN: NPPD.NPPD.N_PLT1_C_CREEK.A
22148 | TMP159_22148 | SWPP | INT | LN CMRIVTP - CIM-PL1 115 kV ftlo XF HOLCOM1 345/1 kV | 106 | 113.9 | LN CMRIVTP - CIM-PL1 115 kV | XF HOLCOM1 345/1 kV | 2016-09-19 10:26 | 2016-12-16 15:10 | LN: SECI.SECI.10883.A | XF: SECI.SECI.HOLCOM1.1016.AB
22215 | TEMP97_22215 | SWPP | INT | LN TAYLOR_S - JOHNDRAW 115 kV ftlo LN HOBBS - YOAKUM 230 kV | 159 | 172 | LN TAYLOR_S - JOHNDRAW 115 kV | LN HOBBS - YOAKUM 230 kV | 2016-10-04 16:21 | 2016-12-16 15:10 | LN: SPS.SPS.W36.A | LN: SPS.SPS.HOBBS_YOAKM230.A
22263 | TMP141_22263 | SWPP | INT | LN ANADARKO - POCASET 138 kV ftlo LN MINCO - CIMARRON 345 kV | 200 | 234 | LN ANADARKO - POCASET 138 kV | LN MINCO - CIMARRON 345 kV | 2016-10-17 10:19 | 2016-12-16 15:10 | LN: WFEC.WFEC.9217.A | LN: OKGE.OKGE.CIMARRON_345.A
22114 | TMP167_22114 | SWPP | INT | LN HUDSON - TSE_NEW 138 kV ftlo LN WARNTAP4 - 96YALE 138 kV | 168 | 168 | LN HUDSON - TSE_NEW 138 kV | LN WARNTAP4 - 96YALE 138 kV | 2016-09-07 14:02 | 2016-12-16 15:10 | LN: CSWS.CSWS.2057.A | LN: CSWS.CSWS.WARNTAP_96YALE.A
21989 | TMP145_21989 |  | INT | LN HANSFORD - SPEARMA1 115 kV ftlo XF POTTER_S 345/230 kV |  |  | LN HANSFORD - SPEARMA1 115 kV | XF POTTER_S 345/230 kV | 2016-07-14 10:33 | 2016-12-16 15:10 | LN: SPS.SPS.V-68_SPEAR.B | XF: SPS.SPS.POTTER_S.XF1.XF345
21888 | TMP158_21888 |  | INT | XF WICH 345/138 kV ftlo XF WICH 345/138 kV |  |  | XF WICH 345/138 kV | XF WICH 345/138 kV | 2016-06-08 15:32 | 2016-12-16 15:10 | XF: WR.WR.WICH.4359.WICH_12 | XF: WR.WR.WICH.1064.WICH_11
21839 | TMP113_21839 |  | INT | LN HOBART_J - CRNGIE_S 138 kV ftlo LN ELK-CITY - CLINT_J 138 kV |  |  | LN HOBART_J - CRNGIE_S 138 kV | LN ELK-CITY - CLINT_J 138 kV | 2016-05-24 01:43 | 2016-12-16 15:10 | LN: CSWS.CSWS.CRNGIHOBAR13_1.A | LN: CSWS.CSWS.2221.A
21445 | TMP151_21445 |  | INT | LN JONES_KA - HSL1 138 kV ftlo LN ARCAD7 - NOWST1 345 kV |  |  | LN JONES_KA - HSL1 138 kV | LN ARCAD7 - NOWST1 345 kV | 2016-01-22 10:54 | 2016-12-16 15:10 | LN: OKGE.OKGE.8805.B | LN: OKGE.OKGE.8790.A
21421 | TEMP95_21421 |  | INT | LN EAST_PLA - PIERCE_T 115 kV ftlo LN HARRSUB - RANDALL1 230 kV |  |  | LN EAST_PLA - PIERCE_T 115 kV | LN HARRSUB - RANDALL1 230 kV | 2016-01-05 10:15 | 2016-12-16 15:10 | LN: SPS.SPS.EAST_PIERC11_1.1 | LN: SPS.SPS.HARRSRANDA23_1.1
21794 | TMP133_21794 |  | INT | LN HARRSUB - RLNGHILS 230 kV ftlo LN HARRSUB - POTTER_S 230 kV |  |  | LN HARRSUB - RLNGHILS 230 kV | LN HARRSUB - POTTER_S 230 kV | 2016-10-14 15:58 | 2016-12-16 15:10 | LN: SPS.SPS.POTTER_HARRIS.1 | LN: SPS.SPS.HARRSPOTTE23_1.1
21811 | TMP209_21811 | SWPP | INT | LN CIMARRON - TUTL_CON 138 kV ftlo LN MINCO - GRACMONT 345 kV | 191 | 191 | LN CIMARRON - TUTL_CON 138 kV | LN MINCO - GRACMONT 345 kV | 2016-10-01 00:24 | 2016-12-16 15:10 | LN: OKGE.OKGE.CIMARRON_138.A | LN: OKGE.OKGE.LAWTON_MINCO.A
21704 | TMP213_21704 | SWPP | INT | LN COLBY3 - ATWOOD 115 kV ftlo LN MINGO1 - SETAB1 345 kV | 66 | 77 | LN COLBY3 - ATWOOD 115 kV | LN MINGO1 - SETAB1 345 kV | 2016-03-10 07:24 | 2016-12-16 15:10 | LN: WR.MIDW.9981.A | LN: SECI.SECI.10151.A
21940 | TMP253_21940 |  | INT | LN SEMINOLE - DRAPR1 345 kV ftlo LN SEMINOLE - DRAPR1 345 kV |  |  | LN SEMINOLE - DRAPR1 345 kV | LN SEMINOLE - DRAPR1 345 kV | 2016-06-27 07:48 | 2016-12-16 15:10 | LN: OKGE.OKGE.8835.B | LN: OKGE.OKGE.8834.C
21937 | TMP207_21937 |  | INT | LN CUDAHY1 - KISMET 115 kV ftlo XF HOLCOM1 345/1 kV |  |  | LN CUDAHY1 - KISMET 115 kV | XF HOLCOM1 345/1 kV | 2016-06-24 22:40 | 2016-12-16 15:10 | LN: SECI.SECI.10884B.A | XF: SECI.SECI.HOLCOM1.1016.AB
21938 | TMP230_21938 |  | INT | LN SW_STA - NORGE_RD 138 kV ftlo LN SW_STA - VERDEN4 138 kV |  |  | LN SW_STA - NORGE_RD 138 kV | LN SW_STA - VERDEN4 138 kV | 2016-06-25 16:08 | 2016-12-16 15:10 | LN: CSWS.CSWS.2246.A | LN: CSWS.CSWS.2248.A
21930 | TMP269_21930 | SWPP | INT | LN NASHOBA - BETHL_TP 138 kV ftlo LN PITTSB9 - VALLIANT 345 kV | 121 | 121 | LN NASHOBA - BETHL_TP 138 kV | LN PITTSB9 - VALLIANT 345 kV | 2016-06-21 23:57 | 2016-12-16 15:10 | LN: WFEC.WFEC.81_835C.A | LN: CSWS.CSWS.2160.A
21919 | TMP193_21919 |  | INT | LN VERD_TAP - AMC_TAP 138 kV ftlo LN NE_GAS - OWASSO 138 kV |  |  | LN VERD_TAP - AMC_TAP 138 kV | LN NE_GAS - OWASSO 138 kV | 2016-06-15 14:21 | 2016-12-16 15:10 | LN: CSWS.CSWS.2078A.A | LN: CSWS.CSWS.2079.A
22025 | TMP190_22025 |  | INT | LN MAIN1 - GRAND2 69 kV ftlo XF JRPS5 161/69 kV |  |  | LN MAIN1 - GRAND2 69 kV | XF JRPS5 161/69 kV | 2016-07-25 21:04 | 2016-12-16 15:10 | LN: SPRM.SPRM.11567.A | XF: SPRM.SPRM.JRPS5.1154.A
22026 | TMP218_22026 |  | INT | LN MAIN1 - GRAND2 69 kV ftlo XF BATFLD5 161/69 kV |  |  | LN MAIN1 - GRAND2 69 kV | XF BATFLD5 161/69 kV | 2016-07-25 21:04 | 2016-12-16 15:10 | LN: SPRM.SPRM.11567.A | XF: SPRM.SPRM.BATFLD5.XF1.XF1
21946 | TMP225_21946 | SWPP | INT | LN CLBRTSNE - WILISTN 115 kV ftlo LN FTPECK - DAWSONC 230 kV | 120 | 128 | LN CLBRTSNE - WILISTN 115 kV | LN FTPECK - DAWSONC 230 kV | 2016-06-28 19:02 | 2016-12-16 15:10 | LN: WAUE.WAUE.CLBRTWILIS11_1.1 | LN: WAUE.WAUE.FTPECDAWSO23_1.1
22052 | TEMP07_22052 |  | RCF | LN DKSNNDWP - BELFELD 230 kV ftlo LN ROUNDUP - CHAR_CK 345 kV |  |  | LN DKSNNDWP - BELFELD 230 kV | LN ROUNDUP - CHAR_CK 345 kV | 2016-08-09 08:20 | 2016-12-21 20:10 | LN: WAUE.WAUE.DKSNNBELFE23_1.1 | LN: WAUE.WAUE.CHAR_CK_ROUNDP.A
22178 | TEMP04_22178 | SWPP | RCF | LN NEBRCTY - COOPER 345 kV ftlo LN MOORE - COOPER 345 kV | 1195 | 1195 | LN NEBRCTY - COOPER 345 kV | LN MOORE - COOPER 345 kV | 2016-09-25 13:26 | 2016-12-21 20:10 | LN: OPPD.OPPD.12080.1 | LN: NPPD.NPPD.NP_3501.A
22217 | TEMP44_22217 | SWPP | RCF | LN WARDWA - BISMARK2 230 kV ftlo LN SQBUTTEW - STANTON2 230 kV | 320 | 352 | LN WARDWA - BISMARK2 230 kV | LN SQBUTTEW - STANTON2 230 kV | 2016-10-05 08:16 | 2016-12-21 20:10 | LN: WAUE.WAUE.WARDWBISMA23_1.1 | LN: OTP.OTP.SQBUTSTANT23_1.1
22276 | TEMP92_22276 | SWPP | RCF | LN LEWISWP - DAWSONC 115 kV ftlo LN MAURINE - BISON 230 kV | 102 | 102 | LN LEWISWP - DAWSONC 115 kV | LN MAURINE - BISON 230 kV | 2016-10-19 08:20 | 2016-12-21 20:10 | LN: WAUE.WAUE.DAWSOLEWIS11_1.1 | LN: WAUE.WAUE.MAURIBISON23_1.1
22348 | TEMP05_22348 | SWPP | RCF | LN MARYVIL - CRESTONW 161 kV ftlo LN ST_JOE - COOPER 345 kV | 207 | 207 | LN MARYVIL - CRESTONW 161 kV | LN ST_JOE - COOPER 345 kV | 2016-11-09 12:53 | 2016-12-21 20:10 | LN: WAUE.WAUE.CRESTMARYV16_1.1 | LN: NPPD.NPPD.11310.A
22340 | TMP128_22340 | SWPP | RCF | XF WEBSTRCB 161/69 kV ftlo LN WEBSTER2 - HOPE_CB 161 kV | 84 | 84 | XF WEBSTRCB 161/69 kV | LN WEBSTER2 - HOPE_CB 161 kV | 2016-11-04 13:38 | 2016-12-21 20:10 | XF: WAUE.WAUE.WEBSTRCB.TR2.TR2 | LN: MEC.MEC.WEBSTHOPE_16_1.1
21012 | TEMP03_21012 |  | RCF | XF FTSMTH 500/161 kV ftlo XF FTSMTH 500/345 kV |  |  | XF FTSMTH 500/161 kV | XF FTSMTH 500/345 kV | 2015-06-09 19:11 | 2016-12-21 20:10 | XF: OKGE.OKGE.FTSMTH.9160.AB | XF: OKGE.OKGE.FTSMTH.9164.A
22428 | TMP241_22428 | SWPP | RCF | LN CLARNDA - MRYVL_SJ 161 kV ftlo LN COOPER - ST_JOE 345 kV | 167 | 227 | LN CLARNDA - MRYVL_SJ 161 kV | LN COOPER - ST_JOE 345 kV | 2016-12-08 15:43 | 2016-12-21 20:10 | LN: MEC.MEC.MRYVLCLARN16_1.A | LN: NPPD.NPPD.11310.A
22286 | TMP229_22286 | SWPP | RCF | LN SIOUXFL - LAWRENC 115 kV ftlo LN RAUN - HLNDWIND 345 kV | 190 | 190 | LN SIOUXFL - LAWRENC 115 kV | LN RAUN - HLNDWIND 345 kV | 2016-10-22 12:25 | 2016-12-21 20:10 | LN: NSP.NSP.LAWRESIOUX11_1.1 | LN: MEC.MEC.RAUNHLNDW34_1.1
22095 | TMP251_22095 | MISO | CFG | LN BULL_SHL - SLEDHL 161 kV ftlo LN HILTOP_E - ST_JOE_E 161 kV | 203 | 203 | LN BULL_SHL - SLEDHL 161 kV | LN HILTOP_E - ST_JOE_E 161 kV | 2016-09-02 15:17 | 2016-12-21 20:10 | LN: SPA.SPA.BULSH7_SLEDHL5.A | LN: EES.EES.HILTOP_ST_JOE5.A
21617 | TMP242_21617 |  | RCF | LN STILLWEL - BABCOCK3 345 kV ftlo LN DUMONT - WILTON00 765 kV |  |  | LN STILLWEL - BABCOCK3 345 kV | LN DUMONT - WILTON00 765 kV | 2016-05-27 19:34 | 2016-12-22 15:22 | LN: NIPS.NIPS.34514.A | LN: AEP.AEP.DUMONWILTO76_1.1
3532 | ELLHINWERWER |  | INT | LN ELLINGTO - HINTZ 138 kV ftlo LN NAPPLETO - WERNER_W 345 kV |  |  | LN ELLINGTO - HINTZ 138 kV | LN NAPPLETO - WERNER_W 345 kV |  | 2017-01-06 10:34 | LN: WEC.WEC.80332.80 | LN: WEC.WEC.NAPL71.1
21867 | TMP222_21867 |  | RCF | LN RAPIDCY - ELKCKWA 115 kV ftlo LN NUNDRWD - MAURINE 230 kV |  |  | LN RAPIDCY - ELKCKWA 115 kV | LN NUNDRWD - MAURINE 230 kV | 2016-06-02 10:44 | 2017-01-10 23:05 | LN: WAUE.WAUE.ELKCKRAPID11_1.1 | LN: WAUE.WAUE.MAURINUNDR23_1.1
22549 | TMP122_22549 | SWPP | RCF |  | 9999 | 9999 | LN REDWLO1 - MCCOOK1 115 kV |  | 2017-01-24 01:39 | 2017-01-27 13:19 | LN: NPPD.NPPD.12193.A
22550 | TMP123_22550 | SWPP | RCF |  | 9999 | 9999 | LN OSGOOD - EMETSB2 69 kV |  | 2017-01-24 01:39 | 2017-01-27 13:19 | LN: WAUE.WAUE.OSGOOEMETS69_1.1
22467 | TEMP12_22467 | SWPP | INT | LN HASTING_ - PAULINE 115 kV ftlo LN SWEETW4 - AXTELL1 345 kV | 115 | 126 | LN HASTING_ - PAULINE 115 kV | LN SWEETW4 - AXTELL1 345 kV | 2016-12-19 06:52 | 2017-02-10 14:30 | LN: NPPD.NPPD.NP_1148-A.1 | LN: NPPD.NPPD.12006.A
22493 | TEMP05_22493 | SWPP | INT | LN HUGOPP4 - VALLIANT 138 kV ftlo LN PITTSB9 - VALLIANT 345 kV | 287 | 287 | LN HUGOPP4 - VALLIANT 138 kV | LN PITTSB9 - VALLIANT 345 kV | 2016-12-29 16:53 | 2017-02-10 14:30 | LN: WFEC.WFEC.VALLIANT_WFE.A | LN: CSWS.CSWS.2160.A
22201 | TEMP06_22201 | SWPP | INT | LN COLBY3 - ATWOOD 115 kV ftlo LN COLBY3 - SEGUIN 115 kV | 66 | 77 | LN COLBY3 - ATWOOD 115 kV | LN COLBY3 - SEGUIN 115 kV | 2016-10-02 14:09 | 2017-02-10 14:30 | LN: WR.MIDW.9981.A | LN: WR.MIDW.9984.A
22357 | TEMP23_22357 | SWPP | INT | LN EROGERS - AVOCA 161 kV ftlo LN FLINTCRK - DECAS5 161 kV | 220 | 220 | LN EROGERS - AVOCA 161 kV | LN FLINTCRK - DECAS5 161 kV | 2016-11-13 06:01 | 2017-02-10 14:30 | LN: CSWS.CSWS.EROG_BEAVER_1A.A | LN: EDE.EDE.FLNCRK_EDE_1A.A
22358 | TEMP24_22358 | SWPP | INT | LN B_SPRGS - BRULE 115 kV ftlo LN SIDNEY - OGALALA 230 kV | 109 | 120 | LN B_SPRGS - BRULE 115 kV | LN SIDNEY - OGALALA 230 kV | 2016-11-13 11:03 | 2017-02-10 14:43 | LN: NPPD.NPPD.BRULEB_SPR11_1.1 | LN: NPPD.NPPD.SIDNEOGALA23_1.1
22345 | TEMP93_22345 | SWPP | INT | LN OGALALA - BRULE 115 kV ftlo LN OGALALA - SIDNEY 230 kV | 109 | 120 | LN OGALALA - BRULE 115 kV | LN OGALALA - SIDNEY 230 kV | 2016-11-08 07:09 | 2017-02-10 14:43 | LN: NPPD.NPPD.OGALABRULE11_1.1 | LN: NPPD.NPPD.SIDNEOGALA23_1.1
22331 | TMP109_22331 | SWPP | INT | LN KSC10 - FARB 138 kV ftlo LN OPENSKY7 - ROSE 345 kV | 160 | 160 | LN KSC10 - FARB 138 kV | LN OPENSKY7 - ROSE 345 kV | 2016-11-02 12:14 | 2017-02-10 14:43 | LN: WR.WR.FARBKSC1013_1.1 | LN: OKGE.OKGE.OPENSKY7_ROSE.A
22380 | TMP114_22380 | SWPP | INT |  | 299 | 353 | LN SLCKHILS - WASHIT1 138 kV |  | 2016-11-21 22:54 | 2017-02-10 14:43 | LN: WFEC.WFEC.WASHIT_SLCK.A
22275 | TEMP79_22275 | SWPP | INT | LN VALLIANT - IDABEL 138 kV ftlo LN VALLIANT - HUGOPP4 138 kV | 206 | 206 | LN VALLIANT - IDABEL 138 kV | LN VALLIANT - HUGOPP4 138 kV | 2016-10-19 07:58 | 2017-02-10 14:43 | LN: CSWS.CSWS.2132.B | LN: WFEC.WFEC.VALLIANT_WFE.A
22457 | TEMP25_22457 | SWPP | INT | LN SPRGFLD - CLAY2 161 kV ftlo LN BROOK_LN - JUNCTN5 161 kV | 223 | 223 | LN SPRGFLD - CLAY2 161 kV | LN BROOK_LN - JUNCTN5 161 kV | 2016-12-14 14:10 | 2017-02-10 14:43 | LN: SPA.SPA.SPFLD-CLAY.A | LN: SPRM.SPRM.BROOK-NICHOL.A
21953 | TEMP42_21953 |  | INT | LN CENTNIAL - PAOLA 161 kV ftlo LN W_GARDNR - PLESNTV 161 kV |  |  | LN CENTNIAL - PAOLA 161 kV | LN W_GARDNR - PLESNTV 161 kV | 2016-07-02 15:45 | 2017-02-10 14:43 | LN: KCPL.KCPL.CENTNI_PAOLA_1.1 | LN: KCPL.KCPL.PLESNTV_WGRDNR.A
21955 | TEMP70_21955 |  | INT | LN BA_NORTH - E_21_TP 138 kV ftlo XF TULSA_NO 345/138 kV |  |  | LN BA_NORTH - E_21_TP 138 kV | XF TULSA_NO 345/138 kV | 2016-07-04 08:25 | 2017-02-10 14:43 | LN: CSWS.CSWS.2022.A | XF: CSWS.CSWS.TULSA_NO.2068.1
21760 | TMP103_21760 |  | INT | LN MAID1 - KERR_HYD 161 kV ftlo LN GRDA17 - TONNECE 345 kV |  |  | LN MAID1 - KERR_HYD 161 kV | LN GRDA17 - TONNECE 345 kV |  | 2017-02-10 14:43 | LN: GRDA.GRDA.8529.A | LN: GRDA.GRDA.TONN_GRDA.A
20773 | TEMP74_20773 | SWPP | INT | LN MILANTP - CLEARWT4 138 kV ftlo LN BUF_FLTS - WICH 345 kV | 110 | 110 | LN MILANTP - CLEARWT4 138 kV | LN BUF_FLTS - WICH 345 kV | 2015-02-20 15:58 | 2017-02-10 14:43 | LN: SECI.SECI.CLEARW_MILAN_1.A | LN: WR.WR.WICH_BUF_FLTS1.A
21962 | TMP117_21962 |  | INT | LN EARLSBRH - FIXICO_T 138 kV ftlo LN MAUD_TAP - FORST1 138 kV |  |  | LN EARLSBRH - FIXICO_T 138 kV | LN MAUD_TAP - FORST1 138 kV | 2016-07-05 09:52 | 2017-02-10 14:43 | LN: CSWS.CSWS.81_842.A | LN: OKGE.OKGE.8949.A
22010 | TMP148_22010 | SWPP | INT | LN KNOLL1 - SALINE 115 kV ftlo LN BEACH - GRAHAM3 115 kV | 80 | 80 | LN KNOLL1 - SALINE 115 kV | LN BEACH - GRAHAM3 115 kV | 2016-07-21 21:40 | 2017-02-10 14:43 | LN: WR.MIDW.9975.A | LN: SECI.SECI.9988.B
21982 | TMP154_21982 |  | INT | LN MOUND_RD - BART_COM 138 kV ftlo LN DELAWARE - COFFEYGR 138 kV |  |  | LN MOUND_RD - BART_COM 138 kV | LN DELAWARE - COFFEYGR 138 kV | 2016-07-10 14:26 | 2017-02-10 14:43 | LN: CSWS.CSWS.2090.A | LN: GRDA.GRDA.81_564.A
22108 | TMP135_22108 | SWPP | INT | LN EROGERS - AVOCA 161 kV ftlo LN BLACKBRY - JASPER7 345 kV | 220 | 220 | LN EROGERS - AVOCA 161 kV | LN BLACKBRY - JASPER7 345 kV | 2016-09-06 12:49 | 2017-02-10 14:43 | LN: CSWS.CSWS.EROG_BEAVER_1A.A | LN: AECI.AECI.BLCKBRY_JASPER.A
22204 | TMP130_22204 | SWPP | INT | LN DIGHTNT - BEELER 115 kV ftlo LN BUCKNER7 - SPERVI1 345 kV | 115 | 123 | LN DIGHTNT - BEELER 115 kV | LN BUCKNER7 - SPERVI1 345 kV | 2016-10-03 09:14 | 2017-02-10 14:43 | LN: SECI.SECI.10044.A | LN: SECI.SECI.10149.A
22378 | TMP134_22378 | SWPP | INT | LN NOELSW5 - NEO_EDE 161 kV ftlo LN FLINTCRK - BROOK_LN 345 kV | 223 | 223 | LN NOELSW5 - NEO_EDE 161 kV | LN FLINTCRK - BROOK_LN 345 kV | 2016-11-21 20:39 | 2017-02-10 14:43 | LN: EDE.EDE.11347.A | LN: AECI.AECI.FLNTCK-BROOK1.A
22390 | TMP115_22390 | SWPP | INT | XF STILWELL 345/1 kV ftlo XF STILWELL 161/1 kV | 550 | 605 | XF STILWELL 345/1 kV | XF STILWELL 161/1 kV | 2016-11-28 08:13 | 2017-02-10 14:43 | XF: KCPL.KCPL.STILWELL.XF11.XF11H | XF: KCPL.KCPL.STILWELL.XF22.XF22L
22391 | TMP152_22391 | SWPP | INT | LN BRULE - OGALALA 115 kV ftlo LN SIDNEYM - KEYSTONE 345 kV | 109 | 120 | LN BRULE - OGALALA 115 kV | LN SIDNEYM - KEYSTONE 345 kV | 2016-11-28 09:14 | 2017-02-10 14:43 | LN: NPPD.NPPD.OGALABRULE11_1.1 | LN: WAUE.WAUE.SIDNEKEYST34_1.1
22394 | TMP142_22394 | SWPP | INT | LN PLXSUB - LAMB 115 kV ftlo LN PLXSUB - SUNDOWN2 230 kV | 120 | 120 | LN PLXSUB - LAMB 115 kV | LN PLXSUB - SUNDOWN2 230 kV | 2016-11-28 21:13 | 2017-02-10 14:43 | LN: SPS.SPS.128.1 | LN: SPS.SPS.125.1
22369 | TMP160_22369 | SWPP | INT | XF NSES 161/138 kV ftlo XF NSES 161/138 kV | 110 | 123 | XF NSES 161/138 kV | XF NSES 161/138 kV | 2016-11-16 16:50 | 2017-02-10 14:43 | XF: WR.WR.NSES.1049.NSES_4 | XF: WR.WR.NSES.1050.NSES_5
22321 | TMP136_22321 | SWPP | INT | LN JEFF - AUBU 230 kV ftlo LN JEFF - MORR 345 kV | 612 | 612 | LN JEFF - AUBU 230 kV | LN JEFF - MORR 345 kV | 2016-11-01 05:28 | 2017-02-10 14:43 | LN: WR.WR.4010_JEFF.1 | LN: WR.WR.12.1
22310 | TMP121_22310 | SWPP | INT | LN ANADARKO - SW_STA 138 kV ftlo LN ANADARKO - GRACMONT 138 kV | 212 | 212 | LN ANADARKO - SW_STA 138 kV | LN ANADARKO - GRACMONT 138 kV | 2016-10-27 11:03 | 2017-02-10 14:43 | LN: WFEC.WFEC.ANADARKO.A | LN: OKGE.OKGE.WASH_ANAD_2.A
22141 | TMP176_22141 | SWPP | INT | LN SMITH-1 - PHLBUR1 115 kV ftlo XF KNOLL1 230/115 kV | 79.7 | 79.7 | LN SMITH-1 - PHLBUR1 115 kV | XF KNOLL1 230/115 kV | 2016-09-16 11:14 | 2017-02-10 14:43 | LN: SECI.SECI.10948.A | XF: WR.MIDW.KNOLL1.9989.A
22240 | TMP195_22240 | SWPP | INT | LN TALLGRAS - WEAV 138 kV ftlo LN MIDI - BENT 138 kV | 160 | 160 | LN TALLGRAS - WEAV 138 kV | LN MIDI - BENT 138 kV | 2016-10-11 21:27 | 2017-02-10 14:43 | LN: WR.WR.66.1 | LN: WR.WR.BENTMIDI13_1.1
22241 | TMP194_22241 | SWPP | INT | LN ALTO - BUTL 138 kV ftlo XF WOLF 345/1 kV | 96 | 96 | LN ALTO - BUTL 138 kV | XF WOLF 345/1 kV | 2016-10-11 21:27 | 2017-02-10 14:43 | LN: WR.WR.ALTOBUTL13_1.1 | XF: WR.WR.WOLF.TX_6.WOLF12
22242 | TMP180_22242 | SWPP | INT | LN MARM - KUN01 69 kV ftlo LN ALTO - TIOG 138 kV | 95 | 108 | LN MARM - KUN01 69 kV | LN ALTO - TIOG 138 kV | 2016-10-11 21:39 | 2017-02-10 14:43 | LN: WR.WR.KUN01MARM69_1.1 | LN: WR.WR.ALTOTIOG13_1.1
22014 | TMP183_22014 |  | INT | XF CRSW 138/69 kV ftlo XF CRSW 138/69 kV |  |  | XF CRSW 138/69 kV | XF CRSW 138/69 kV | 2016-07-22 14:34 | 2017-02-10 14:43 | XF: WR.WR.CRSW.1014.CRSW_2 | XF: WR.WR.CRSW.1013.CRSW_1
21914 | TMP182_21914 |  | INT | LN BA_NORTH - E_21_TP 138 kV ftlo LN CLRKSVLE - CHAMBERS 345 kV |  |  | LN BA_NORTH - E_21_TP 138 kV | LN CLRKSVLE - CHAMBERS 345 kV | 2016-06-14 07:15 | 2017-02-10 14:43 | LN: CSWS.CSWS.2022.A | LN: CSWS.CSWS.CLRKSV_CHAMBE1.A
22449 | TMP197_22449 | SWPP | INT | LN MARSHAL3 - SMIT 115 kV ftlo LN COOPER - ST_JOE 345 kV | 86 | 92 | LN MARSHAL3 - SMIT 115 kV | LN COOPER - ST_JOE 345 kV | 2016-12-12 23:40 | 2017-02-10 14:54 | LN: WR.WR.MARSHAL3_SMIT.A | LN: NPPD.NPPD.11310.A
22451 | TMP200_22451 | SWPP | INT | LN RLND_PRK - MIDTOWN 161 kV ftlo LN WINJTN5 - LEEDS 161 kV | 223 | 223 | LN RLND_PRK - MIDTOWN 161 kV | LN WINJTN5 - LEEDS 161 kV | 2016-12-13 08:10 | 2017-02-10 14:54 | LN: KCPL.KCPL.MIDTOW_RLND_P1.1 | LN: KCPL.KCPL.LEEDS__SWOPE_1.A
21927 | TMP198_21927 |  | INT | XF ONETA 345/138 kV ftlo XF ONETA 345/138 kV |  |  | XF ONETA 345/138 kV | XF ONETA 345/138 kV | 2016-06-21 15:15 | 2017-02-10 14:54 | XF: CSWS.CSWS.ONETA.2048.1 | XF: CSWS.CSWS.ONETA.2049.2
21929 | TMP202_21929 |  | INT | LN EARLSBRH - FIXICO_T 138 kV ftlo LN SEMINOLE - PITTSB9 345 kV |  |  | LN EARLSBRH - FIXICO_T 138 kV | LN SEMINOLE - PITTSB9 345 kV | 2016-06-21 22:07 | 2017-02-10 14:54 | LN: CSWS.CSWS.81_842.A | LN: OKGE.OKGE.SEMINOLE.A
21932 | TMP205_21932 |  | INT | LN PRALEE - BLSPS 161 kV ftlo XF SIBLEY 345/1 kV |  |  | LN PRALEE - BLSPS 161 kV | XF SIBLEY 345/1 kV | 2016-06-22 16:34 | 2017-02-10 14:54 | LN: MPS.MPS.10995.A | XF: MPS.MPS.SIBLEY.T1.T1_P
22282 | TMP223_22282 | SWPP | INT | LN COLBY3 - ATWOOD 115 kV ftlo LN G_GENT1 - SWEETW4 345 kV | 66 | 77 | LN COLBY3 - ATWOOD 115 kV | LN G_GENT1 - SWEETW4 345 kV | 2016-10-21 08:03 | 2017-02-10 14:54 | LN: WR.MIDW.9981.A | LN: NPPD.NPPD.12212.A
22278 | TMP221_22278 | SWPP | INT | LN POWELL - LINWOOD2 138 kV ftlo LN SWSHREV - SSHREVE 138 kV | 260 | 304 | LN POWELL - LINWOOD2 138 kV | LN SWSHREV - SSHREVE 138 kV | 2016-10-19 15:15 | 2017-02-10 14:54 | LN: CSWS.CSWS.850.A | LN: CSWS.CSWS.SWSHR_SSHR.A
22360 | TMP217_22360 | SWPP | INT | LN PENSA1 - KETCHUM 161 kV ftlo LN FLINTCRK - DECAS5 161 kV | 194 | 194 | LN PENSA1 - KETCHUM 161 kV | LN FLINTCRK - DECAS5 161 kV | 2016-11-14 10:56 | 2017-02-10 14:54 | LN: GRDA.GRDA.KETCHUM_PENSA1.A | LN: EDE.EDE.FLNCRK_EDE_1A.A
22420 | TMP210_22420 | SWPP | INT |  | 1420 | 1420 | LN TATONGA - MATHWSN7 345 kV |  | 2016-12-06 16:31 | 2017-02-10 14:54 | LN: OKGE.OKGE.TATONGA_MATHWS.A
22421 | TMP211_22421 | SWPP | INT |  | 3432 | 3432 | LN BUF_FLTS - WICH 345 kV |  | 2016-12-06 16:31 | 2017-02-10 14:54 | LN: WR.WR.WICH_BUF_FLTS1.A
22408 | TMP265_22408 | SWPP | INT | LN GRNWOOD - SHAWNEE 161 kV ftlo LN GRNWOOD - METROPOL 161 kV | 334 | 334 | LN GRNWOOD - SHAWNEE 161 kV | LN GRNWOOD - METROPOL 161 kV | 2016-12-02 12:58 | 2017-02-10 14:54 | LN: KCPL.KCPL.GRNWOO_SHAWNE1.1 | LN: KACY.KACY.GRNWOO_METROP1.1
22405 | TMP260_22405 | SWPP | INT | XF CRSW 138/69 kV ftlo LN CRSW - MIDLTNTP 138 kV | 100 | 110 | XF CRSW 138/69 kV | LN CRSW - MIDLTNTP 138 kV | 2016-12-01 10:21 | 2017-02-10 14:54 | XF: WR.WR.CRSW.1014.CRSW_2 | LN: OKGE.OKGE.8673.A
22346 | TMP262_22346 | SWPP | INT | LN W_GARDNR - CRAIG 345 kV ftlo LN W_GARDNR - STILWELL 345 kV | 717 | 717 | LN W_GARDNR - CRAIG 345 kV | LN W_GARDNR - STILWELL 345 kV | 2016-11-08 08:00 | 2017-02-10 14:54 | LN: KCPL.KCPL.CRAIG__W_GARD1.1 | LN: KCPL.KCPL.STILWEL_WGARD.A
22313 | TMP161_22313 | SWPP | RCF | LN LAWRENC - SIOUXFL 115 kV ftlo LN SIOUXFL - SPLIT_R 230 kV | 190 | 190 | LN LAWRENC - SIOUXFL 115 kV | LN SIOUXFL - SPLIT_R 230 kV | 2016-10-28 02:51 | 2017-02-14 10:18 | LN: NSP.NSP.LAWRESIOUX11_1.1 | LN: NSP.NSP.SIOUXSPLIT23_1.1
22305 | TEMP18_22305 | SWPP | RCF | LN NEBRCTY - SUB3456 345 kV ftlo LN NEBRCTY - 103_ROKE 345 kV | 956 | 956 | LN NEBRCTY - SUB3456 345 kV | LN NEBRCTY - 103_ROKE 345 kV | 2016-10-26 15:26 | 2017-02-14 10:18 | LN: OPPD.OPPD.NEBRCSUB3434_1.1 | LN: LES.LES.103_RNEBRC34_1.1
21922 | TMP181_21922 | SWPP | RCF | LN TRIBOJI - MILFRDCB 69 kV ftlo LN CAYLER - WISDOMCB 161 kV | 72 | 72 | LN TRIBOJI - MILFRDCB 69 kV | LN CAYLER - WISDOMCB 161 kV | 2016-06-16 15:31 | 2017-02-14 10:18 | LN: WAUE.WAUE.MILFRTRIBO69_1.1 | LN: ALTW.ALTW.CAYLEWISDO16_1.1
21909 | TMP175_21909 | SWPP | RCF | LN BROOKNG - AURORAWA 115 kV ftlo LN WHITE - SPLT_RT 345 kV | 120 | 120 | LN BROOKNG - AURORAWA 115 kV | LN WHITE - SPLT_RT 345 kV | 2016-06-12 10:46 | 2017-02-14 10:18 | LN: WAUE.WAUE.AURORBROOK11_1.1 | LN: WAUE.WAUE.SPLT_WHITE34_1.1
21087 | TMP131_21087 |  | RCF | LN LACYGNE - W_GARDNR 345 kV ftlo LN LACYGNE - STILWELL 345 kV |  |  | LN LACYGNE - W_GARDNR 345 kV | LN LACYGNE - STILWELL 345 kV | 2015-07-12 22:22 | 2017-02-14 10:18 | LN: KCPL.KCPL.LACYGN_W_GARD1.1 | LN: KCPL.KCPL.LACYGN_STILWE1.1
22287 | TMP268_22287 | SWPP | RCF | LN SIOUXFL - LAWRENC 115 kV ftlo LN OBRIENCO - LAKEFLD 345 kV | 190 | 190 | LN SIOUXFL - LAWRENC 115 kV | LN OBRIENCO - LAKEFLD 345 kV | 2016-10-22 19:07 | 2017-02-14 10:18 | LN: NSP.NSP.LAWRESIOUX11_1.1 | LN: ALTW.ALTW.LAKEFOBRIE34_1.1
22284 | TMP219_22284 | SWPP | RCF | LN LAWRENC - SIOUXFL 115 kV ftlo LN LAKEFLD - OBRIENCO 345 kV | 257 | 257 | LN LAWRENC - SIOUXFL 115 kV | LN LAKEFLD - OBRIENCO 345 kV | 2016-10-21 23:14 | 2017-02-14 10:18 | LN: NSP.NSP.LAWRESIOUX11_1.1 | LN: ALTW.ALTW.LAKEFOBRIE34_1.1
6002 | TMP265_6002 | MISO | INT |  | 9999 | 9999 | LN GLEN2 - PEACGRDN 230 kV |  | 2017-02-24 17:51 | 2017-02-24 20:39 | LN: MHEB.MHEB.GLENBPEACGRD_1.1
6827 | TMP268_6827 | MISO | INT | LN NORFORK - CALICO 161 kV ftlo XF INDEP2 500/161 kV | 9999 | 9999 | LN NORFORK - CALICO 161 kV | XF INDEP2 500/161 kV | 2014-08-25 15:32 | 2017-02-24 20:39 | LN: SPA.SPA.NORFRK-CALICO5.A | XF: EES.EES.INDEP2.AT1.AT1
22227 | TEMP57_22227 | MISO_S | RCF | LN HOLBOT - JAXV_N 115 kV ftlo LN WRIGHT_E - MABELV 500 kV | 266 | 266 | LN HOLBOT - JAXV_N 115 kV | LN WRIGHT_E - MABELV 500 kV | 2016-10-05 14:03 | 2017-03-02 10:30 | LN: EES.EES.HOLBOT_JAXV_N3.A | LN: EES.EES.MABELV_WRIGHT8.A
22315 | TMP270_22315 | MISO | RCF | LN ARK_NU - MORLND 161 kV ftlo LN MABELV - SH_EHV 500 kV | 303 | 303 | LN ARK_NU - MORLND 161 kV | LN MABELV - SH_EHV 500 kV | 2016-10-28 18:54 | 2017-03-02 10:30 | LN: EES.EES.ARK_NU_MORLND5.A | LN: EES.EES.SH_EHV_MABELV8.A
21793 | TMP189_21793 |  | RCF | LN SAILES - TXPSEX 115 kV ftlo LN WIN115 - JELDWEN 115 kV |  |  | LN SAILES - TXPSEX 115 kV | LN WIN115 - JELDWEN 115 kV |  | 2017-03-02 10:30 | LN: EES.EES.SAILES_TXPSEX3.A | LN: EES.EES.WIN115_JELDWN3.A
22502 | TMP259_22502 | MISO | RCF | LN TRK_RIV - STONEMAN 161 kV ftlo LN WEMPLETN - PADDOCK 345 kV | 274 | 274 | LN TRK_RIV - STONEMAN 161 kV | LN WEMPLETN - PADDOCK 345 kV | 2017-01-13 22:44 | 2017-03-09 13:35 | LN: DPC.DPC.STONETRK_R16_1.1 | LN: CE.CE.45L17102.45
22058 | TMP275_22058 | MISO | RCF | LN ARCADN - ZION0001 345 kV ftlo LN PLEASAN1 - ZION0001 345 kV | 1143 | 1143 | LN ARCADN - ZION0001 345 kV | LN PLEASAN1 - ZION0001 345 kV | 2016-08-12 15:07 | 2017-03-16 14:01 | LN: CE.CE.45L2222.45 | LN: CE.CE.45L2221.45
22192 | TEMP09_22192 | MISO | RCF | LN OTTUMWA - WAPELLO 161 kV ftlo LN OTTUMWA - WAPELLO 161 kV | 335 | 335 | LN OTTUMWA - WAPELLO 161 kV | LN OTTUMWA - WAPELLO 161 kV | 2016-09-30 20:40 | 2017-03-16 14:12 | LN: ALTW.ALTW.OTTUMWAPEL16_1.1 | LN: ALTW.ALTW.OTTUMWAPEL16_2.1
20357 | TMP196_20357 | MISO | RCF | LN S3 - GRANITF 115 kV ftlo XF LYON_CO 345/1 kV | 119 | 154 | LN S3 - GRANITF 115 kV | XF LYON_CO 345/1 kV | 2015-05-31 23:54 | 2017-03-16 14:12 | LN: WAUE.WAUE.S3GRANI11_1.1 | XF: NSP.NSP.LYON_CO.TR9.TR9
6509 | NELXFRNELHAR |  | RCF | XF NELSON_E 500/230 kV ftlo LN HARTBG - CYP 500 kV |  |  | XF NELSON_E 500/230 kV | LN HARTBG - CYP 500 kV | 2015-08-13 16:23 | 2017-03-16 14:12 | XF: EES.EES.NELSON_E.T1.T1 | LN: EES.EES.HARTBG_CYPRES8.A
6542 | TUBDOBBENGRI |  | RCF | LN TUB - DOB 138 kV ftlo LN GRI - BNTWTR 138 kV |  |  | LN TUB - DOB 138 kV | LN GRI - BNTWTR 138 kV |  | 2017-03-16 14:12 | LN: EES.EES.DOBBIN_TUBULR4.B | LN: EES.EES.GRIMES_BNTWTR4.A
6546 | TUBDOBGRIMTZ |  | RCF | LN TUB - DOB 138 kV ftlo LN MTZ - LN485 138 kV |  |  | LN TUB - DOB 138 kV | LN MTZ - LN485 138 kV |  | 2017-03-16 14:12 | LN: EES.EES.DOBBIN_TUBULR4.B | LN: EES.EES.HUNTSV_MTZ_B.B
6303 | NELXFRHARLAY | MISO | RCF | XF NELSON_E 500/230 kV ftlo LN HARTBG - LAYFLD_A 500 kV | 1195 | 1195 | XF NELSON_E 500/230 kV | LN HARTBG - LAYFLD_A 500 kV | 2016-11-07 23:12 | 2017-03-16 14:12 | XF: EES.EES.NELSON_E.T1.T1 | LN: CSWS.CSWS.LAYFL_HART.A
3810 | WERWERWERWER | MISO | RCF | LN WERNER_W - WERNER 138 kV ftlo LN HDNW - NEGS 345 kV | 364 | 364 | LN WERNER_W - WERNER 138 kV | LN HDNW - NEGS 345 kV | 2016-10-01 00:25 | 2017-03-16 14:12 | LN: WEC.WEC.WERWG61.1 | LN: AMIL.AMIL.HDNW_NEGS_4509.A
3443 | COFRAMPRAMTV |  | RCF | LN COFN - RAME 345 kV ftlo LN PRAIR_ST - MTVRNON0 345 kV |  |  | LN COFN - RAME 345 kV | LN PRAIR_ST - MTVRNON0 345 kV |  | 2017-03-16 14:12 | LN: AMIL.AMIL.COFN-HDNW-1.A | LN: AMIL.AMIL.PRST_MTVW_4541.A
3344 | PLEZIOZIOZEC | MISO | RCF | LN PLEASAN1 - ZION0001 345 kV ftlo LN ZION_EC - ZION0001 345 kV | 1720 | 1720 | LN PLEASAN1 - ZION0001 345 kV | LN ZION_EC - ZION0001 345 kV | 2016-10-01 | 2017-03-16 14:12 | LN: CE.CE.45L2221.45 | LN: CE.CE.2223.1
3076 | HDNNEGCOFPAN |  | RCF | LN HDNW - NEGS 345 kV ftlo LN PANA - KINCAID 345 kV |  |  | LN HDNW - NEGS 345 kV | LN PANA - KINCAID 345 kV |  | 2017-03-16 14:12 | LN: AMIL.AMIL.HDNW_NEGS_4509.A | LN: AMIL.AMIL.KNC_PANA_2105.A
6309 | GRIMTZGRIMAG | MISO | RCF | LN GRI - MTZ 138 kV ftlo LN MAA - SOT 138 kV | 206 | 206 | LN GRI - MTZ 138 kV | LN MAA - SOT 138 kV | 2016-03-29 17:01 | 2017-03-21 14:27 | LN: EES.EES.GRIMES_MTZION4.A | LN: EES.EES.94_B.B
22079 | TEMP47_22079 | SWPP | RCF | XF FTSMTH 500/161 kV ftlo XF FTSMTH 500/161 kV | 493 | 493 | XF FTSMTH 500/161 kV | XF FTSMTH 500/161 kV | 2016-08-25 12:37 | 2017-03-22 14:03 | XF: OKGE.OKGE.FTSMTH.9160.AB | XF: OKGE.OKGE.FTSMTH.9165.BANK4
22140 | TMP199_22140 | MISO | RCF | LN CAYLER - WISDOMCB 161 kV ftlo LN HLNDWIND - RAUN 345 kV | 215 | 215 | LN CAYLER - WISDOMCB 161 kV | LN HLNDWIND - RAUN 345 kV | 2016-09-16 15:24 | 2017-03-30 22:29 | LN: ALTW.ALTW.CAYLEWISDO16_1.1 | LN: MEC.MEC.RAUNHLNDW34_1.1
22230 | TEMP69_22230 | SWPP | INT | LN WOLFFORT - TERRY_CO 115 kV ftlo XF SUNDOWN2 230/115 kV | 80 | 80 | LN WOLFFORT - TERRY_CO 115 kV | XF SUNDOWN2 230/115 kV | 2016-10-07 01:53 | 2017-04-14 14:39 | LN: SPS.SPS.161.1 | XF: SPS.SPS.SUNDOWN2.769.SDN_115XF
22504 | TEMP61_22504 | SWPP | INT | LN WHITTEN - OCHOA 115 kV ftlo LN CUNNSUB - POTASH_J 230 kV | 141 | 156 | LN WHITTEN - OCHOA 115 kV | LN CUNNSUB - POTASH_J 230 kV | 2017-01-06 06:10 | 2017-04-14 14:39 | LN: SPS.SPS.WHITTOCHOA11_1.1 | LN: SPS.SPS.POTASCUNNS23_1.1
22505 | TEMP46_22505 | SWPP | INT | LN CARLSBAD - PECOS_IN 115 kV ftlo LN POTASH_J - PECOS_IN 230 kV | 120 | 120 | LN CARLSBAD - PECOS_IN 115 kV | LN POTASH_J - PECOS_IN 230 kV | 2017-01-06 06:52 | 2017-04-14 14:39 | LN: SPS.SPS.CARLSN_PECOS_1.1 | LN: SPS.SPS.PECOS_POTAS.A
22497 | TEMP64_22497 | SWPP | INT | LN HIGGEAST - DENVER_C 115 kV ftlo LN HOBBS - YOAKUM 230 kV | 120 | 120 | LN HIGGEAST - DENVER_C 115 kV | LN HOBBS - YOAKUM 230 kV | 2017-01-04 12:16 | 2017-04-14 14:39 | LN: SPS.SPS.184.5 | LN: SPS.SPS.HOBBS_YOAKM230.A
22512 | TEMP51_22512 | SWPP | INT | LN PHILLIP1 - RIVERVIE 69 kV ftlo LN BLACKHAW - WO_OPER 115 kV | 48 | 48 | LN PHILLIP1 - RIVERVIE 69 kV | LN BLACKHAW - WO_OPER 115 kV | 2017-01-06 23:40 | 2017-04-14 14:39 | LN: SPS.SPS.RIVERPHILL69_1.1 | LN: SPS.SPS.BLACK_OPER.1
22074 | TEMP22_22074 |  | INT | XF CIMARRON 345/138 kV ftlo LN CIMARRON - DRAPR1 345 kV |  |  | XF CIMARRON 345/138 kV | LN CIMARRON - DRAPR1 345 kV | 2016-08-23 14:14 | 2017-04-14 14:39 | XF: OKGE.OKGE.CIMARRON.8802.B | LN: OKGE.OKGE.8803.A
20647 | TEMP72_20647 |  | INT | LN WOLFFORT - TERRY_CO 115 kV ftlo LN WOLFFORT - SUNDOWN2 230 kV |  |  | LN WOLFFORT - TERRY_CO 115 kV | LN WOLFFORT - SUNDOWN2 230 kV | 2014-11-16 13:54 | 2017-04-14 14:39 | LN: SPS.SPS.161.1 | LN: SPS.SPS.SUNDOWOLFF23_1.1
21875 | TMP153_21875 |  | INT | LN BUSHLAND - HILLSIDE 115 kV ftlo LN BUSHLAND - POTTER_S 230 kV |  |  | LN BUSHLAND - HILLSIDE 115 kV | LN BUSHLAND - POTTER_S 230 kV | 2016-06-05 23:19 | 2017-04-14 14:39 | LN: SPS.SPS.V52.A | LN: SPS.SPS.POTTER_BUSH.1
22453 | TMP116_22453 | SWPP | INT | XF BUSHLAND 230/115 kV ftlo LN BUSHLAND - POTTER_S 230 kV | 165 | 165 | XF BUSHLAND 230/115 kV | LN BUSHLAND - POTTER_S 230 kV | 2016-12-14 01:22 | 2017-04-14 14:39 | XF: SPS.SPS.BUSHLAND.728.BUS_115XF | LN: SPS.SPS.POTTER_BUSH.1
22469 | TMP102_22469 | SWPP | INT | LN BUCKNER7 - SPERVI1 345 kV ftlo LN AXTELL1 - POSTROCK 345 kV | 611.9 | 611.9 | LN BUCKNER7 - SPERVI1 345 kV | LN AXTELL1 - POSTROCK 345 kV | 2016-12-20 00:58 | 2017-04-14 14:39 | LN: SECI.SECI.10149.A | LN: WR.MIDW.POSTRCK_AXTEL.A
22545 | TEMP95_22545 | SWPP | INT | XF PRINGLE 230/115 kV ftlo XF POTTER_S 345/230 kV | 120 | 120 | XF PRINGLE 230/115 kV | XF POTTER_S 345/230 kV | 2017-01-21 22:06 | 2017-04-14 14:39 | XF: SPS.SPS.PRINGLE.811.PRI_115XFM | XF: SPS.SPS.POTTER_S.XF1.XF345
22675 | TMP154_22675 | SWPP | INT | LN HASTING_ - PAULINE 115 kV ftlo LN EGY_CNTR - SUTTON 115 kV | 121 | 133 | LN HASTING_ - PAULINE 115 kV | LN EGY_CNTR - SUTTON 115 kV | 2017-03-26 07:56 | 2017-04-14 14:39 | LN: NPPD.NPPD.NP_1171-A.1 | LN: NPPD.NPPD.NP_1159-B.A
22349 | TMP105_22349 | SWPP | INT | LN COLBY3 - ATWOOD 115 kV ftlo LN AXTELL1 - POSTROCK 345 kV | 66 | 77 | LN COLBY3 - ATWOOD 115 kV | LN AXTELL1 - POSTROCK 345 kV | 2016-11-10 10:02 | 2017-04-14 14:39 | LN: WR.MIDW.9981.A | LN: WR.MIDW.POSTRCK_AXTEL.A
22661 | TMP161_22661 | SWPP | INT | LN DELAWARE - COFFEYGR 138 kV ftlo LN NE_COAL - TULSA_NO 345 kV | 265 | 287 | LN DELAWARE - COFFEYGR 138 kV | LN NE_COAL - TULSA_NO 345 kV | 2017-03-20 16:39 | 2017-04-14 14:39 | LN: GRDA.GRDA.81_564.A | LN: CSWS.CSWS.2081.A
22650 | TMP180_22650 | SWPP | INT | LN REDBUD - RIVRSIDE 345 kV ftlo LN REDBUD - ARCAD7 345 kV | 1022 | 1143 | LN REDBUD - RIVRSIDE 345 kV | LN REDBUD - ARCAD7 345 kV | 2017-03-14 22:10 | 2017-04-14 14:52 | LN: OKGE.OKGE.REDBUD_RIVER_1.A | LN: OKGE.OKGE.ARCAD_REDBUD_2.A
22544 | TMP167_22544 | SWPP | INT | XF HECGT 69/13.8 kV ftlo LN RENO - DAVI 115 kV | 65 | 65 | XF HECGT 69/13.8 kV | LN RENO - DAVI 115 kV | 2017-01-20 21:31 | 2017-04-14 14:52 | XF: WR.WR.HECGT.3064.HGT_4 | LN: WR.WR.RENO_DAVIS.A
22586 | TMP258_22586 | SWPP | INT | LN PHLBUR1 - SMITH-1 115 kV ftlo LN MULGRE2 - ELLSWTP3 115 kV | 80 | 80 | LN PHLBUR1 - SMITH-1 115 kV | LN MULGRE2 - ELLSWTP3 115 kV | 2017-02-10 17:21 | 2017-04-14 14:52 | LN: SECI.SECI.10948.A | LN: SECI.SECI.10900.A
22528 | TMP209_22528 | SWPP | INT | LN NSES - MARM 161 kV ftlo LN ALTO - TIOG 138 kV | 148 | 148 | LN NSES - MARM 161 kV | LN ALTO - TIOG 138 kV | 2017-01-12 07:40 | 2017-04-14 14:52 | LN: WR.WR.29.1 | LN: WR.WR.ALTOTIOG13_1.1
22450 | TMP247_22450 | SWPP | INT | XF CIMARRON 345/138 kV ftlo LN CIMARRON - DRAPR1 345 kV | 382 | 382 | XF CIMARRON 345/138 kV | LN CIMARRON - DRAPR1 345 kV | 2016-12-13 07:04 | 2017-04-14 14:52 | XF: OKGE.OKGE.CIMARRON.8801.A | LN: OKGE.OKGE.8803.A
22434 | TMP254_22434 | SWPP | INT | LN PRALEE - BLSPS 161 kV ftlo LN PHILL - SIBLEY 345 kV | 327 | 334 | LN PRALEE - BLSPS 161 kV | LN PHILL - SIBLEY 345 kV | 2016-12-09 09:20 | 2017-04-14 14:52 | LN: MPS.MPS.10995.A | LN: MPS.MPS.10978.A
22354 | TMP250_22354 | SWPP | INT | LN ARNOLD2 - RANSOM1 115 kV ftlo LN AXTELL1 - POSTROCK 345 kV | 79.7 | 79.7 | LN ARNOLD2 - RANSOM1 115 kV | LN AXTELL1 - POSTROCK 345 kV | 2016-11-12 04:10 | 2017-04-14 14:52 | LN: SECI.SECI.10102.A | LN: WR.MIDW.POSTRCK_AXTEL.A
22250 | TMP255_22250 | SWPP | INT | XF CRSW 138/69 kV ftlo LN CRSW - OXFO 138 kV | 96 | 96 | XF CRSW 138/69 kV | LN CRSW - OXFO 138 kV | 2016-10-16 06:53 | 2017-04-14 14:52 | XF: WR.WR.CRSW.1014.CRSW_2 | LN: WR.WR.73.1
22565 | TMP274_22565 | SWPP | INT | LN TIP2921 - NEOSPA 161 kV ftlo LN ORO1101 - FIR417 161 kV | 222 | 222 | LN TIP2921 - NEOSPA 161 kV | LN ORO1101 - FIR417 161 kV | 2017-02-01 15:33 | 2017-04-14 14:52 | LN: SPA.SPA.7363.A | LN: EDE.EDE.11332.A
22464 | TEMP14_22464 | SWPP | INT | XF FTTHOMP 345/1 kV ftlo XF FTTHOMP 345/1 kV | 250 | 313 | XF FTTHOMP 345/1 kV | XF FTTHOMP 345/1 kV | 2016-12-15 13:52 | 2017-05-01 09:45 | XF: WAUE.WAUE.FTTHOMP.U1A1.KU1A1 | XF: WAUE.WAUE.FTTHOMP.U1B1.KU1B1
22602 | TEMP06_22602 | SWPP | INT | LN OVRLD_PK - MERRIAM2 161 kV ftlo LN CRAIG - CEDAR_CR 161 kV | 266 | 282 | LN OVRLD_PK - MERRIAM2 161 kV | LN CRAIG - CEDAR_CR 161 kV | 2017-02-24 09:43 | 2017-05-01 09:45 | LN: KCPL.KCPL.MERRIA_OVRLD_1.1 | LN: KCPL.KCPL.CEDAR__CRAIG_1.1
22603 | TEMP12_22603 | SWPP | INT | LN LAR3821 - SPRGFLD 161 kV ftlo LN FLINTCRK - BROOK_LN 345 kV | 167 | 167 | LN LAR3821 - SPRGFLD 161 kV | LN FLINTCRK - BROOK_LN 345 kV | 2017-02-26 02:34 | 2017-05-01 09:45 | LN: SPA.SPA.SPFLD-LARUSL.A | LN: AECI.AECI.FLNTCK-BROOK1.A
22078 | TEMP27_22078 |  | INT | LN SOAL - SMAN 115 kV ftlo LN MORR - MCDO 230 kV |  |  | LN SOAL - SMAN 115 kV | LN MORR - MCDO 230 kV | 2016-08-25 09:09 | 2017-05-01 09:45 | LN: WR.WR.4019_4020.A | LN: WR.WR.4023.1
22629 | TEMP57_22629 | SWPP | INT | LN HOCKERVL - MIAMI_1 161 kV ftlo LN BLACKBRY - SPORTSMN 345 kV | 167 | 167 | LN HOCKERVL - MIAMI_1 161 kV | LN BLACKBRY - SPORTSMN 345 kV | 2017-03-07 11:43 | 2017-05-01 09:57 | LN: GRDA.GRDA.8520.A | LN: AECI.AECI.BLCKBRY_SPRTSM.A
22527 | TEMP59_22527 | SWPP | INT | LN COLHYDRO - CRESTON 115 kV ftlo LN SHELLCRK - HOSKINS 345 kV | 120 | 132 | LN COLHYDRO - CRESTON 115 kV | LN SHELLCRK - HOSKINS 345 kV | 2017-01-10 21:22 | 2017-05-01 09:57 | LN: NPPD.NPPD.NP_1162-A.A | LN: NPPD.NPPD.NP_3515.A
22540 | TEMP86_22540 | SWPP | INT | LN SHOOTSTR - GRNBUR1 115 kV ftlo LN SPERVI1 - MULGRE2 230 kV | 120 | 148 | LN SHOOTSTR - GRNBUR1 115 kV | LN SPERVI1 - MULGRE2 230 kV | 2017-01-18 12:54 | 2017-05-01 09:57 | LN: SECI.SECI.SHOOT_GRNBUR.A | LN: SECI.SECI.10940.A
22336 | TEMP43_22336 | SWPP | INT | LN HANCK - MUSKOGEE 161 kV ftlo LN MUSKOGEE - FTSMTH 345 kV | 223 | 223 | LN HANCK - MUSKOGEE 161 kV | LN MUSKOGEE - FTSMTH 345 kV | 2016-11-03 12:46 | 2017-05-01 09:57 | LN: OKGE.OKGE.9092.A | LN: OKGE.OKGE.9099.A
22293 | TEMP40_22293 | SWPP | INT | LN ATL1091 - CARTHAGE 161 kV ftlo LN JOP3891 - TIP2921 161 kV | 222 | 222 | LN ATL1091 - CARTHAGE 161 kV | LN JOP3891 - TIP2921 161 kV | 2016-10-25 09:56 | 2017-05-01 09:57 | LN: SPA.SPA.7366.A | LN: EDE.EDE.11352.A
22381 | TEMP90_22381 | SWPP | INT | LN KNOLL1 - SALINE 115 kV ftlo XF POSTROCK 345/230 kV | 80 | 80 | LN KNOLL1 - SALINE 115 kV | XF POSTROCK 345/230 kV | 2016-11-22 16:02 | 2017-05-01 09:57 | LN: WR.MIDW.9975.A | XF: WR.MIDW.POSTROCK.XF1.XF1
22343 | TMP107_22343 | SWPP | INT | LN GRISLD1 - W_COLMBS 230 kV ftlo LN GRISLD1 - MCCOOL 345 kV | 320 | 352 | LN GRISLD1 - W_COLMBS 230 kV | LN GRISLD1 - MCCOOL 345 kV | 2016-11-07 11:07 | 2017-05-01 09:57 | LN: NPPD.NPPD.12063.A | LN: NPPD.NPPD.12198.A
22412 | TEMP62_22412 | SWPP | INT | LN KELL - TECH 161 kV ftlo LN ST_JOE - NASHUA 345 kV | 112 | 112 | LN KELL - TECH 161 kV | LN ST_JOE - NASHUA 345 kV | 2016-12-05 14:03 | 2017-05-03 16:16 | LN: WR.WR.4055.1 | LN: KCPL.KCPL.NASHUA_ST_JOE.A
22342 | TMP106_22342 | SWPP | INT | LN LEC - MIDJ 115 kV ftlo LN LAWH - MIDJ 230 kV | 103 | 122 | LN LEC - MIDJ 115 kV | LN LAWH - MIDJ 230 kV | 2016-11-07 08:03 | 2017-05-03 16:16 | LN: WR.WR.3060.1 | LN: WR.WR.LAWHMIDJ23_1.1
22203 | TEMP32_22203 | SWPP | INT | LN BUCKNER7 - SPERVI1 345 kV ftlo LN SETAB1 - MINGO1 345 kV | 612 | 612 | LN BUCKNER7 - SPERVI1 345 kV | LN SETAB1 - MINGO1 345 kV | 2016-10-03 06:40 | 2017-05-03 16:16 | LN: SECI.SECI.10149.A | LN: SECI.SECI.10151.A
22578 | TEMP87_22578 | SWPP | INT | LN GI_SUB-D - GRISLD1 115 kV ftlo LN SWEETW4 - GRISLD1 345 kV | 140 | 154 | LN GI_SUB-D - GRISLD1 115 kV | LN SWEETW4 - GRISLD1 345 kV | 2017-02-07 01:19 | 2017-05-03 16:16 | LN: NPPD.NPPD.NP_1145-B.1 | LN: NPPD.NPPD.GRISLD1_SWEETW.A
22473 | TEMP04_22473 | SWPP | INT | LN SMAN - MCDO 115 kV ftlo LN JEFF - SUMM 345 kV | 120 | 120 | LN SMAN - MCDO 115 kV | LN JEFF - SUMM 345 kV | 2016-12-22 13:34 | 2017-05-03 16:16 | LN: WR.WR.4021_4022.A | LN: WR.WR.JEFFSUMM34_1.1
22513 | TEMP48_22513 | SWPP | INT | LN ASB3491 - PUR421 161 kV ftlo LN NSES - RAM452 161 kV | 223 | 223 | LN ASB3491 - PUR421 161 kV | LN NSES - RAM452 161 kV | 2017-01-07 03:52 | 2017-05-03 16:16 | LN: EDE.EDE.11360.A | LN: WR.WR.10291.A
21980 | TMP124_21980 |  | INT | LN KELL - TECH 161 kV ftlo XF FAIRPORT 345/161 kV |  |  | LN KELL - TECH 161 kV | XF FAIRPORT 345/161 kV | 2016-07-08 01:09 | 2017-05-03 16:16 | LN: WR.WR.4055.1 | XF: AECI.AECI.FAIRPORT.3498.T3
21965 | TMP118_21965 |  | INT | LN STILWELL - REDEL5 161 kV ftlo LN STILWELL - PECULIA7 345 kV |  |  | LN STILWELL - REDEL5 161 kV | LN STILWELL - PECULIA7 345 kV | 2016-07-05 19:04 | 2017-05-03 16:16 | LN: KCPL.KCPL.MART_C_STILWE1.1 | LN: MPS.MPS.SIBLEY_STILWE1.B
21775 | TMP125_21775 | SWPP | INT | LN SHAYS - MULGRE2 230 kV ftlo XF POSTROCK 345/230 kV | 297 | 297 | LN SHAYS - MULGRE2 230 kV | XF POSTROCK 345/230 kV | 2016-10-01 00:24 | 2017-05-03 16:16 | LN: WR.MIDW.MULGRE2_SHAYS.A | XF: WR.MIDW.POSTROCK.XF1.XF1
20587 | TEMP36_20587 |  | INT | XF LP-SOUT2 230/69 kV ftlo LN LUBBOCKE - LP-WADS6 230 kV |  |  | XF LP-SOUT2 230/69 kV | LN LUBBOCKE - LP-WADS6 230 kV | 2014-10-14 17:47 | 2017-05-03 16:16 | XF: SPS.SPS.LP-SOUT2.TR1.TR1_236 | LN: SPS.SPS.LP-WAD_LUBBO_1.A
21734 | TMP169_21734 |  | INT |  |  |  | LN HAYBUTTE - LCGASPLT 115 kV |  |  | 2017-05-03 16:28 | LN: WAUE.WAUE.HAYBUTTE_LCGAS.A
22403 | TMP168_22403 | SWPP | INT | LN LACYGNE - N345 345 kV ftlo LN LACYGNE - W_GARDNR 345 kV | 1016 | 1016 | LN LACYGNE - N345 345 kV | LN LACYGNE - W_GARDNR 345 kV | 2016-11-30 09:44 | 2017-05-03 16:28 | LN: KCPL.KCPL.LACYGN_NEOSHO1.1 | LN: KCPL.KCPL.LACYGN_W_GARD1.1
22514 | TMP213_22514 | SWPP | INT | LN COLBY3 - ATWOOD 115 kV ftlo LN MINGO1 - SETAB1 345 kV | 66 | 77 | LN COLBY3 - ATWOOD 115 kV | LN MINGO1 - SETAB1 345 kV | 2017-01-07 06:40 | 2017-05-03 16:28 | LN: WR.MIDW.9981.A | LN: SECI.SECI.10151.A
22448 | TMP252_22448 | SWPP | INT | XF TARBY1 161/69 kV ftlo LN AES5 - BONTP 161 kV | 123 | 134 | XF TARBY1 161/69 kV | LN AES5 - BONTP 161 kV | 2016-12-12 21:52 | 2017-05-03 16:28 | XF: OKGE.OKGE.TARBY1.9131.B | LN: OKGE.OKGE.AES5___BONTP_1.A
22576 | TMP214_22576 | SWPP | INT | LN GRDVWE - LNGVW1 161 kV ftlo LN SIBLEY - PHILL 345 kV | 223 | 223 | LN GRDVWE - LNGVW1 161 kV | LN SIBLEY - PHILL 345 kV | 2017-02-06 01:18 | 2017-05-03 16:28 | LN: MPS.MPS.11028.A | LN: MPS.MPS.10978.A
22553 | TMP242_22553 | SWPP | INT | LN ASB3491 - CJ366 161 kV ftlo LN ASB3491 - PUR421 161 kV | 223 | 223 | LN ASB3491 - CJ366 161 kV | LN ASB3491 - PUR421 161 kV | 2017-01-26 16:34 | 2017-05-03 16:28 | LN: EDE.EDE.11359.A | LN: EDE.EDE.11360.A
22588 | TMP221_22588 | SWPP | INT | XF WDRNG1 345/138 kV ftlo LN WDRNG1 - MATHWSN7 345 kV | 273 | 287 | XF WDRNG1 345/138 kV | LN WDRNG1 - MATHWSN7 345 kV | 2017-02-14 12:54 | 2017-05-03 16:28 | XF: OKGE.OKGE.WDRNG1.8618.A | LN: OKGE.OKGE.WDRNG1_MATHWSN.A
22568 | TMP146_22568 | SWPP | RCF | LN PLYMOTH - SIOUXCY 161 kV ftlo LN RAUN - SIOUXCY 345 kV | 446 | 480 | LN PLYMOTH - SIOUXCY 161 kV | LN RAUN - SIOUXCY 345 kV | 2017-02-02 16:07 | 2017-05-04 15:20 | LN: MEC.MEC.PLYMOSIOUX16_1.1 | LN: MEC.MEC.RAUNSIOUX34_1.1
22573 | TMP140_22573 | SWPP | RCF | XF FTSMTH 345/161 kV ftlo LN PITTSB9 - VALLIANT 345 kV | 493 | 493 | XF FTSMTH 345/161 kV | LN PITTSB9 - VALLIANT 345 kV | 2017-02-03 15:34 | 2017-05-04 15:20 | XF: OKGE.OKGE.FTSMTH.9159.AA | LN: CSWS.CSWS.2160.A
22476 | TEMP33_22476 | SWPP | RCF | LN LACYGNE - N345 345 kV ftlo LN CAN_RIVR - N345 345 kV | 1016 | 1016 | LN LACYGNE - N345 345 kV | LN CAN_RIVR - N345 345 kV | 2016-12-23 01:22 | 2017-05-04 15:20 | LN: KCPL.KCPL.LACYGN_NEOSHO1.1 | LN: WR.WR.CANRIVR_N345.A
22322 | TMP144_22322 | SWPP | RCF | LN LACYGNE - STILWELL 345 kV ftlo LN LACYGNE - W_GARDNR 345 kV | 956 | 956 | LN LACYGNE - STILWELL 345 kV | LN LACYGNE - W_GARDNR 345 kV | 2016-11-01 11:39 | 2017-05-04 15:20 | LN: KCPL.KCPL.LACYGN_STILWE1.1 | LN: KCPL.KCPL.LACYGN_W_GARD1.1
21958 | TEMP76_21958 |  | RCF | LN WARDWA - BISMARK2 230 kV ftlo LN CENTER2 - PRAIRIE2 345 kV |  |  | LN WARDWA - BISMARK2 230 kV | LN CENTER2 - PRAIRIE2 345 kV | 2016-07-05 08:20 | 2017-05-04 15:20 | LN: WAUE.WAUE.WARDWBISMA23_1.1 | LN: OTP.OTP.CENTEPRAIR34_1.1
20500 | TMP104_20500 |  | RCF | XF SIOUXCY 230/1 kV ftlo LN INTRCHG - RAUN 161 kV |  |  | XF SIOUXCY 230/1 kV | LN INTRCHG - RAUN 161 kV | 2014-09-02 17:53 | 2017-05-04 15:20 | XF: WAUE.WAUE.SIOUXCY.U1B1.KU1B2 | LN: MEC.MEC.RAUNINTRC16_1.1
22426 | TMP226_22426 | SWPP | RCF | XF NASHUA 345/1 kV ftlo LN STRA - 87TH_ST 345 kV | 650 | 715 | XF NASHUA 345/1 kV | LN STRA - 87TH_ST 345 kV | 2016-12-08 12:51 | 2017-05-04 15:20 | XF: KCPL.KCPL.NASHUA.T1.T1_H | LN: WR.WR.CRAIG__STR_CR1.B
22566 | TMP151_22566 | SWPP | RCF | XF WHITE 345/1 kV ftlo LN WHITE - WATERTN 345 kV | 200 | 239 | XF WHITE 345/1 kV | LN WHITE - WATERTN 345 kV | 2017-02-02 16:23 | 2017-05-04 15:20 | XF: WAUE.WAUE.WHITE.U1A1.KU1A1 | LN: WAUE.WAUE.WATERWHITE34_1.1
22373 | TMP256_22373 | MISO | RCF | LN TRIBOJI - WPT2 69 kV ftlo LN CAYLER - WISDOMCB 161 kV | 72 | 72 | LN TRIBOJI - WPT2 69 kV | LN CAYLER - WISDOMCB 161 kV | 2016-11-18 17:45 | 2017-05-09 22:30 | LN: ALTW.ALTW.WPT2TRIBO69_1.1 | LN: ALTW.ALTW.CAYLEWISDO16_1.1
22129 | TEMP85_22129 | MISO | RCF | LN COYOTEM - WESTMLND 115 kV ftlo LN ANTELOP - ROUNDUP 345 kV | 102 | 102 | LN COYOTEM - WESTMLND 115 kV | LN ANTELOP - ROUNDUP 345 kV | 2016-09-12 14:15 | 2017-05-09 22:30 | LN: MDU.MDU.WESTMCOYOT11_1.1 | LN: WAUE.WAUE.ANTELOP_CHAR_2.A
22801 | TMP151_22801 | AECI | CFG | LN STCK_SPA - MORGAN 161 kV ftlo LN MRGN_345 - BROOK_LN 345 kV | 238 | 238 | LN STCK_SPA - MORGAN 161 kV | LN MRGN_345 - BROOK_LN 345 kV | 2017-05-06 03:41 | 2017-05-10 10:37 | LN: SPA.SPA.MORGN-STCKTN.A | LN: AECI.AECI.BROOKLN-MORGAN.A
22717 | TEMP61_22717 | MISO | RCF | XF MCADMS 500/1 kV ftlo LN LAKOVR - MCADMS 500 kV | 560 | 560 | XF MCADMS 500/1 kV | LN LAKOVR - MCADMS 500 kV | 2017-04-14 21:41 | 2017-05-11 13:40 | XF: EES.EES.MCADMS.AT2.AT2 | LN: EES.EES.MCADMS_LAKOVR8.A
22707 | TMP189_22707 | SWPP | INT | LN BOYD - CDRLN 138 kV ftlo LN 134PENTP - WESTMOR4 138 kV | 191 | 191 | LN BOYD - CDRLN 138 kV | LN 134PENTP - WESTMOR4 138 kV | 2017-04-07 23:14 | 2017-05-22 15:17 | LN: OKGE.OKGE.8858.A | LN: OKGE.OKGE.WEST_134PENTP.A
22741 | TMP255_22741 | SWPP | INT | LN OGALALA - G_GENT1 230 kV ftlo XF STEGALL 345/1 kV | 320 | 352 | LN OGALALA - G_GENT1 230 kV | XF STEGALL 345/1 kV | 2017-04-20 15:19 | 2017-05-22 15:17 | LN: NPPD.NPPD.GENTLOGALA23_1.1 | XF: WAUE.WAUE.STEGALL.V3A1.KV3A1
22625 | TMP270_22625 | SWPP | INT | LN NHUNTING - WBOONVIL 161 kV ftlo LN GRANDPR5 - BRANCHOG 161 kV | 167 | 184 | LN NHUNTING - WBOONVIL 161 kV | LN GRANDPR5 - BRANCHOG 161 kV | 2017-03-06 19:21 | 2017-05-22 15:17 | LN: CSWS.CSWS.NHUNT_WBOON_1A.T1 | LN: OKGE.OKGE.GRANDP_BRANC_1.A
22794 | TMP107_22794 | SWPP | INT | XF STORLA 230/1 kV ftlo LN WESSPRNG - FTTHOMP 230 kV | 100 | 125 | XF STORLA 230/1 kV | LN WESSPRNG - FTTHOMP 230 kV | 2017-05-03 15:28 | 2017-05-22 15:17 | XF: WAUE.WAUE.STORLA.V1A1.KV1A1 | LN: WAUE.WAUE.WESSPFTTHO23_1.1
22812 | TEMP04_22812 | SWPP | INT | LN KILDR - CKSKI1 138 kV ftlo LN WICH - VIOLA7 345 kV | 194 | 222 | LN KILDR - CKSKI1 138 kV | LN WICH - VIOLA7 345 kV | 2017-05-12 17:50 | 2017-05-22 15:17 | LN: OKGE.OKGE.8669.A | LN: WR.WR.VIOLA_WICH.B
22775 | TMP258_22775 | SWPP | INT | LN STULT - MOCK 115 kV ftlo LN SWIS - LAWH 230 kV | 86 | 92 | LN STULT - MOCK 115 kV | LN SWIS - LAWH 230 kV | 2017-05-01 01:59 | 2017-05-22 15:17 | LN: WR.WR.4215.1 | LN: WR.WR.39.1
22837 | TMP151_22837 | SWPP | INT | LN SHERMAN - DALLAM 115 kV ftlo LN RB_SPRLK - MOORE_CO 115 kV | 158 | 174 | LN SHERMAN - DALLAM 115 kV | LN RB_SPRLK - MOORE_CO 115 kV | 2017-05-18 18:57 | 2017-05-22 15:29 | LN: SPS.SPS.W05_B.A | LN: SPS.SPS.LNW24_B.B
22607 | TMP160_22607 | SWPP | INT | LN HOYT - HOYTJ_SO 115 kV ftlo LN HOYT - STRA 345 kV | 179 | 179 | LN HOYT - HOYTJ_SO 115 kV | LN HOYT - STRA 345 kV | 2017-02-27 19:46 | 2017-05-22 15:41 | LN: WR.WR.4143.A | LN: WR.WR.11_HOYT.1
22176 | TMP261_22176 | SWPP | INT | XF STORLA 230/1 kV ftlo LN STORLA - HANLON 230 kV | 100 | 125 | XF STORLA 230/1 kV | LN STORLA - HANLON 230 kV | 2016-09-23 17:19 | 2017-05-22 15:41 | XF: WAUE.WAUE.STORLA.V1A1.KV1A1 | LN: WAUE.WAUE.STORLHANLO23_1.1
21789 | TMP143_21789 |  | INT | LN NASH_MPS - LBRTYWT5 161 kV ftlo LN NASHUA - HAWTHORN 345 kV |  |  | LN NASH_MPS - LBRTYWT5 161 kV | LN NASHUA - HAWTHORN 345 kV | 2016-09-30 23:55 | 2017-05-22 15:41 | LN: MPS.MPS.10988.A | LN: KCPL.KCPL.NASHUA_HAWTH.A
21723 | TEMP29_21723 | SWPP | INT | LN NASHUA - ROANRDGE 161 kV ftlo LN NASHUA - HAWTHORN 345 kV | 351 | 351 | LN NASHUA - ROANRDGE 161 kV | LN NASHUA - HAWTHORN 345 kV | 2016-03-29 13:44 | 2017-05-22 15:53 | LN: MPS.MPS.NASHUA_ROANRD1.A | LN: KCPL.KCPL.NASHUA_HAWTH.A
22077 | TEMP41_22077 |  | INT | LN STULT - MOCK 115 kV ftlo LN HOYT - STRA 345 kV |  |  | LN STULT - MOCK 115 kV | LN HOYT - STRA 345 kV | 2016-08-24 20:43 | 2017-05-22 15:53 | LN: WR.WR.4215.1 | LN: WR.WR.11_HOYT.1
22652 | TMP115_22652 | SWPP | INT | LN ATL1091 - CARTHAGE 161 kV ftlo LN ASB3491 - PUR421 161 kV | 222 | 222 | LN ATL1091 - CARTHAGE 161 kV | LN ASB3491 - PUR421 161 kV | 2017-03-15 23:12 | 2017-05-22 15:53 | LN: SPA.SPA.7366.A | LN: EDE.EDE.11360.A
22768 | TMP102_22768 | SWPP | INT | LN WOLFFORT - TERRY_CO 115 kV ftlo LN TOLKSUB - YOAKUM 230 kV | 120 | 154 | LN WOLFFORT - TERRY_CO 115 kV | LN TOLKSUB - YOAKUM 230 kV | 2017-04-28 15:27 | 2017-05-22 15:53 | LN: SPS.SPS.161.1 | LN: SPS.SPS.122.1
22674 | TMP132_22674 | SWPP | INT | LN CARTHAGE - LAR3821 161 kV ftlo LN BEAVER1 - EURK_SPA 161 kV | 222 | 222 | LN CARTHAGE - LAR3821 161 kV | LN BEAVER1 - EURK_SPA 161 kV | 2017-03-24 20:57 | 2017-05-22 15:53 | LN: SPA.SPA.7367.A | LN: SPA.SPA.BEAVER_EUREKA1.A
22678 | TMP136_22678 | SWPP | INT | LN MOORLN1 - CEDRDAL 138 kV ftlo LN MOORLN1 - GLMTN 138 kV | 143 | 143 | LN MOORLN1 - CEDRDAL 138 kV | LN MOORLN1 - GLMTN 138 kV | 2017-03-29 12:13 | 2017-05-22 15:53 | LN: WFEC.WFEC.9274.A | LN: OKGE.OKGE.8693.A
22595 | TMP134_22595 | SWPP | INT | LN NRTHEAST - CROSTOWN 161 kV ftlo LN NRTHEAST - GRAND_AV 161 kV | 259 | 259 | LN NRTHEAST - CROSTOWN 161 kV | LN NRTHEAST - GRAND_AV 161 kV | 2017-02-17 10:25 | 2017-05-22 15:53 | LN: KCPL.KCPL.CROSTO_NRTHEA1.1 | LN: KCPL.KCPL.GRAND__NRTHEA1.A
22638 | TMP202_22638 | SWPP | INT | LN OVRLD_PK - MERRIAM2 161 kV ftlo LN CEDAR_CR - GRNWOOD 161 kV | 266 | 282 | LN OVRLD_PK - MERRIAM2 161 kV | LN CEDAR_CR - GRNWOOD 161 kV | 2017-03-09 02:15 | 2017-05-22 15:53 | LN: KCPL.KCPL.MERRIA_OVRLD_1.1 | LN: KCPL.KCPL.CEDAR__GRNWOO1.1
22500 | TMP264_22500 | SWPP | INT | LN BUTL - ALTO 138 kV ftlo LN LACYGNE - N345 345 kV | 96 | 96 | LN BUTL - ALTO 138 kV | LN LACYGNE - N345 345 kV | 2017-01-04 17:58 | 2017-05-22 15:53 | LN: WR.WR.ALTOBUTL13_1.1 | LN: KCPL.KCPL.LACYGN_NEOSHO1.1
22596 | TEMP05_22596 | MISO | RCF | LN PRAIR_ST - MTVRNON0 345 kV ftlo LN STFR - LUTS 345 kV | 1345 | 1345 | LN PRAIR_ST - MTVRNON0 345 kV | LN STFR - LUTS 345 kV | 2017-02-23 17:12 | 2017-05-31 23:55 | LN: AMIL.AMIL.PRST_MTVW_4541.A | LN: AMRN.AMRN.LUTS-STFR-1.A
22612 | TMP114_22612 | SWPP | RCF | LN DARD_D - DARDNL 161 kV ftlo LN DARD_D - CLARKS4 161 kV | 223 | 223 | LN DARD_D - DARDNL 161 kV | LN DARD_D - CLARKS4 161 kV | 2017-03-02 16:06 | 2017-05-31 23:55 | LN: SPA.SPA.DARD_D_DARDNL5.A | LN: SPA.SPA.7395.A
22393 | TEMP84_22393 | SWPP | INT | LN AES5 - TARBY1 161 kV ftlo LN AES5 - BONTP 161 kV | 335 | 335 | LN AES5 - TARBY1 161 kV | LN AES5 - BONTP 161 kV | 2016-11-28 16:24 | 2017-05-31 23:55 | LN: OKGE.OKGE.9127.A | LN: OKGE.OKGE.AES5___BONTP_1.A
20357 | TMP175_20357 | MISO | RCF | LN S3 - GRANITF 115 kV ftlo XF LYON_CO 345/1 kV | 119 | 154 | LN S3 - GRANITF 115 kV | XF LYON_CO 345/1 kV | 2015-05-31 23:54 | 2017-05-31 23:55 | LN: WAUE.WAUE.S3GRANI11_1.1 | XF: NSP.NSP.LYON_CO.TR9.TR9
22635 | TMP194_22635 | MISO | RCF | LN HAYNES - SAREPT 115 kV ftlo LN EL_EHV - SAREPT 345 kV | 174 | 174 | LN HAYNES - SAREPT 115 kV | LN EL_EHV - SAREPT 345 kV | 2017-03-09 22:22 | 2017-05-31 23:55 | LN: EES.EES.HAYNES_SAREPT3.A | LN: EES.EES.EL_EHV_SAREPT7.A
22636 | TMP195_22636 | MISO | RCF | LN HODGE - LUCKY 115 kV ftlo LN EL_EHV - SAREPT 345 kV | 77 | 77 | LN HODGE - LUCKY 115 kV | LN EL_EHV - SAREPT 345 kV | 2017-03-09 22:22 | 2017-05-31 23:55 | LN: EES.EES.HODGE__LUCKY_3.A | LN: EES.EES.EL_EHV_SAREPT7.A
22285 | TMP248_22285 | SWPP | RCF | LN DARD_D - RUSL_S 161 kV ftlo LN ARK_NU - FTSMTH 500 kV | 396 | 396 | LN DARD_D - RUSL_S 161 kV | LN ARK_NU - FTSMTH 500 kV | 2016-10-22 14:31 | 2017-05-31 23:55 | LN: SPA.SPA.DARD_D-RUSL-S5.A | LN: OKGE.OKGE.FTSMTH-ARK_NU8.A
22662 | TEMP09_22662 | SWPP | INT | LN POTTER_S - BUSHLAND 230 kV ftlo LN OKLAUNIO - TUCO 345 kV | 319 | 319 | LN POTTER_S - BUSHLAND 230 kV | LN OKLAUNIO - TUCO 345 kV | 2017-03-20 20:01 | 2017-06-05 18:04 | LN: SPS.SPS.POTTER_BUSH.1 | LN: SPS.SPS.136.1
22611 | TEMP23_22611 | SWPP | INT | LN MIAMI_1 - HOCKERVL 161 kV ftlo LN SPORTSMN - BLACKBRY 345 kV | 167 | 167 | LN MIAMI_1 - HOCKERVL 161 kV | LN SPORTSMN - BLACKBRY 345 kV | 2017-03-02 01:11 | 2017-06-05 18:04 | LN: GRDA.GRDA.8520.A | LN: AECI.AECI.BLCKBRY_SPRTSM.A
22616 | TEMP25_22616 | SWPP | INT | LN TUPELO2 - TUPLOTP4 138 kV ftlo LN HUGOPP4 - SUNNYSDE 345 kV | 143 | 143 | LN TUPELO2 - TUPLOTP4 138 kV | LN HUGOPP4 - SUNNYSDE 345 kV | 2017-03-02 20:55 | 2017-06-05 18:04 | LN: WFEC.WFEC.7448.A | LN: OKGE.OKGE.SUNNY_HUGO.A
22617 | TEMP18_22617 | SWPP | INT | LN HARBINE - BEATRICE 115 kV ftlo LN PAULINE - MOORE 345 kV | 99 | 109 | LN HARBINE - BEATRICE 115 kV | LN PAULINE - MOORE 345 kV | 2017-03-03 05:07 | 2017-06-05 18:04 | LN: NPPD.NPPD.1175A.A | LN: NPPD.NPPD.12202.A
21732 | TEMP37_21732 | SWPP | INT | LN MARSHAL3 - SMIT 115 kV ftlo LN ELM_CRK - NMAN 230 kV | 86 | 92 | LN MARSHAL3 - SMIT 115 kV | LN ELM_CRK - NMAN 230 kV | 2016-04-01 17:37 | 2017-06-05 18:04 | LN: WR.WR.MARSHAL3_SMIT.A | LN: WR.WR.NMAN_ELMCRK.A
22623 | TEMP42_22623 | SWPP | INT | LN MAURERLK - CARROLTN 161 kV ftlo LN SIBL_KCP - OVER 345 kV | 167 | 167 | LN MAURERLK - CARROLTN 161 kV | LN SIBL_KCP - OVER 345 kV | 2017-03-06 03:57 | 2017-06-06 10:22 | LN: KCPL.KCPL.EXSPRNG_CARR.A | LN: AMRN.AMRN.OVER-SIB-3.A
22569 | TEMP39_22569 | SWPP | INT | LN REEVES_R - NHUNTING 161 kV ftlo LN BONTP - BEVYTAP5 161 kV | 144 | 144 | LN REEVES_R - NHUNTING 161 kV | LN BONTP - BEVYTAP5 161 kV | 2017-02-03 09:05 | 2017-06-06 10:22 | LN: CSWS.CSWS.REEVES_NHUNT.A | LN: OKGE.OKGE.BONTP_BEVYT_1.A
22482 | TEMP45_22482 | SWPP | INT | LN HEREFORD - FRIONA_R 115 kV ftlo LN DEAFSMIT - PLXSUB 230 kV | 80 | 80 | LN HEREFORD - FRIONA_R 115 kV | LN DEAFSMIT - PLXSUB 230 kV | 2016-12-29 02:10 | 2017-06-06 10:22 | LN: SPS.SPS.HEREFFRION11_1.1 | LN: SPS.SPS.7.1
22628 | TEMP79_22628 | SWPP | INT | XF ARCAD7 345/138 kV ftlo LN ARCAD7 - NOWST1 345 kV | 440 | 440 | XF ARCAD7 345/138 kV | LN ARCAD7 - NOWST1 345 kV | 2017-03-07 07:55 | 2017-06-06 10:22 | XF: OKGE.OKGE.ARCAD7.XFB.B | LN: OKGE.OKGE.8790.A
22744 | TEMP72_22744 | SWPP | INT | LN DAWSONC - LEWISWP 115 kV ftlo LN BELFELD - CHAR_CK 345 kV | 102 | 102 | LN DAWSONC - LEWISWP 115 kV | LN BELFELD - CHAR_CK 345 kV | 2017-04-21 23:17 | 2017-06-06 10:22 | LN: WAUE.WAUE.DAWSOLEWIS11_1.1 | LN: WAUE.WAUE.BELFECHAR_34_1.1
22724 | TEMP51_22724 | SWPP | INT | LN LEWISWP - RICHLND2 115 kV ftlo LN POPLARWP - CLBTSNWP 115 kV | 101 | 101 | LN LEWISWP - RICHLND2 115 kV | LN POPLARWP - CLBTSNWP 115 kV | 2017-04-17 13:38 | 2017-06-06 10:22 | LN: WAUE.WAUE.LEWISRICHL11_1.1 | LN: WAUE.WAUE.POPLACLBRT11_1.1
22384 | TEMP67_22384 | SWPP | INT | LN KNOLL1 - REDLIN 115 kV ftlo LN POSTROCK - AXTELL1 345 kV | 80 | 80 | LN KNOLL1 - REDLIN 115 kV | LN POSTROCK - AXTELL1 345 kV | 2016-11-24 02:50 | 2017-06-06 10:22 | LN: WR.MIDW.9995.A | LN: WR.MIDW.POSTRCK_AXTEL.A
22755 | TEMP69_22755 | SWPP | INT | LN TSE_NEW - 21STTAP4 138 kV ftlo LN SAPULPA - WEKIWA 345 kV | 212 | 212 | LN TSE_NEW - 21STTAP4 138 kV | LN SAPULPA - WEKIWA 345 kV | 2017-04-27 07:55 | 2017-06-06 10:22 | LN: CSWS.CSWS.2054.A | LN: CSWS.CSWS.90-927.A
22833 | TEMP57_22833 | SWPP | INT | LN N_PLT1 - STOCKVL 115 kV ftlo LN SWEETW4 - G_GENT1 345 kV | 137 | 151 | LN N_PLT1 - STOCKVL 115 kV | LN SWEETW4 - G_GENT1 345 kV | 2017-05-17 20:15 | 2017-06-06 10:22 | LN: NPPD.NPPD.N_PLT1_STOCKVL.A | LN: NPPD.NPPD.12113.B
22751 | TMP167_22751 | SWPP | INT | LN KILDEER - CHAR_CK 115 kV ftlo LN ROUNDUP - CHAR_CK 345 kV | 120 | 121 | LN KILDEER - CHAR_CK 115 kV | LN ROUNDUP - CHAR_CK 345 kV | 2017-04-25 15:46 | 2017-06-06 10:22 | LN: WAUE.WAUE.CHAR_KILDE11_1.1 | LN: WAUE.WAUE.CHAR_CK_ROUNDP.A
22328 | TMP100_22328 | SWPP | INT | LN PECOS_IN - CARLSBAD 115 kV ftlo LN PECOS_IN - POTASH_J 230 kV | 120 | 120 | LN PECOS_IN - CARLSBAD 115 kV | LN PECOS_IN - POTASH_J 230 kV | 2016-11-02 01:19 | 2017-06-06 10:22 | LN: SPS.SPS.CARLSN_PECOS_1.1 | LN: SPS.SPS.PECOS_POTAS.A
22711 | TMP148_22711 | SWPP | INT | LN ELSIETP - PAXTON 115 kV ftlo LN OGALALA - G_GENT1 230 kV | 108 | 108 | LN ELSIETP - PAXTON 115 kV | LN OGALALA - G_GENT1 230 kV | 2017-04-11 06:13 | 2017-06-06 10:22 | LN: NPPD.NPPD.ELSIEPAXTO11_1.1 | LN: NPPD.NPPD.GENTLOGALA23_1.1
22704 | TMP176_22704 | SWPP | INT | LN ENDERS - BEVERL1 115 kV ftlo LN OGALALA - G_GENT1 230 kV | 160 | 176 | LN ENDERS - BEVERL1 115 kV | LN OGALALA - G_GENT1 230 kV | 2017-04-06 06:34 | 2017-06-06 10:22 | LN: NPPD.NPPD.12027.A | LN: NPPD.NPPD.GENTLOGALA23_1.1
22663 | TMP117_22663 | SWPP | INT | LN POTTER_S - BUSHLAND 230 kV ftlo LN POTTER_S - NEWHART 230 kV | 319 | 319 | LN POTTER_S - BUSHLAND 230 kV | LN POTTER_S - NEWHART 230 kV | 2017-03-20 21:01 | 2017-06-06 10:22 | LN: SPS.SPS.POTTER_BUSH.1 | LN: SPS.SPS.K90.A
22664 | TMP120_22664 | SWPP | INT | LN IATAN - STRA 345 kV ftlo LN IATAN - EASTTOWN 345 kV | 1195 | 1195 | LN IATAN - STRA 345 kV | LN IATAN - EASTTOWN 345 kV | 2017-03-22 09:33 | 2017-06-06 10:22 | LN: KCPL.KCPL.IATAN__STR_CR1.1 | LN: MPS.MPS.IATAN__ST_JOE1.A
22608 | TMP128_22608 | SWPP | INT | LN VICTRY_H - CRAWFRD 115 kV ftlo LN STEGALL - WAYSID_W 230 kV | 128 | 140 | LN VICTRY_H - CRAWFRD 115 kV | LN STEGALL - WAYSID_W 230 kV | 2017-02-28 10:44 | 2017-06-06 10:22 | LN: NPPD.NPPD.NP_690-B.A | LN: WAUE.WAUE.WAYSISTEGA23_1.1
22601 | TEMP93_22601 | SWPP | INT | LN RDST2 - JSTREET5 161 kV ftlo LN FTSMTH - COLNY 161 kV | 223 | 223 | LN RDST2 - JSTREET5 161 kV | LN FTSMTH - COLNY 161 kV | 2017-02-24 12:56 | 2017-06-06 10:22 | LN: OKGE.OKGE.9168.A | LN: OKGE.OKGE.9163.A
22577 | TMP138_22577 | SWPP | INT | LN HASTING_ - PAULINE 115 kV ftlo LN HASTING_ - PAULINE 115 kV | 115 | 126 | LN HASTING_ - PAULINE 115 kV | LN HASTING_ - PAULINE 115 kV | 2017-02-06 02:30 | 2017-06-06 10:22 | LN: NPPD.NPPD.NP_1148-A.1 | LN: NPPD.NPPD.NP_1171-A.1
22562 | TMP123_22562 | SWPP | INT | LN HOXIE_1 - BEACH 115 kV ftlo LN MINGO1 - SETAB1 345 kV | 80 | 80 | LN HOXIE_1 - BEACH 115 kV | LN MINGO1 - SETAB1 345 kV | 2017-01-30 18:53 | 2017-06-06 10:22 | LN: WR.MIDW.9986.A | LN: SECI.SECI.10151.A
22579 | TMP158_22579 | SWPP | INT | LN NAVY - TERRACE 161 kV ftlo LN IATAN - STRA 345 kV | 334 | 334 | LN NAVY - TERRACE 161 kV | LN IATAN - STRA 345 kV | 2017-02-07 11:02 | 2017-06-06 10:22 | LN: KCPL.KCPL.NAVY___TERRAC1.1 | LN: KCPL.KCPL.IATAN__STR_CR1.1
22556 | TMP133_22556 | SWPP | INT | LN RANDALL1 - CANYON_E 115 kV ftlo LN POTTER_S - BUSHLAND 230 kV | 141 | 141 | LN RANDALL1 - CANYON_E 115 kV | LN POTTER_S - BUSHLAND 230 kV | 2017-01-27 21:45 | 2017-06-06 10:22 | LN: SPS.SPS.CANYNE_RANDAL2.A | LN: SPS.SPS.POTTER_BUSH.1
21357 | TMP137_21357 |  | INT | LN CARTHAGE - LAR3821 161 kV ftlo LN TIP2921 - MONETT 161 kV |  |  | LN CARTHAGE - LAR3821 161 kV | LN TIP2921 - MONETT 161 kV | 2015-11-17 10:04 | 2017-06-06 10:22 | LN: SPA.SPA.7367.A | LN: EDE.EDE.11351.A
22548 | TMP225_22548 | SWPP | INT | LN TEXAS_CO - LIBERAL_ 115 kV ftlo LN FINNEY1 - HOLCOM1 345 kV | 80 | 80 | LN TEXAS_CO - LIBERAL_ 115 kV | LN FINNEY1 - HOLCOM1 345 kV | 2017-01-23 22:28 | 2017-06-06 10:22 | LN: SECI.SECI.TEXASLIBER11_1.1 | LN: SPS.SPS.HOLCOM_FINNEY.A
22543 | TMP218_22543 | SWPP | INT | LN TEXAS_CO - LIBERAL_ 115 kV ftlo LN HITCH - FINNEY1 345 kV | 80 | 80 | LN TEXAS_CO - LIBERAL_ 115 kV | LN HITCH - FINNEY1 345 kV | 2017-01-20 12:37 | 2017-06-06 10:22 | LN: SECI.SECI.TEXASLIBER11_1.1 | LN: SPS.SPS.FINNEY_HITCH.A
22581 | TMP229_22581 | SWPP | INT | LN SIDNEY - COLTON 115 kV ftlo XF STEGALL 345/1 kV | 109 | 109 | LN SIDNEY - COLTON 115 kV | XF STEGALL 345/1 kV | 2017-02-08 08:37 | 2017-06-06 10:22 | LN: NPPD.NPPD.SIDNECOLTO11_1.1 | XF: WAUE.WAUE.STEGALL.V3A1.KV3A1
22501 | TMP269_22501 | SWPP | INT | LN HEREFORD - FRIONA_R 115 kV ftlo LN TOLKSUB - ROOSEVE2 230 kV | 80 | 80 | LN HEREFORD - FRIONA_R 115 kV | LN TOLKSUB - ROOSEVE2 230 kV | 2017-01-04 17:58 | 2017-06-06 10:22 | LN: SPS.SPS.HEREFFRION11_1.1 | LN: SPS.SPS.121.1
22604 | TMP251_22604 | SWPP | INT | LN SWIS - W_GARDNR 345 kV ftlo LN HOYT - STRA 345 kV | 956 | 956 | LN SWIS - W_GARDNR 345 kV | LN HOYT - STRA 345 kV | 2017-02-27 05:43 | 2017-06-06 10:22 | LN: KCPL.KCPL.SWIS_WGARD.A | LN: WR.WR.11_HOYT.1
22687 | TMP217_22687 | SWPP | INT | XF GRISLD1 345/230 kV ftlo LN GRISLD1 - MCCOOL 345 kV | 250 | 313 | XF GRISLD1 345/230 kV | LN GRISLD1 - MCCOOL 345 kV | 2017-04-01 21:00 | 2017-06-06 10:22 | XF: NPPD.NPPD.GRISLD1.KU2A.KU2A | LN: NPPD.NPPD.12198.A
22660 | TMP275_22660 | SWPP | INT | LN PENT - MOCL 115 kV ftlo LN STRA - 87TH_ST 345 kV | 173 | 206 | LN PENT - MOCL 115 kV | LN STRA - 87TH_ST 345 kV | 2017-03-20 23:13 | 2017-06-06 10:22 | LN: WR.WR.4205.1 | LN: WR.WR.CRAIG__STR_CR1.B
22386 | TMP185_22386 | SWPP | INT | LN BUTL - ALTO 138 kV ftlo XF N345 13.8/1 kV | 96 | 96 | LN BUTL - ALTO 138 kV | XF N345 13.8/1 kV | 2016-11-26 06:52 | 2017-06-06 10:22 | LN: WR.WR.ALTOBUTL13_1.1 | XF: WR.WR.N345.1040.N345_1T
22410 | TMP216_22410 | SWPP | INT | LN VBI5 - GRANDPR5 161 kV ftlo LN BONTP - AES5 161 kV | 148 | 167 | LN VBI5 - GRANDPR5 161 kV | LN BONTP - AES5 161 kV | 2016-12-05 01:26 | 2017-06-06 10:22 | LN: OKGE.OKGE.GRANDP_VBI5_1.A | LN: OKGE.OKGE.AES5___BONTP_1.A
22251 | TMP234_22251 | SWPP | INT | LN CLINT_CY - THOMAS_T 69 kV ftlo LN WEATHTP4 - WTH_SE4 138 kV | 39 | 39 | LN CLINT_CY - THOMAS_T 69 kV | LN WEATHTP4 - WTH_SE4 138 kV | 2016-10-16 06:53 | 2017-06-06 10:22 | LN: CSWS.CSWS.2198.A | LN: CSWS.CSWS.81-508.A
22748 | TMP259_22748 | SWPP | INT | LN CAN_RIVR - N345 345 kV ftlo LN WAVERLY7 - LACYGNE 345 kV | 766 | 923 | LN CAN_RIVR - N345 345 kV | LN WAVERLY7 - LACYGNE 345 kV | 2017-04-24 10:54 | 2017-06-06 10:22 | LN: WR.WR.CANRIVR_N345.A | LN: KCPL.KCPL.WAVERLY7_LCYGN.A
22931 | TEMP51_22931 | SWPP | INT | LN RAUN - TEKAMHO 161 kV ftlo LN RAUN - FT_CAL 345 kV | 217 | 217 | LN RAUN - TEKAMHO 161 kV | LN RAUN - FT_CAL 345 kV | 2017-06-29 01:54 | 2017-06-29 13:40 | LN: MEC.MEC.RAUNTEKAM16_1.1 | LN: MEC.MEC.FT_CARAUN34_1.1
6090 | GRAMINLKEFLD | SWPP | RCF | LN GRANITF - MINVALY 230 kV ftlo LN LKFLNSP - LAKEFLD 345 kV | 407 | 407 | LN GRANITF - MINVALY 230 kV | LN LKFLNSP - LAKEFLD 345 kV | 2014-09-02 17:53 | 2017-06-29 22:29 | LN: NSP.NSP.GRANIMINVA23_1.1 | LN: ALTW.ALTW.LKFLNLAKEF34_1.1
6014 | FTCAL_S |  | RCF |  |  |  | LN FT_CAL - SUB3454 345 kV |  |  | 2017-06-29 22:29 | LN: OPPD.OPPD.SUB34FT_CA34_1.1
6030 | NEBCTYCOOPER | SWPP | RCF |  | 1195 | 1195 | LN NEBRCTY - COOPER 345 kV |  | 2016-10-01 | 2017-06-29 22:29 | LN: OPPD.OPPD.12080.1
5568 | NWKANSASTIES | SWPP | INT |  | 150 | 150 | LN NESSCTY - RANSOM1 115 kV |  | 2016-10-01 | 2017-06-29 22:29 | LN: SECI.SECI.10106.A
5556 | NEOXFRNEOXF3 |  | INT | XF NSES 161/138 kV ftlo XF N345 345/1 kV |  |  | XF NSES 161/138 kV | XF N345 345/1 kV |  | 2017-06-29 22:29 | XF: WR.WR.NSES.1050.NSES_5 | XF: WR.WR.N345.1043.N345_2H
5559 | GRESHWNAVTER |  | INT | LN GRNWOOD - SHAWNEE 161 kV ftlo LN NAVY - TERRACE 161 kV |  |  | LN GRNWOOD - SHAWNEE 161 kV | LN NAVY - TERRACE 161 kV |  | 2017-06-29 22:29 | LN: KCPL.KCPL.GRNWOO_SHAWNE1.1 | LN: KCPL.KCPL.NAVY___TERRAC1.1
5596 | KISCMRHOLXFR |  | INT | LN KISMET - CMRIVTP 115 kV ftlo XF HOLCOM1 345/1 kV |  |  | LN KISMET - CMRIVTP 115 kV | XF HOLCOM1 345/1 kV |  | 2017-06-29 22:29 | LN: SECI.SECI.10884.A | XF: SECI.SECI.HOLCOM1.1016.AB
5619 | CARXFRALLLUB | SWPP | INT | XF CARLISLE 230/115 kV ftlo LN LUBBOCKS - ALLEN2 115 kV | 168 | 168 | XF CARLISLE 230/115 kV | LN LUBBOCKS - ALLEN2 115 kV | 2017-06-01 11:14 | 2017-06-29 22:29 | XF: SPS.SPS.CARLISLE.765.CRL_115XF | LN: SPS.SPS.173.1
5620 | LUBALLYUMWOL |  | INT | LN LUBBOCKS - ALLEN2 115 kV ftlo LN WOLFFORT - YUMA 115 kV |  |  | LN LUBBOCKS - ALLEN2 115 kV | LN WOLFFORT - YUMA 115 kV |  | 2017-06-29 22:29 | LN: SPS.SPS.173.1 | LN: SPS.SPS.159.B
5621 | BURHANEMESHE | SWPP | RCF | LN BURT - HANCOCK2 161 kV ftlo LN SHEFFLD1 - EMERY 161 kV | 223 | 223 | LN BURT - HANCOCK2 161 kV | LN SHEFFLD1 - EMERY 161 kV | 2016-09-30 23:59 | 2017-06-29 22:29 | LN: ALTW.ALTW.HANCOBURT16_1.1 | LN: WAUE.WAUE.SHEFFEMERY16_1.1
5624 | ASBLITNEO161 | SWPP | INT |  | 223 | 223 | LN ASB3491 - LITC 161 kV |  | 2016-09-30 23:59 | 2017-06-29 22:29 | LN: EDE.EDE.10282.A
5625 | FLNDECNEO161 | SWPP | INT |  | 236 | 274 | LN FLINTCRK - DECAS5 161 kV |  | 2016-09-30 23:59 | 2017-06-29 22:29 | LN: EDE.EDE.FLNCRK_EDE_1A.A
5626 | HOBLOVSHEDEN |  | INT | LN HOBBS - LOVINGTO 115 kV ftlo LN DENVER_C - SHELL_C2 115 kV |  |  | LN HOBBS - LOVINGTO 115 kV | LN DENVER_C - SHELL_C2 115 kV |  | 2017-06-29 22:29 | LN: SPS.SPS.LOVINGTO_HOBBS.A | LN: SPS.SPS.DENVESHELL11_2.1
5616 | FTSXFRRIVCOG |  | INT | XF FTSMTH 500/345 kV ftlo LN RIVRSIDE - JENKS 345 kV |  |  | XF FTSMTH 500/345 kV | LN RIVRSIDE - JENKS 345 kV |  | 2017-06-29 22:29 | XF: OKGE.OKGE.FTSMTH.9164.A | LN: CSWS.CSWS.COGEN_RSPS_1.A
5013 | LULTUPPITSEM | SWPP | INT | LN LULA2 - TUPLOTP4 138 kV ftlo LN SEMINOLE - PITTSB9 345 kV | 171 | 184 | LN LULA2 - TUPLOTP4 138 kV | LN SEMINOLE - PITTSB9 345 kV | 2016-10-01 | 2017-06-29 22:29 | LN: OKGE.OKGE.9073.A | LN: OKGE.OKGE.SEMINOLE.A
5027 | METSHAQUIGMP | SWPP | INT | LN METROPOL - GRNWOOD 161 kV ftlo LN QUIND1 - GMPLT 161 kV | 318 | 318 | LN METROPOL - GRNWOOD 161 kV | LN QUIND1 - GMPLT 161 kV | 2016-10-01 | 2017-06-29 22:29 | LN: KACY.KACY.GRNWOO_METROP1.1 | LN: KACY.KACY.11270.A
5032 | MUSDENDENMUS |  | INT | LN MSTNG - DENVER_C 115 kV ftlo LN MSTNG - DENVER_C 115 kV |  |  | LN MSTNG - DENVER_C 115 kV | LN MSTNG - DENVER_C 115 kV |  | 2017-06-29 22:29 | LN: SPS.SPS.MSTNG_DENVER_1.A | LN: SPS.SPS.MSTNG_DENVER_2.A
5043 | BENCHIBOESTE | SWPP | RCF | LN BENT - CHIS 138 kV ftlo LN STEA - BOEI 138 kV | 239 | 239 | LN BENT - CHIS 138 kV | LN STEA - BOEI 138 kV | 2016-09-30 23:59 | 2017-06-29 22:29 | LN: WR.WR.BENTCHIS13_1.1 | LN: WR.WR.BOEISTEA13_1.1
5430 | FIVTRBAGEEUC |  | INT | LN FIVE1 - HANCK 161 kV ftlo LN AGNCY1 - EUCLD 161 kV |  |  | LN FIVE1 - HANCK 161 kV | LN AGNCY1 - EUCLD 161 kV |  | 2017-06-29 22:29 | LN: OKGE.OKGE.9102.A | LN: OKGE.OKGE.9106.A
5438 | CALNORANOFTS | SWPP | CFG | LN CALICO - NORFORK 161 kV ftlo LN FTSMTH - ARK_NU 500 kV | 334 | 334 | LN CALICO - NORFORK 161 kV | LN FTSMTH - ARK_NU 500 kV | 2016-09-30 23:59 | 2017-06-29 22:29 | LN: SPA.SPA.NORFRK-CALICO5.A | LN: OKGE.OKGE.FTSMTH-ARK_NU8.A
5439 | CALNORHOLIND | SWPP | CFG | LN CALICO - NORFORK 161 kV ftlo LN INDEP2 - HOLBOT 500 kV | 334 | 334 | LN CALICO - NORFORK 161 kV | LN INDEP2 - HOLBOT 500 kV | 2016-09-30 23:59 | 2017-06-29 22:29 | LN: SPA.SPA.NORFRK-CALICO5.A | LN: EES.EES.INDEP2_HOLBOT8.A
5470 | KEYFISSILSIL |  | INT | LN KEYSTON2 - GRDA_B2B 138 kV ftlo LN SILVER_T - SILVR_CY 138 kV |  |  | LN KEYSTON2 - GRDA_B2B 138 kV | LN SILVER_T - SILVR_CY 138 kV |  | 2017-06-29 22:29 | LN: GRDA.GRDA.7459.A | LN: AECI.AECI.SILVER_CITY.A
5494 | CUDKISSPEFTD | SWPP | INT | LN CUDAHY1 - KISMET 115 kV ftlo LN NFTDODG3 - SPERVI1 115 kV | 119.5 | 136 | LN CUDAHY1 - KISMET 115 kV | LN NFTDODG3 - SPERVI1 115 kV | 2017-06-01 11:14 | 2017-06-29 22:29 | LN: SECI.SECI.10884B.A | LN: SECI.SECI.SPEARVIL_EAST.A
5535 | MRYMRYMIDSTJ | SWPP | RCF | LN MARYVIL - MRYVL_SJ 161 kV ftlo LN ST_JOE - AVECTYTP 161 kV | 229 | 229 | LN MARYVIL - MRYVL_SJ 161 kV | LN ST_JOE - AVECTYTP 161 kV | 2016-10-01 | 2017-06-29 22:29 | LN: MPS.MPS.MARY-MARY_SJ.A | LN: MPS.MPS.11306.A
6574 | GAVSPIGAVYAN |  | INT | LN GAVINS - SPIRITM 115 kV ftlo LN GAVINS - YKNTJCT 115 kV |  |  | LN GAVINS - SPIRITM 115 kV | LN GAVINS - YKNTJCT 115 kV |  | 2017-06-29 22:29 | LN: WAUE.WAUE.GAVINSPIRI11_1.1 | LN: WAUE.WAUE.GAVINYKNTJ11_1.1
5482 | TUCJONPLASUN |  | INT | LN TUCO - JONESSUB 230 kV ftlo LN PLXSUB - SUNDOWN2 230 kV |  |  | LN TUCO - JONESSUB 230 kV | LN PLXSUB - SUNDOWN2 230 kV |  | 2017-06-29 22:29 | LN: SPS.SPS.137.1 | LN: SPS.SPS.125.1
5215 | VALLYDELDSAR |  | RCF | LN VALLIANT - LYDIA 345 kV ftlo LN EL_EHV - SAREPT 345 kV |  |  | LN VALLIANT - LYDIA 345 kV | LN EL_EHV - SAREPT 345 kV |  | 2017-06-29 22:29 | LN: CSWS.CSWS.926.A | LN: EES.EES.EL_EHV_SAREPT7.A
5041 | RENXFRRENXFR |  | INT | XF RENO 345/1 kV ftlo XF RENO 345/1 kV |  |  | XF RENO 345/1 kV | XF RENO 345/1 kV |  | 2017-06-29 22:29 | XF: WR.WR.RENO.2.2P | XF: WR.WR.RENO.1.1P
5031 | WELEEWELEE | SWPP | INT |  | 172 | 172 | LN WELEETKA - WEL_SPA 138 kV |  | 2016-10-01 00:25 | 2017-06-29 22:29 | LN: SPA.SPA.81_802.A
5617 | SHEHAMHAZMIT |  | INT | LN SHEFFLD1 - HAMP_TP 161 kV ftlo LN MITCHLCO - HAZLTON 345 kV |  |  | LN SHEFFLD1 - HAMP_TP 161 kV | LN MITCHLCO - HAZLTON 345 kV |  | 2017-06-29 22:29 | LN: WAUE.WAUE.SHEFFHAMP_16_1.1 | LN: ALTW.ALTW.MITCHHAZLT34_1.1
5615 | WHEKILWDRHUN |  | INT | LN WHEGL - KILDR 138 kV ftlo LN WDRNG1 - HUNTERS7 345 kV |  |  | LN WHEGL - KILDR 138 kV | LN WDRNG1 - HUNTERS7 345 kV |  | 2017-06-29 22:29 | LN: OKGE.OKGE.8672.A | LN: OKGE.OKGE.8622.A
5597 | RNOXFRRNOXFR |  | INT | XF RENO 345/1 kV ftlo XF RENO 345/1 kV |  |  | XF RENO 345/1 kV | XF RENO 345/1 kV |  | 2017-06-29 22:29 | XF: WR.WR.RENO.1.1P | XF: WR.WR.RENO.2.2P
5603 | STEBOECHI17T |  | INT | LN STEA - BOEI 138 kV ftlo LN CHIS - 17TH 138 kV |  |  | LN STEA - BOEI 138 kV | LN CHIS - 17TH 138 kV |  | 2017-06-29 22:29 | LN: WR.WR.BOEISTEA13_1.1 | LN: WR.WR.51.1
5593 | WHOCOVSTGXFR |  | INT | LN W_HORSE - COVALT 115 kV ftlo XF STEGALL 345/1 kV |  |  | LN W_HORSE - COVALT 115 kV | XF STEGALL 345/1 kV |  | 2017-06-29 22:29 | LN: NPPD.NPPD.COVALW_HOR11_1.1 | XF: WAUE.WAUE.STEGALL.V3A1.KV3A1
5555 | SUMXFRSUMXFR |  | INT | XF SUMM 230/115 kV ftlo XF SUMM 230/115 kV |  |  | XF SUMM 230/115 kV | XF SUMM 230/115 kV |  | 2017-06-29 22:29 | XF: WR.WR.SUMM.1079.SUMM_58 | XF: WR.WR.SUMM.1080.SUMM_56
22786 | TEMP14_22786 | SWPP | INT | LN WASHIT1 - GRACMONT 138 kV ftlo LN WASHIT1 - SW_STA 138 kV | 200 | 234 | LN WASHIT1 - GRACMONT 138 kV | LN WASHIT1 - SW_STA 138 kV | 2017-05-02 22:03 | 2017-07-06 16:08 | LN: OKGE.OKGE.WASH_ANAD_1.A | LN: WFEC.WFEC.WASHIT_SWST.A
22777 | TEMP06_22777 | SWPP | INT | XF SUNDOWN2 230/115 kV ftlo LN WOLFFORT - TERRY_CO 115 kV | 149 | 149 | XF SUNDOWN2 230/115 kV | LN WOLFFORT - TERRY_CO 115 kV | 2017-05-01 12:50 | 2017-07-06 16:08 | XF: SPS.SPS.SUNDOWN2.769.SDN_115XF | LN: SPS.SPS.161.1
22778 | TEMP12_22778 | SWPP | INT | LN WDWRD1 - FPLSWTCH 138 kV ftlo XF ELK-CITY 230/138 kV | 133 | 153 | LN WDWRD1 - FPLSWTCH 138 kV | XF ELK-CITY 230/138 kV | 2017-05-01 22:06 | 2017-07-06 16:08 | LN: OKGE.OKGE.8691.A | XF: CSWS.CSWS.ELK-CITY.2220.5
22848 | TEMP04_22848 | SWPP | INT | LN ASB3491 - CJ366 161 kV ftlo LN NSES - RAM452 161 kV | 223 | 223 | LN ASB3491 - CJ366 161 kV | LN NSES - RAM452 161 kV | 2017-05-25 01:20 | 2017-07-06 16:08 | LN: EDE.EDE.11359.A | LN: WR.WR.10291.A
22718 | TEMP22_22718 | SWPP | INT | LN BAI_CO_R - PLXSUB 115 kV ftlo LN CASTRO - NEWHART 115 kV | 120 | 154 | LN BAI_CO_R - PLXSUB 115 kV | LN CASTRO - NEWHART 115 kV | 2017-04-15 22:16 | 2017-07-06 16:08 | LN: SPS.SPS.131.1 | LN: SPS.SPS.NEWHART_CASTRO.A
22471 | TEMP15_22471 | SWPP | INT | LN NSES - RAM452 161 kV ftlo LN ASB3491 - PUR421 161 kV | 205 | 223 | LN NSES - RAM452 161 kV | LN ASB3491 - PUR421 161 kV | 2016-12-20 22:22 | 2017-07-06 16:08 | LN: WR.WR.10291.A | LN: EDE.EDE.11360.A
22719 | TEMP46_22719 | SWPP | INT | LN NRTHEAST - GRAND_AV 161 kV ftlo LN NRTHEAST - GA_WEST 161 kV | 259 | 259 | LN NRTHEAST - GRAND_AV 161 kV | LN NRTHEAST - GA_WEST 161 kV | 2017-04-16 02:16 | 2017-07-06 16:08 | LN: KCPL.KCPL.GRAND__NRTHEA1.A | LN: KCPL.KCPL.NAVY___NRTHEA1.1
22709 | TEMP47_22709 | SWPP | INT | LN TUPELO2 - ALLENGT4 138 kV ftlo LN PITTSB9 - VALLIANT 345 kV | 108 | 118 | LN TUPELO2 - ALLENGT4 138 kV | LN PITTSB9 - VALLIANT 345 kV | 2017-04-08 15:54 | 2017-07-06 16:08 | LN: WFEC.WFEC.TUPELO_02.A | LN: CSWS.CSWS.2160.A
22693 | TMP145_22693 | SWPP | INT | LN CORNTP4 - NAPLES1 138 kV ftlo XF GRACMONT 345/1 kV | 145 | 169 | LN CORNTP4 - NAPLES1 138 kV | XF GRACMONT 345/1 kV | 2017-04-04 10:32 | 2017-07-06 16:08 | LN: WFEC.WFEC.NAPLES1_CORNTP.1 | XF: OKGE.OKGE.GRACMONT.T3.T3
22695 | TMP135_22695 | SWPP | INT | LN CORNTP4 - NAPLES1 138 kV ftlo LN TERRY_RD - SUNNYSDE 345 kV | 145 | 169 | LN CORNTP4 - NAPLES1 138 kV | LN TERRY_RD - SUNNYSDE 345 kV | 2017-04-04 14:45 | 2017-07-06 16:08 | LN: WFEC.WFEC.NAPLES1_CORNTP.1 | LN: CSWS.CSWS.TERRYRD_SUNYSD.A
22600 | TEMP74_22600 | SWPP | INT | LN PENN1 - SNTFE 138 kV ftlo LN PLVAL - HOLWD 138 kV | 191 | 191 | LN PENN1 - SNTFE 138 kV | LN PLVAL - HOLWD 138 kV | 2017-02-23 20:35 | 2017-07-06 16:08 | LN: OKGE.OKGE.8821.A | LN: OKGE.OKGE.8826.A
22632 | TMP130_22632 | SWPP | INT | LN WHEELER - HOWARD3 115 kV ftlo LN SWEETWT6 - ELK-CITY 230 kV | 178 | 196 | LN WHEELER - HOWARD3 115 kV | LN SWEETWT6 - ELK-CITY 230 kV | 2017-03-07 22:43 | 2017-07-06 16:08 | LN: SPS.SPS.WHEEL_HOWRD.A | LN: CSWS.CSWS.ELKCTY_SWEETW.A
22385 | TEMP77_22385 | SWPP | INT | LN MOORLN1 - ASPEN 138 kV ftlo LN SWEETWT6 - ELK-CITY 230 kV | 143 | 143 | LN MOORLN1 - ASPEN 138 kV | LN SWEETWT6 - ELK-CITY 230 kV | 2016-11-26 01:07 | 2017-07-06 16:08 | LN: WFEC.WFEC.ASPEN_MOORLN1.A | LN: CSWS.CSWS.ELKCTY_SWEETW.A
22361 | TEMP34_22361 | SWPP | INT | LN BOYD - CDRLN 138 kV ftlo LN PLVAL - HOLWD 138 kV | 191 | 191 | LN BOYD - CDRLN 138 kV | LN PLVAL - HOLWD 138 kV | 2016-11-14 12:37 | 2017-07-06 16:08 | LN: OKGE.OKGE.8858.A | LN: OKGE.OKGE.8826.A
22326 | TEMP26_22326 | SWPP | INT | LN VINETAP3 - NHAYS 115 kV ftlo LN SHAYS - POSTROCK 230 kV | 83 | 99 | LN VINETAP3 - NHAYS 115 kV | LN SHAYS - POSTROCK 230 kV | 2016-11-01 17:31 | 2017-07-06 16:08 | LN: WR.MIDW.NHAYS_VINETAP3.A | LN: WR.MIDW.SHAYS_KNOLL1.B
20619 | TEMP52_20619 | SWPP | INT | LN MOORLN1 - GLMTN 138 kV ftlo LN TATONGA - MATHWSN7 345 kV | 133 | 143 | LN MOORLN1 - GLMTN 138 kV | LN TATONGA - MATHWSN7 345 kV | 2014-11-01 23:57 | 2017-07-06 16:08 | LN: OKGE.OKGE.8693.A | LN: OKGE.OKGE.TATONGA_MATHWS.A
22860 | TMP115_22860 | SWPP | INT | LN STEXEAS - KNOXLEE 138 kV ftlo LN EASTX_SW - HARRISON 138 kV | 245 | 245 | LN STEXEAS - KNOXLEE 138 kV | LN EASTX_SW - HARRISON 138 kV | 2017-05-30 11:55 | 2017-07-06 16:08 | LN: CSWS.CSWS.906.A | LN: CSWS.CSWS.HARRIS_NTEXEAS.A
22844 | TMP125_22844 | SWPP | INT | LN RB_SPRLK - MOORE_CO 115 kV ftlo LN SHERMAN - DALLAM 115 kV | 80 | 80 | LN RB_SPRLK - MOORE_CO 115 kV | LN SHERMAN - DALLAM 115 kV | 2017-05-22 02:19 | 2017-07-06 16:08 | LN: SPS.SPS.LNW24_B.B | LN: SPS.SPS.W05_B.A
22779 | TEMP90_22779 | SWPP | INT | LN LYN_REC1 - TERRY_CO 115 kV ftlo LN WOLFFORT - TERRY_CO 115 kV | 80 | 80 | LN LYN_REC1 - TERRY_CO 115 kV | LN WOLFFORT - TERRY_CO 115 kV | 2017-05-02 02:35 | 2017-07-06 16:08 | LN: SPS.SPS.TERRYLYN_R11_1.1 | LN: SPS.SPS.161.1
22787 | TEMP43_22787 | SWPP | INT | LN VANBUR1 - OZARKH5 161 kV ftlo LN VBI5 - TWNBRDG5 161 kV | 184 | 220 | LN VANBUR1 - OZARKH5 161 kV | LN VBI5 - TWNBRDG5 161 kV | 2017-05-03 01:00 | 2017-07-06 16:08 | LN: SPA.SPA.7400.A | LN: OKGE.OKGE.RUDY5_VBI5_1.A
22757 | TEMP95_22757 | SWPP | INT | LN TUPLOTP4 - TUPELO2 138 kV ftlo LN TERRY_RD - SUNNYSDE 345 kV | 143 | 143 | LN TUPLOTP4 - TUPELO2 138 kV | LN TERRY_RD - SUNNYSDE 345 kV | 2017-04-27 16:56 | 2017-07-06 16:08 | LN: WFEC.WFEC.7448.A | LN: CSWS.CSWS.TERRYRD_SUNYSD.A
22802 | TMP140_22802 | SWPP | INT | XF COLMBS_E 230/115 kV ftlo LN KELLY - SHELLCRK 230 kV | 187 | 234 | XF COLMBS_E 230/115 kV | LN KELLY - SHELLCRK 230 kV | 2017-05-07 18:18 | 2017-07-06 16:08 | XF: NPPD.NPPD.COLMBS_E.3.3 | LN: NPPD.NPPD.NP_2321.A
22823 | TEMP87_22823 | SWPP | INT | LN BLANCH_S - MAUD_TAP 138 kV ftlo LN MINCO - CIMARRON 345 kV | 77 | 77 | LN BLANCH_S - MAUD_TAP 138 kV | LN MINCO - CIMARRON 345 kV | 2017-05-16 13:50 | 2017-07-06 16:08 | LN: OKGE.OKGE.MAUD2.A | LN: OKGE.OKGE.CIMARRON_345.A
22825 | TMP146_22825 | SWPP | INT | XF FTSMTH 500/1 kV ftlo LN JENKS - RIVRSIDE 345 kV | 660 | 660 | XF FTSMTH 500/1 kV | LN JENKS - RIVRSIDE 345 kV | 2017-05-16 16:34 | 2017-07-06 16:08 | XF: OKGE.OKGE.FTSMTH.T1.T1_H | LN: CSWS.CSWS.COGEN_RSPS_1.A
22769 | TMP250_22769 | SWPP | INT | LN ASPEN - MOORLN1 138 kV ftlo LN SWEETWT6 - WHEELER 230 kV | 143 | 143 | LN ASPEN - MOORLN1 138 kV | LN SWEETWT6 - WHEELER 230 kV | 2017-04-29 07:55 | 2017-07-06 16:08 | LN: WFEC.WFEC.ASPEN_MOORLN1.A | LN: SPS.SPS.SWEET_WHEEL.A
22770 | TMP247_22770 | SWPP | INT | LN ELK-CITY - ELKCITY2 69 kV ftlo LN SWEETWT6 - WHEELER 230 kV | 60 | 79 | LN ELK-CITY - ELKCITY2 69 kV | LN SWEETWT6 - WHEELER 230 kV | 2017-04-29 12:16 | 2017-07-06 16:08 | LN: CSWS.CSWS.ELK_CITY_69.A | LN: SPS.SPS.SWEET_WHEEL.A
22836 | TMP169_22836 | SWPP | INT | LN ORO1101 - OAK432 161 kV ftlo LN TIP2921 - NEOSPA 161 kV | 223 | 223 | LN ORO1101 - OAK432 161 kV | LN TIP2921 - NEOSPA 161 kV | 2017-05-18 14:45 | 2017-07-06 16:08 | LN: EDE.EDE.11333.A | LN: SPA.SPA.7363.A
22822 | TMP214_22822 | SWPP | INT | LN CKSKI1 - KILDR 138 kV ftlo LN VIOLA7 - WICH 345 kV | 194 | 222 | LN CKSKI1 - KILDR 138 kV | LN VIOLA7 - WICH 345 kV | 2017-05-16 12:14 | 2017-07-06 16:08 | LN: OKGE.OKGE.8669.A | LN: WR.WR.VIOLA_WICH.B
22855 | TMP255_22855 | SWPP | INT | LN MARSHAL - JEFF_SWC 138 kV ftlo XF PIRKEY 345/138 kV | 238 | 238 | LN MARSHAL - JEFF_SWC 138 kV | XF PIRKEY 345/138 kV | 2017-05-28 18:09 | 2017-07-06 16:08 | LN: CSWS.CSWS.900.A | XF: CSWS.CSWS.PIRKEY.961.SOUTH_345
22413 | TMP171_22413 | SWPP | INT | LN MOORLN1 - CEDRDAL 138 kV ftlo LN TATONGA - MATHWSN7 345 kV | 143 | 143 | LN MOORLN1 - CEDRDAL 138 kV | LN TATONGA - MATHWSN7 345 kV | 2016-12-06 03:39 | 2017-07-06 16:08 | LN: WFEC.WFEC.9274.A | LN: OKGE.OKGE.TATONGA_MATHWS.A
22432 | TMP212_22432 | SWPP | INT | LN TIP2921 - NEOSPA 161 kV ftlo LN TIP2921 - MONETT 161 kV | 222 | 222 | LN TIP2921 - NEOSPA 161 kV | LN TIP2921 - MONETT 161 kV | 2016-12-08 22:34 | 2017-07-06 16:08 | LN: SPA.SPA.7363.A | LN: EDE.EDE.11351.A
22433 | TMP186_22433 | SWPP | INT | LN SWEETW4 - GRISLD1 345 kV ftlo LN AXTELL1 - PAULINE 345 kV | 717 | 789 | LN SWEETW4 - GRISLD1 345 kV | LN AXTELL1 - PAULINE 345 kV | 2016-12-09 09:20 | 2017-07-06 16:08 | LN: NPPD.NPPD.GRISLD1_SWEETW.A | LN: NPPD.NPPD.12005.A
22139 | TMP184_22139 | SWPP | INT | XF TURK_PP 138/115 kV ftlo LN LONGWOO - SAREPT 345 kV | 194 | 219 | XF TURK_PP 138/115 kV | LN LONGWOO - SAREPT 345 kV | 2016-09-15 14:36 | 2017-07-06 16:08 | XF: CSWS.CSWS.TURK_PP.3.TURK_138/1 | LN: EES.EES.EL_EHV_LONGWD7.B
22727 | TMP181_22727 | SWPP | INT | LN WASHIT1 - GRACMONT 138 kV ftlo LN WASHIT1 - GRACMONT 138 kV | 234 | 234 | LN WASHIT1 - GRACMONT 138 kV | LN WASHIT1 - GRACMONT 138 kV | 2017-04-18 03:49 | 2017-07-06 16:08 | LN: OKGE.OKGE.GRCMNT_WASHIT1.2 | LN: OKGE.OKGE.WASH_ANAD_1.A
22728 | TMP182_22728 | SWPP | INT | XF SPERVI1 230/115 kV ftlo LN SPERVI1 - MULGRE2 230 kV | 226 | 226 | XF SPERVI1 230/115 kV | LN SPERVI1 - MULGRE2 230 kV | 2017-04-18 03:49 | 2017-07-06 16:08 | XF: SECI.SECI.SPERVI1.1097.AB | LN: SECI.SECI.10940.A
22729 | TMP211_22729 | SWPP | INT | LN POTTER_S - NEWHART 230 kV ftlo LN AMARIL_S - SWISHER 230 kV | 376 | 376 | LN POTTER_S - NEWHART 230 kV | LN AMARIL_S - SWISHER 230 kV | 2017-04-18 03:49 | 2017-07-06 16:08 | LN: SPS.SPS.K90.A | LN: SPS.SPS.27.B
22507 | TMP207_22507 | SWPP | INT | LN NSES - RAM452 161 kV ftlo LN PUR421 - CAR395 161 kV | 205 | 223 | LN NSES - RAM452 161 kV | LN PUR421 - CAR395 161 kV | 2017-01-06 20:10 | 2017-07-06 16:08 | LN: WR.WR.10291.A | LN: EDE.EDE.11379.A
22034 | TMP227_22034 | SWPP | INT | LN KNOLL1 - REDLIN 115 kV ftlo LN REDWLO1 - MINGO1 345 kV | 80 | 80 | LN KNOLL1 - REDLIN 115 kV | LN REDWLO1 - MINGO1 345 kV | 2016-07-27 05:31 | 2017-07-06 16:08 | LN: WR.MIDW.9995.A | LN: NPPD.NPPD.10152.A
22856 | TMP261_22856 | SWPP | INT | LN MARSHAL - JEFF_SWC 138 kV ftlo LN PIRKEY - DIANA 345 kV | 238 | 238 | LN MARSHAL - JEFF_SWC 138 kV | LN PIRKEY - DIANA 345 kV | 2017-05-28 18:57 | 2017-07-06 16:08 | LN: CSWS.CSWS.900.A | LN: CSWS.CSWS.895.A
22850 | TMP270_22850 | SWPP | INT | LN WILKES - MUNZ_CTY 138 kV ftlo LN WELSH - LYDIA 345 kV | 176 | 188 | LN WILKES - MUNZ_CTY 138 kV | LN WELSH - LYDIA 345 kV | 2017-05-25 21:28 | 2017-07-06 16:08 | LN: CSWS.CSWS.NNBOS_WILKE_1D.A | LN: CSWS.CSWS.925.A
22851 | TMP264_22851 | SWPP | INT | LN PATTERS - W_ASHDWN 138 kV ftlo LN NWTEXAR - VALLIANT 345 kV | 370 | 561 | LN PATTERS - W_ASHDWN 138 kV | LN NWTEXAR - VALLIANT 345 kV | 2017-05-25 21:28 | 2017-07-06 16:08 | LN: CSWS.CSWS.735.A | LN: CSWS.CSWS.NWTEX_VALLIANT.A
22853 | TMP258_22853 | SWPP | INT | LN COLNY - BATTLEF5 161 kV ftlo LN QANXT - BRLNG 161 kV | 313 | 359 | LN COLNY - BATTLEF5 161 kV | LN QANXT - BRLNG 161 kV | 2017-05-26 22:55 | 2017-07-06 16:08 | LN: OKGE.OKGE.9194B.A | LN: OKGE.OKGE.9170.A
22945 | TEMP69_22945 | SWPP | INT | LN WARDWA - BISMARK2 230 kV ftlo LN JMSTNOTP - BUFFALO2 345 kV | 320 | 352 | LN WARDWA - BISMARK2 230 kV | LN JMSTNOTP - BUFFALO2 345 kV | 2017-07-06 16:44 | 2017-07-06 19:42 | LN: WAUE.WAUE.WARDWBISMA23_1.1 | LN: OTP.OTP.BUFFAJMSTN34_1.1
22839 | TMP168_22839 | SWPP | RCF | LN TAHLQH5 - HWY59 161 kV ftlo LN VANBUR1 - VBI5 161 kV | 148 | 167 | LN TAHLQH5 - HWY59 161 kV | LN VANBUR1 - VBI5 161 kV | 2017-05-19 15:43 | 2017-07-10 14:26 | LN: GRDA.GRDA.TALEQUAH.A | LN: SPA.SPA.7404.A
22840 | TEMP61_22840 | SWPP | RCF | LN SUB3456 - SUB3455 345 kV ftlo LN SUB3456 - SUB3459 345 kV | 860 | 956 | LN SUB3456 - SUB3455 345 kV | LN SUB3456 - SUB3459 345 kV | 2017-05-19 15:55 | 2017-07-10 14:26 | LN: OPPD.OPPD.SUB34SUB3434_3.1 | LN: OPPD.OPPD.SUB34SUB3434_2.1
22796 | TMP221_22796 | SWPP | RCF | LN SUB1221 - SUB1231 161 kV ftlo LN SUB3456 - SUB3459 345 kV | 217 | 217 | LN SUB1221 - SUB1231 161 kV | LN SUB3456 - SUB3459 345 kV | 2017-05-04 17:18 | 2017-07-10 14:26 | LN: OPPD.OPPD.SUB12SUB1216_9.1 | LN: OPPD.OPPD.SUB34SUB3434_2.1
22533 | TMP222_22533 | SWPP | RCF | XF FTSMTH 500/1 kV ftlo XF FTSMTH 500/1 kV | 493 | 493 | XF FTSMTH 500/1 kV | XF FTSMTH 500/1 kV | 2017-01-13 15:56 | 2017-07-10 14:26 | XF: OKGE.OKGE.FTSMTH.T3.T3_H | XF: OKGE.OKGE.FTSMTH.T4.T4_H
22397 | TMP139_22397 | SWPP | RCF | LN VBI5 - GRANDPR5 161 kV ftlo LN VBI5 - TWNBRDG5 161 kV | 148 | 167 | LN VBI5 - GRANDPR5 161 kV | LN VBI5 - TWNBRDG5 161 kV | 2016-11-29 03:31 | 2017-07-10 14:26 | LN: OKGE.OKGE.GRANDP_VBI5_1.A | LN: OKGE.OKGE.RUDY5_VBI5_1.A
22291 | TEMP35_22291 | SWPP | RCF | LN VBI5 - GRANDPR5 161 kV ftlo LN FTSMTH - ARK_NU 500 kV | 148 | 167 | LN VBI5 - GRANDPR5 161 kV | LN FTSMTH - ARK_NU 500 kV | 2016-10-24 10:46 | 2017-07-10 14:26 | LN: OKGE.OKGE.GRANDP_VBI5_1.A | LN: OKGE.OKGE.FTSMTH-ARK_NU8.A
22911 | TMP217_22911 | SWPP | INT | XF CIMARRON 345/138 kV ftlo LN CIMARRON - DRAPR1 345 kV | 478 | 478 | XF CIMARRON 345/138 kV | LN CIMARRON - DRAPR1 345 kV | 2017-06-21 10:49 | 2017-07-13 09:42 | XF: OKGE.OKGE.CIMARRON.8801.A | LN: OKGE.OKGE.8803.A
22731 | TMP274_22731 | MISO | RCF | LN CSYW - SULLIVAN 345 kV ftlo LN BUNSONVL - EUGENE 345 kV | 1332 | 1332 | LN CSYW - SULLIVAN 345 kV | LN BUNSONVL - EUGENE 345 kV | 2017-04-20 12:44 | 2017-07-31 23:54 | LN: AEP.AEP.SULL-CSYW-1.1 | LN: AMIL.AMIL.BNSV_EGNE_4501.A
5647 | AKISALMUSFTS | SWPP | INT | LN 5AKINS - SALISA1 161 kV ftlo LN FTSMTH - MUSKOGEE 345 kV | 191 | 191 | LN 5AKINS - SALISA1 161 kV | LN FTSMTH - MUSKOGEE 345 kV | 2017-06-29 22:29 | 2017-07-31 23:54 | LN: SPA.SPA.5AKINS_SALISA1.A | LN: OKGE.OKGE.9099.A
22726 | TMP180_22726 | SWPP | INT | LN LINWOOD2 - CEDARGRO 138 kV ftlo LN ARSENAL - FORTHUM 138 kV | 235 | 235 | LN LINWOOD2 - CEDARGRO 138 kV | LN ARSENAL - FORTHUM 138 kV | 2017-04-18 03:49 | 2017-08-15 09:11 | LN: CSWS.CSWS.SS_LINWOOD_1B.A | LN: CSWS.CSWS.ARSENFORTH13_1.A
22146 | TMP101_22146 | SWPP | CFG | LN SKST - IDALIA 161 kV ftlo LN W_NEWMAD - ESEX 345 kV | 223 | 223 | LN SKST - IDALIA 161 kV | LN W_NEWMAD - ESEX 345 kV | 2016-09-19 06:16 | 2017-08-25 14:44 | LN: SPA.SPA.IDALIA-SIKES.A | LN: AECI.AECI.WNMAD_ESEX.A
21085 | TEMP56_21085 |  | INT | LN TUCO - LUBBOCKE 115 kV ftlo LN TUCO - JONESSUB 230 kV |  |  | LN TUCO - LUBBOCKE 115 kV | LN TUCO - JONESSUB 230 kV | 2015-07-10 12:19 | 2017-08-25 14:44 | LN: SPS.SPS.138.1 | LN: SPS.SPS.137.1
22916 | TMP176_22916 | SWPP | INT | LN ARCHIE - ADRIAN5 161 kV ftlo LN LACYGNE - N345 345 kV | 228 | 259 | LN ARCHIE - ADRIAN5 161 kV | LN LACYGNE - N345 345 kV | 2017-06-23 15:20 | 2017-08-25 14:44 | LN: MPS.MPS.BUTLR-ARCHIE.A | LN: KCPL.KCPL.LACYGN_NEOSHO1.1
22927 | TEMP41_22927 | SWPP | INT | LN EMAN - NMAN 230 kV ftlo LN JEFF - MORR 345 kV | 363 | 363 | LN EMAN - NMAN 230 kV | LN JEFF - MORR 345 kV | 2017-06-26 19:18 | 2017-08-25 14:44 | LN: WR.WR.NMAN_EMAN.A | LN: WR.WR.12.1
22928 | TMP133_22928 | SWPP | INT | LN SHAYS - MULGRE2 230 kV ftlo XF POSTROCK 345/230 kV | 297 | 297 | LN SHAYS - MULGRE2 230 kV | XF POSTROCK 345/230 kV | 2017-06-27 15:35 | 2017-08-25 14:44 | LN: WR.MIDW.MULGRE2_SHAYS.A | XF: WR.MIDW.POSTROCK.XF1.XF1
22873 | TMP175_22873 | SWPP | INT | LN RB_SPRLK - MOORE_CO 115 kV ftlo LN BORDER - TUCO 345 kV | 80 | 80 | LN RB_SPRLK - MOORE_CO 115 kV | LN BORDER - TUCO 345 kV | 2017-06-05 17:29 | 2017-08-25 14:44 | LN: SPS.SPS.LNW24_B.B | LN: SPS.SPS.TUCO_BORDER.A
22874 | TMP143_22874 | SWPP | INT | LN JOHNSON2 - CANADAY 115 kV ftlo LN N_PLT1 - C_CREEK 230 kV | 80 | 88 | LN JOHNSON2 - CANADAY 115 kV | LN N_PLT1 - C_CREEK 230 kV | 2017-06-05 17:53 | 2017-08-25 14:44 | LN: NPPD.NPPD.NP_1243.A | LN: NPPD.NPPD.N_PLT1_C_CREEK.A
22938 | TEMP51_22938 | SWPP | INT | LN LEC - JARB 115 kV ftlo LN HOYT - STRA 345 kV | 100 | 118 | LN LEC - JARB 115 kV | LN HOYT - STRA 345 kV | 2017-07-03 13:54 | 2017-08-25 14:44 | LN: WR.WR.4169.1 | LN: WR.WR.11_HOYT.1
22942 | TEMP84_22942 | SWPP | INT | LN LONGWOO - LIEBERM 138 kV ftlo LN LONGWOO - NORAM 138 kV | 206 | 212 | LN LONGWOO - LIEBERM 138 kV | LN LONGWOO - NORAM 138 kV | 2017-07-06 01:26 | 2017-08-25 14:44 | LN: CSWS.CSWS.846.A | LN: CSWS.CSWS.827B.A
22969 | TMP139_22969 | SWPP | INT | LN MIDJ - BISM 115 kV ftlo XF LAWH 230/115 kV | 118 | 118 | LN MIDJ - BISM 115 kV | XF LAWH 230/115 kV | 2017-07-14 15:19 | 2017-08-25 14:44 | LN: WR.WR.4199.1 | XF: WR.WR.LAWH.3034.LAWH_29
22970 | TMP140_22970 | SWPP | INT | LN LEC - LAWH 115 kV ftlo XF LAWH 230/115 kV | 127 | 151 | LN LEC - LAWH 115 kV | XF LAWH 230/115 kV | 2017-07-14 15:19 | 2017-08-25 14:44 | LN: WR.WR.3059.1 | XF: WR.WR.LAWH.3034.LAWH_29
22865 | TEMP05_22865 | SWPP | INT | LN B_SPRGS - BRULE 115 kV ftlo LN SIDNEYM - KEYSTONE 345 kV | 109 | 120 | LN B_SPRGS - BRULE 115 kV | LN SIDNEYM - KEYSTONE 345 kV | 2017-06-02 16:36 | 2017-08-25 14:44 | LN: NPPD.NPPD.BRULEB_SPR11_1.1 | LN: WAUE.WAUE.SIDNEKEYST34_1.1
22867 | TEMP29_22867 | SWPP | INT | LN RDST2 - JSTREET5 161 kV ftlo LN FTSMTH - MUSKOGEE 345 kV | 223 | 223 | LN RDST2 - JSTREET5 161 kV | LN FTSMTH - MUSKOGEE 345 kV | 2017-06-04 18:19 | 2017-08-25 14:44 | LN: OKGE.OKGE.9168.A | LN: OKGE.OKGE.9099.A
23016 | TEMP74_23016 | SWPP | INT | LN WMCP - CJOHN 115 kV ftlo XF EMCP 230/115 kV | 159 | 159 | LN WMCP - CJOHN 115 kV | XF EMCP 230/115 kV | 2017-08-15 19:38 | 2017-08-25 14:44 | LN: WR.WR.CJOHNWMCP11_1.1 | XF: WR.WR.EMCP.1078.EMCP_36
22987 | TMP255_22987 | SWPP | INT | LN CRAIG - LENEXA 161 kV ftlo LN CRAIG - LENEXA 161 kV | 293 | 334 | LN CRAIG - LENEXA 161 kV | LN CRAIG - LENEXA 161 kV | 2017-07-24 04:26 | 2017-08-25 14:44 | LN: KCPL.KCPL.CRAIG__LENEXA2.1 | LN: KCPL.KCPL.CRAIG__LENEXA1.1
22869 | TMP195_22869 | SWPP | INT | LN PLTCTY - KCI 161 kV ftlo LN NASHUA - ROANRDGE 161 kV | 167 | 167 | LN PLTCTY - KCI 161 kV | LN NASHUA - ROANRDGE 161 kV | 2017-06-05 12:57 | 2017-08-25 14:44 | LN: MPS.MPS.11017.A | LN: MPS.MPS.NASHUA_ROANRD1.A
22960 | TMP182_22960 | SWPP | INT | LN BISLE - WSTRN 138 kV ftlo LN MEMRL - KELLYAV4 138 kV | 263 | 263 | LN BISLE - WSTRN 138 kV | LN MEMRL - KELLYAV4 138 kV | 2017-07-11 01:44 | 2017-08-25 14:44 | LN: OKGE.OKGE.8751.A | LN: OKGE.OKGE.8742.A
22879 | TMP234_22879 | SWPP | INT | LN RDST2 - JSTREET5 161 kV ftlo LN FTSMTH - COLNY 161 kV | 223 | 223 | LN RDST2 - JSTREET5 161 kV | LN FTSMTH - COLNY 161 kV | 2017-06-07 17:02 | 2017-08-25 14:44 | LN: OKGE.OKGE.9168.A | LN: OKGE.OKGE.9163.A
22885 | TMP218_22885 | SWPP | INT | XF NOWST1 138/1 kV ftlo XF NOWST1 345/1 kV | 478 | 478 | XF NOWST1 138/1 kV | XF NOWST1 345/1 kV | 2017-06-12 02:11 | 2017-08-25 14:44 | XF: OKGE.OKGE.NOWST1.8787.A_S | XF: OKGE.OKGE.NOWST1.8788.B
22498 | TMP230_22498 | SWPP | INT | LN RDST2 - JSTREET5 161 kV ftlo LN QANXT - BRLNG 161 kV | 223 | 223 | LN RDST2 - JSTREET5 161 kV | LN QANXT - BRLNG 161 kV | 2017-01-04 15:05 | 2017-08-25 14:44 | LN: OKGE.OKGE.9168.A | LN: OKGE.OKGE.9170.A
22641 | TMP265_22641 | SWPP | RCF | LN HANCOCK2 - BURT 161 kV ftlo LN EMERY - FLOYD 161 kV | 202 | 223 | LN HANCOCK2 - BURT 161 kV | LN EMERY - FLOYD 161 kV | 2017-03-10 11:05 | 2017-08-29 14:04 | LN: ALTW.ALTW.HANCOBURT16_1.1 | LN: ALTW.ALTW.FLOYDEMERY16_1.1
22288 | TMP224_22288 | SWPP | RCF | LN LAWRENC - SIOUXFL 115 kV ftlo LN HLNDWIND - RAUN 345 kV | 190 | 190 | LN LAWRENC - SIOUXFL 115 kV | LN HLNDWIND - RAUN 345 kV | 2016-10-22 23:37 | 2017-08-29 14:04 | LN: NSP.NSP.LAWRESIOUX11_1.1 | LN: MEC.MEC.RAUNHLNDW34_1.1
22118 | TMP127_22118 | SWPP | RCF | XF HAMPTON2 161/69 kV ftlo LN WELSBRG - M_TOWN 161 kV | 84 | 92 | XF HAMPTON2 161/69 kV | LN WELSBRG - M_TOWN 161 kV | 2016-09-08 20:03 | 2017-08-29 14:04 | XF: WAUE.WAUE.HAMPTON2.TR1.TR1 | LN: ALTW.ALTW.M_TOWWELSB16_2.1
22918 | TEMP39_22918 | SWPP | RCF | LN COOPER - ST_JOE 345 kV ftlo LN KETCHEM - SIBLEY 345 kV | 1073 | 1195 | LN COOPER - ST_JOE 345 kV | LN KETCHEM - SIBLEY 345 kV | 2017-06-23 18:29 | 2017-08-29 14:04 | LN: NPPD.NPPD.11310.A | LN: MPS.MPS.SIBLEY_KETCH.A
6320 | 3TR3AR8EL7EL | MISO_S | RCF | LN TRCR - VIENNA 115 kV ftlo XF EL_EHV 500/1 kV | 111 | 111 | LN TRCR - VIENNA 115 kV | XF EL_EHV 500/1 kV | 2014-07-03 00:13 | 2017-09-01 00:02 | LN: EES.EES.TRUSSL_VIENNA3.A | XF: EES.EES.EL_EHV.AT2.AT2
6318 | 3VITRU7SA3SA | MISO_S | RCF | LN VIENNA - TRCR 115 kV ftlo XF SAREPT 345/115 kV | 115 | 115 | LN VIENNA - TRCR 115 kV | XF SAREPT 345/115 kV | 2014-07-03 00:13 | 2017-09-01 00:02 | LN: EES.EES.TRUSSL_VIENNA3.A | XF: EES.EES.SAREPT.AT1.AT1_345
6317 | 3VI3TR7SA7EL | MISO_S | RCF | LN VIENNA - TRCR 115 kV ftlo LN EL_EHV - SAREPT 345 kV | 115 | 115 | LN VIENNA - TRCR 115 kV | LN EL_EHV - SAREPT 345 kV | 2014-07-03 00:13 | 2017-09-01 00:02 | LN: EES.EES.TRUSSL_VIENNA3.A | LN: EES.EES.EL_EHV_SAREPT7.A
6314 | 3VITUS7ELELD | MISO_S | RCF | LN TRCR - VIENNA 115 kV ftlo XF EL_EHV 500/1 kV | 115 | 115 | LN TRCR - VIENNA 115 kV | XF EL_EHV 500/1 kV | 2014-07-03 00:13 | 2017-09-01 00:02 | LN: EES.EES.TRUSSL_VIENNA3.A | XF: EES.EES.EL_EHV.AT2.AT2
6434 | SAITXPDOLSHR |  | RCF | LN SAILES - TXPSEX 115 kV ftlo LN DOLET - SWSHREV 345 kV |  |  | LN SAILES - TXPSEX 115 kV | LN DOLET - SWSHREV 345 kV |  | 2017-09-01 00:02 | LN: EES.EES.SAILES_TXPSEX3.A | LN: CLEC.CLEC.DH345_CLECO_1A.A
6339 | HODLUCMONCLA |  | RCF | LN HODGE - LUCKY 115 kV ftlo LN MONTGM - CLARN 230 kV |  |  | LN HODGE - LUCKY 115 kV | LN MONTGM - CLARN 230 kV |  | 2017-09-01 00:02 | LN: EES.EES.HODGE__LUCKY_3.A | LN: EES.EES.5068.A
6824 | MINSARDOLDOL |  | RCF | LN MINDE3 - SAREPT 115 kV ftlo XF DOLET 345/230 kV |  |  | LN MINDE3 - SAREPT 115 kV | XF DOLET 345/230 kV |  | 2017-09-01 00:02 | LN: EES.EES.MINDE3_SAREPT3.A | XF: CLEC.CLEC.DOLET.5093.DOLET_AUT
6804 | SARMINELDMOL |  | RCF | LN SAREPT - MINDE3 115 kV ftlo LN EL_EHV - MOLIVE 500 kV |  |  | LN SAREPT - MINDE3 115 kV | LN EL_EHV - MOLIVE 500 kV | 2015-08-13 16:23 | 2017-09-01 00:02 | LN: EES.EES.MINDE3_SAREPT3.A | LN: EES.EES.EL_EHV_MOLIVE8.A
6724 | GRIMTZCYPHAR |  | RCF | LN GRI - MTZ 138 kV ftlo LN HARTBG - CYP 500 kV |  |  | LN GRI - MTZ 138 kV | LN HARTBG - CYP 500 kV |  | 2017-09-01 00:02 | LN: EES.EES.GRIMES_MTZION4.A | LN: EES.EES.HARTBG_CYPRES8.A
6726 | GRIMTZMOLHAR |  | RCF | LN GRI - MTZ 138 kV ftlo LN LAYFLD_A - HARTBG 500 kV |  |  | LN GRI - MTZ 138 kV | LN LAYFLD_A - HARTBG 500 kV | 2015-08-13 09:50 | 2017-09-01 00:02 | LN: EES.EES.GRIMES_MTZION4.A | LN: CSWS.CSWS.LAYFL_HART.A
6784 | MINSARMOLELD |  | RCF | LN MINDE3 - SAREPT 115 kV ftlo LN MOLIVE - EL_EHV 500 kV |  |  | LN MINDE3 - SAREPT 115 kV | LN MOLIVE - EL_EHV 500 kV | 2015-08-13 16:23 | 2017-09-01 00:02 | LN: EES.EES.MINDE3_SAREPT3.A | LN: EES.EES.EL_EHV_MOLIVE8.A
22558 | TMP159_22558 | MISO | RCF | XF DOLET 345/230 kV ftlo LN CROCKETT - LATEXO 138 kV | 770 | 770 | XF DOLET 345/230 kV | LN CROCKETT - LATEXO 138 kV | 2017-01-31 17:03 | 2017-09-01 00:02 | XF: CLEC.CLEC.DOLET.5093.DOLET_AUT | LN: CSWS.CSWS.LATEXO_CROCKET.A
1308 | DANDODHARMOL | MISO_S | RCF | LN DANVL3 - DODSON 115 kV ftlo LN MOLIVE - LAYFLD_A 500 kV | 176 | 176 | LN DANVL3 - DODSON 115 kV | LN MOLIVE - LAYFLD_A 500 kV | 2017-06-01 11:14 | 2017-09-01 00:02 | LN: EES.EES.DODSON_DANVL33.A | LN: CSWS.CSWS.LAYFL_MTOL.A
1942 | HARXFRCYPHAR |  | RCF | XF HARTBG 500/230 kV ftlo LN HARTBG - CYP 500 kV |  |  | XF HARTBG 500/230 kV | LN HARTBG - CYP 500 kV | 2015-08-13 09:50 | 2017-09-01 00:02 | XF: EES.EES.HARTBG.AT1.AT1H | LN: EES.EES.HARTBG_CYPRES8.A
22585 | TMP262_22585 | MISO | RCF | LN MURFSO - MURFET 115 kV ftlo LN LONGWOO - SAREPT 345 kV | 96 | 96 | LN MURFSO - MURFET 115 kV | LN LONGWOO - SAREPT 345 kV | 2017-02-10 17:43 | 2017-09-01 00:02 | LN: EES.EES.MURFSO_MURFET3.A | LN: EES.EES.EL_EHV_LONGWD7.B
6340 | VIETRUDANJON | MISO | RCF | LN VIENNA - TRCR 115 kV ftlo LN DANVL3 - JONSB3 115 kV | 115 | 115 | LN VIENNA - TRCR 115 kV | LN DANVL3 - JONSB3 115 kV | 2016-10-01 00:25 | 2017-09-01 00:02 | LN: EES.EES.TRUSSL_VIENNA3.A | LN: EES.EES.DANVL3_JONSB33.A
6336 | VIETRUSARMIN | MISO | RCF | LN VIENNA - TRCR 115 kV ftlo LN SAREPT - MINDE3 115 kV | 115 | 115 | LN VIENNA - TRCR 115 kV | LN SAREPT - MINDE3 115 kV | 2016-10-01 00:25 | 2017-09-01 00:02 | LN: EES.EES.TRUSSL_VIENNA3.A | LN: EES.EES.MINDE3_SAREPT3.A
6500 | VIERUSELESTL | MISO_S | RCF | LN VIENNA - RSTE 115 kV ftlo LN EL_EHV - STL500 500 kV | 239 | 239 | LN VIENNA - RSTE 115 kV | LN EL_EHV - STL500 500 kV | 2016-10-01 00:25 | 2017-09-01 00:02 | LN: EES.EES.RUSTON_VIENNA3.A | LN: EES.EES.STL500_EL_EHV8.A
6321 | VLA3TRPIRKEY | MISO | RCF |  | 115 | 115 | LN VIENNA - TRCR 115 kV |  | 2014-05-28 10:36 | 2017-09-01 00:02 | LN: EES.EES.TRUSSL_VIENNA3.A
22929 | TMP167_22929 | SWPP | INT | XF CRSW 138/69 kV ftlo XF CRSW 138/69 kV | 100 | 110 | XF CRSW 138/69 kV | XF CRSW 138/69 kV | 2017-06-28 14:05 | 2017-09-01 01:13 | XF: WR.WR.CRSW.1013.CRSW_1 | XF: WR.WR.CRSW.1014.CRSW_2
1683 | NWA5EDOVESIB |  | RCF | LN NWARSAEC - 5EDMONS 161 kV ftlo LN SIBL_KCP - OVER 345 kV |  |  | LN NWARSAEC - 5EDMONS 161 kV | LN SIBL_KCP - OVER 345 kV |  | 2017-09-01 10:43 | LN: AECI.AECI.NWARSA_GRAVOIS.A | LN: AMRN.AMRN.OVER-SIB-3.A
20049 | TEMP78_20049 | AECI | RCF | LN MONTROSE - CLINTON 161 kV ftlo LN MCRD - MTGY 345 kV | 501 | 501 | LN MONTROSE - CLINTON 161 kV | LN MCRD - MTGY 345 kV | 2014-06-17 11:38 | 2017-09-01 10:43 | LN: AECI.AECI.CLINTO_MONTRO1.1 | LN: AMRN.AMRN.MTGY-OVER-5.A
1047 | MONCLISIBOVE | AECI | RCF | LN MONTROSE - CLINTON 161 kV ftlo LN SIBL_KCP - OVER 345 kV | 501 | 501 | LN MONTROSE - CLINTON 161 kV | LN SIBL_KCP - OVER 345 kV | 2016-10-01 | 2017-09-01 10:43 | LN: AECI.AECI.CLINTO_MONTRO1.1 | LN: AMRN.AMRN.OVER-SIB-3.A
22952 | TEMP04_22952 | SWPP | INT | LN LAWH - MOCK 115 kV ftlo LN LAWH - BALDCRK 115 kV | 86 | 92 | LN LAWH - MOCK 115 kV | LN LAWH - BALDCRK 115 kV | 2017-07-08 18:40 | 2017-09-22 15:42 | LN: WR.WR.4213.1 | LN: WR.WR.BALDCR_LAWH_1.A
22963 | TEMP15_22963 | SWPP | INT | LN AXTELL1 - KEARNEY9 115 kV ftlo LN SWEETW4 - GRISLD1 345 kV | 160 | 176 | LN AXTELL1 - KEARNEY9 115 kV | LN SWEETW4 - GRISLD1 345 kV | 2017-07-11 14:16 | 2017-09-22 15:54 | LN: NPPD.NPPD.12008.A | LN: NPPD.NPPD.GRISLD1_SWEETW.A
22957 | TEMP12_22957 | SWPP | INT | LN WOLFPT - CIRCLE 115 kV ftlo LN FTPECK - DAWSONC 230 kV | 79 | 79 | LN WOLFPT - CIRCLE 115 kV | LN FTPECK - DAWSONC 230 kV | 2017-07-10 11:31 | 2017-09-22 15:54 | LN: WAUE.WAUE.WOLFPCIRCL11_1.1 | LN: WAUE.WAUE.FTPECDAWSO23_1.1
22981 | TEMP52_22981 | SWPP | INT | LN SUB1231 - SUB1235 161 kV ftlo LN SUB1254 - SUB1249 161 kV | 298 | 298 | LN SUB1231 - SUB1235 161 kV | LN SUB1254 - SUB1249 161 kV | 2017-07-21 14:32 | 2017-09-22 15:54 | LN: OPPD.OPPD.SUB12SUB121629.1 | LN: OPPD.OPPD.S1249S125416_1.1
22930 | TEMP42_22930 | SWPP | INT | LN BULL_SHL - SLEDHL 161 kV ftlo LN HRSN_E - EVRTON 161 kV | 203 | 203 | LN BULL_SHL - SLEDHL 161 kV | LN HRSN_E - EVRTON 161 kV | 2017-06-29 01:54 | 2017-09-22 15:54 | LN: SPA.SPA.BULSH7_SLEDHL5.A | LN: EES.EES.HRSN_E_EVRTON5.A
22826 | TEMP32_22826 | SWPP | INT | LN HOBART_J - MARTHA 138 kV ftlo LN CLINTON4 - WEATHFD 138 kV | 151 | 170 | LN HOBART_J - MARTHA 138 kV | LN CLINTON4 - WEATHFD 138 kV | 2017-05-16 18:33 | 2017-09-22 15:54 | LN: CSWS.CSWS.HOBART_MARTHA.A | LN: WFEC.WFEC.9286.A
22991 | TEMP26_22991 | SWPP | INT | LN VINETAP3 - NHAYS 115 kV ftlo LN SHAYS - POSTROCK 230 kV | 83 | 99 | LN VINETAP3 - NHAYS 115 kV | LN SHAYS - POSTROCK 230 kV | 2017-07-26 06:43 | 2017-09-22 15:54 | LN: WR.MIDW.NHAYS_VINETAP3.A | LN: WR.MIDW.SHAYS_KNOLL1.B
20937 | TEMP50_20937 |  | INT | LN WOLFFORT - TERRY_CO 115 kV ftlo LN SUNDOWN2 - AMOCO_SW 230 kV |  |  | LN WOLFFORT - TERRY_CO 115 kV | LN SUNDOWN2 - AMOCO_SW 230 kV | 2015-05-03 11:28 | 2017-09-22 15:54 | LN: SPS.SPS.161.1 | LN: SPS.SPS.153.1
22725 | TEMP64_22725 | SWPP | INT | XF BLACKHAW 115/69 kV ftlo LN BLACKHAW - WO_OPER 115 kV | 84 | 84 | XF BLACKHAW 115/69 kV | LN BLACKHAW - WO_OPER 115 kV | 2017-04-17 16:15 | 2017-09-22 15:54 | XF: SPS.SPS.BLACKHAW.XF1.BLKHAW_XF | LN: SPS.SPS.BLACK_OPER.1
21391 | TEMP58_21391 | SWPP | INT | LN WR_SMKHL - SUMM 230 kV ftlo LN CLARKCO - THISTLE7 345 kV | 330 | 350 | LN WR_SMKHL - SUMM 230 kV | LN CLARKCO - THISTLE7 345 kV | 2015-12-13 21:18 | 2017-09-22 15:54 | LN: WR.MIDW.SUMM_SMKHL.A | LN: SECI.SECI.CLARK_THISTLE1.A
22542 | TEMP92_22542 | SWPP | INT | LN ELK-CITY - CLINT_J 138 kV ftlo LN TUCO - OKLAUNIO 345 kV | 188 | 189 | LN ELK-CITY - CLINT_J 138 kV | LN TUCO - OKLAUNIO 345 kV | 2017-01-18 23:37 | 2017-09-26 15:24 | LN: CSWS.CSWS.2221.A | LN: SPS.SPS.136.1
22985 | TEMP90_22985 | SWPP | INT | LN PRALEE - BLSPS 161 kV ftlo XF SIBLEY 345/1 kV | 228 | 259 | LN PRALEE - BLSPS 161 kV | XF SIBLEY 345/1 kV | 2017-07-23 16:03 | 2017-09-26 15:24 | LN: MPS.MPS.10995.A | XF: MPS.MPS.SIBLEY.T1.T1_P
22845 | TEMP76_22845 | SWPP | INT | LN NEOSPA - NEO_EDE 161 kV ftlo LN BROOK_LN - FLINTCRK 345 kV | 195 | 195 | LN NEOSPA - NEO_EDE 161 kV | LN BROOK_LN - FLINTCRK 345 kV | 2017-05-22 11:43 | 2017-09-26 15:24 | LN: SPA.SPA.7362.A | LN: AECI.AECI.FLNTCK-BROOK1.A
22846 | TMP106_22846 | SWPP | INT | LN NEOSPA - NEO_EDE 161 kV ftlo LN GRDA17 - TONNECE 345 kV | 195 | 195 | LN NEOSPA - NEO_EDE 161 kV | LN GRDA17 - TONNECE 345 kV | 2017-05-24 20:19 | 2017-09-26 15:24 | LN: SPA.SPA.7362.A | LN: GRDA.GRDA.TONN_GRDA.A
22876 | TMP107_22876 | SWPP | INT | LN SIDNEY - COLTON 115 kV ftlo LN SIDNEYM - KEYSTONE 345 kV | 109 | 109 | LN SIDNEY - COLTON 115 kV | LN SIDNEYM - KEYSTONE 345 kV | 2017-06-05 21:16 | 2017-09-26 15:24 | LN: NPPD.NPPD.SIDNECOLTO11_1.1 | LN: WAUE.WAUE.SIDNEKEYST34_1.1
22967 | TEMP95_22967 | SWPP | INT | LN SHELDON - SWBENNET 115 kV ftlo LN SHELDON - FOLSOM 115 kV | 240 | 240 | LN SHELDON - SWBENNET 115 kV | LN SHELDON - FOLSOM 115 kV | 2017-07-12 08:31 | 2017-09-26 15:24 | LN: LES.LES.BENNET_SHELDON.1 | LN: NPPD.NPPD.L1099.A
22921 | TEMP79_22921 | SWPP | INT | LN NEOSPA - NEO_EDE 161 kV ftlo LN NEOSPA - 5WASHBR 161 kV | 195 | 195 | LN NEOSPA - NEO_EDE 161 kV | LN NEOSPA - 5WASHBR 161 kV | 2017-06-25 10:23 | 2017-09-26 15:24 | LN: SPA.SPA.7362.A | LN: AECI.AECI.7358B.A
22932 | TMP114_22932 | SWPP | INT | LN ANADARKO - SW_STA 138 kV ftlo LN WASHIT1 - SW_STA 138 kV | 212 | 212 | LN ANADARKO - SW_STA 138 kV | LN WASHIT1 - SW_STA 138 kV | 2017-06-28 16:27 | 2017-09-26 15:24 | LN: WFEC.WFEC.ANADARKO.A | LN: WFEC.WFEC.WASHIT_SWST.A
22889 | TMP128_22889 | SWPP | INT | LN ANADARKO - SEQUOYAH 138 kV ftlo LN WASHIT1 - SW_STA 138 kV | 145 | 169 | LN ANADARKO - SEQUOYAH 138 kV | LN WASHIT1 - SW_STA 138 kV | 2017-06-12 16:51 | 2017-09-26 15:24 | LN: WFEC.WFEC.ANADARKO_SEQ.A | LN: WFEC.WFEC.WASHIT_SWST.A
22870 | TMP134_22870 | SWPP | INT | LN 134PENTP - WESTMOR4 138 kV ftlo LN HOLWD - INDNH 138 kV | 268 | 308 | LN 134PENTP - WESTMOR4 138 kV | LN HOLWD - INDNH 138 kV | 2017-06-05 13:57 | 2017-09-26 15:24 | LN: OKGE.OKGE.WEST_134PENTP.A | LN: OKGE.OKGE.8862.A
22859 | TMP132_22859 | SWPP | INT | LN SUMM - EMCP 230 kV ftlo LN SUMM - RENO 345 kV | 349 | 363 | LN SUMM - EMCP 230 kV | LN SUMM - RENO 345 kV | 2017-05-30 11:07 | 2017-09-26 15:24 | LN: WR.WR.36_SUMM.1 | LN: WR.WR.RENO_SUMM.A
22984 | TMP117_22984 | SWPP | INT | LN LUBBOCKS - LUBBOCKE 115 kV ftlo LN JONESSUB - LUBBOCKE 230 kV | 120 | 120 | LN LUBBOCKS - LUBBOCKE 115 kV | LN JONESSUB - LUBBOCKE 230 kV | 2017-07-23 14:42 | 2017-09-26 15:24 | LN: SPS.SPS.146.1 | LN: SPS.SPS.145.1
22754 | TMP154_22754 | SWPP | INT | LN TIP2921 - MONETT 161 kV ftlo LN BLACKBRY - JASPER7 345 kV | 223 | 223 | LN TIP2921 - MONETT 161 kV | LN BLACKBRY - JASPER7 345 kV | 2017-04-26 04:04 | 2017-09-26 15:36 | LN: EDE.EDE.11351.A | LN: AECI.AECI.BLCKBRY_JASPER.A
22694 | TMP142_22694 | SWPP | INT | LN HOBART_J - MARTHA 138 kV ftlo LN SWEETWT6 - WHEELER 230 kV | 151 | 170 | LN HOBART_J - MARTHA 138 kV | LN SWEETWT6 - WHEELER 230 kV | 2017-04-04 10:55 | 2017-09-26 15:36 | LN: CSWS.CSWS.HOBART_MARTHA.A | LN: SPS.SPS.SWEET_WHEEL.A
21931 | TMP203_21931 |  | INT | XF CIMARRON 345/138 kV ftlo XF CIMARRON 345/138 kV |  |  | XF CIMARRON 345/138 kV | XF CIMARRON 345/138 kV | 2016-06-22 14:32 | 2017-09-26 15:36 | XF: OKGE.OKGE.CIMARRON.8801.A | XF: OKGE.OKGE.CIMARRON.8802.B
22818 | TMP252_22818 | SWPP | INT | LN CRKCREEK - CUDAHY1 115 kV ftlo LN SPERVI1 - MULGRE2 230 kV | 119.5 | 148.2 | LN CRKCREEK - CUDAHY1 115 kV | LN SPERVI1 - MULGRE2 230 kV | 2017-05-15 11:57 | 2017-09-26 15:36 | LN: SECI.SECI.10897.A | LN: SECI.SECI.10940.A
22820 | TMP226_22820 | SWPP | INT | XF FTPECK 230/115 kV ftlo LN BELFELD - CHAR_CK 345 kV | 67 | 100 | XF FTPECK 230/115 kV | LN BELFELD - CHAR_CK 345 kV | 2017-05-15 12:33 | 2017-09-26 15:36 | XF: WAUE.WAUE.FTPECK.AT2.AT2 | LN: WAUE.WAUE.BELFECHAR_34_1.1
22863 | TMP248_22863 | SWPP | INT | XF VALLIANT 345/138 kV ftlo LN VALLIANT - HUGOPP4 345 kV | 211 | 240 | XF VALLIANT 345/138 kV | LN VALLIANT - HUGOPP4 345 kV | 2017-06-01 09:32 | 2017-09-26 15:36 | XF: CSWS.CSWS.VALLIANT.2164.3 | LN: WFEC.WFEC.HUGO_VALLIANT.A
22857 | TMP189_22857 | SWPP | INT | LN ASB3491 - CJ366 161 kV ftlo LN ASB3491 - PUR421 161 kV | 223 | 223 | LN ASB3491 - CJ366 161 kV | LN ASB3491 - PUR421 161 kV | 2017-05-29 10:57 | 2017-09-26 15:36 | LN: EDE.EDE.11359.A | LN: EDE.EDE.11360.A
22890 | TMP229_22890 | SWPP | INT | XF ARCAD7 345/138 kV ftlo XF ARCAD7 345/138 kV | 448 | 448 | XF ARCAD7 345/138 kV | XF ARCAD7 345/138 kV | 2017-06-12 19:45 | 2017-09-26 15:36 | XF: OKGE.OKGE.ARCAD7.XFC.C | XF: OKGE.OKGE.ARCAD7.XFA.A
22917 | TMP190_22917 | SWPP | INT | LN REDBUD - RIVRSIDE 345 kV ftlo LN REDBUD - ARCAD7 345 kV | 901 | 1055 | LN REDBUD - RIVRSIDE 345 kV | LN REDBUD - ARCAD7 345 kV | 2017-06-23 15:32 | 2017-09-26 15:36 | LN: OKGE.OKGE.REDBUD_RIVER_1.A | LN: OKGE.OKGE.ARCAD_REDBUD_2.A
22908 | TMP216_22908 | SWPP | INT | LN SUB1263 - SUB1280 161 kV ftlo LN 103_ROKE - NEBRCTY 345 kV | 223 | 223 | LN SUB1263 - SUB1280 161 kV | LN 103_ROKE - NEBRCTY 345 kV | 2017-06-20 21:10 | 2017-09-26 15:36 | LN: OPPD.OPPD.SUB12SUB121647.1 | LN: LES.LES.103_RNEBRC34_1.1
22902 | TMP269_22902 | SWPP | INT | LN 70_BLUF - SUB1214 161 kV ftlo LN WAGENER - SUB3454 345 kV | 110 | 116 | LN 70_BLUF - SUB1214 161 kV | LN WAGENER - SUB3454 345 kV | 2017-06-17 11:34 | 2017-09-26 15:36 | LN: LES.LES.SUB1270_BL16_1.1 | LN: LES.LES.WAGENSUB3434_1.1
22903 | TMP157_22903 | SWPP | INT | XF FLINTCRK 345/161 kV ftlo LN CLRKSVLE - CHAMBERS 345 kV | 400 | 440 | XF FLINTCRK 345/161 kV | LN CLRKSVLE - CHAMBERS 345 kV | 2017-06-17 21:39 | 2017-09-26 15:36 | XF: CSWS.CSWS.FLINTCRK.772.WEST_34 | LN: CSWS.CSWS.CLRKSV_CHAMBE1.A
22977 | TMP261_22977 | SWPP | INT | LN ANADARKO - SEQUOYAH 138 kV ftlo LN SW_STA - VERDEN4 138 kV | 145 | 169 | LN ANADARKO - SEQUOYAH 138 kV | LN SW_STA - VERDEN4 138 kV | 2017-07-19 17:40 | 2017-09-26 15:36 | LN: WFEC.WFEC.ANADARKO_SEQ.A | LN: CSWS.CSWS.2248.A
22934 | TEMP53_22934 | SWPP | RCF | LN PLYMOTH - SIOUXCY 161 kV ftlo LN RAUN - SIOUXCY 345 kV | 444 | 444 | LN PLYMOTH - SIOUXCY 161 kV | LN RAUN - SIOUXCY 345 kV | 2017-06-30 02:12 | 2017-09-27 15:30 | LN: MEC.MEC.PLYMOSIOUX16_1.1 | LN: MEC.MEC.RAUNSIOUX34_1.1
22849 | TMP124_22849 | SWPP | RCF | LN LACYGNE - N345 345 kV ftlo LN LACYGNE - STILWELL 345 kV | 1016 | 1016 | LN LACYGNE - N345 345 kV | LN LACYGNE - STILWELL 345 kV | 2017-05-25 02:55 | 2017-09-27 15:30 | LN: KCPL.KCPL.LACYGN_NEOSHO1.1 | LN: KCPL.KCPL.LACYGN_STILWE1.1
22906 | TMP205_22906 | SWPP | RCF | LN CLARNDA - MRYVL_SJ 161 kV ftlo LN COOPER - ST_JOE 345 kV | 152 | 171 | LN CLARNDA - MRYVL_SJ 161 kV | LN COOPER - ST_JOE 345 kV | 2017-06-19 19:33 | 2017-09-27 15:30 | LN: MEC.MEC.MRYVLCLARN16_1.A | LN: NPPD.NPPD.11310.A
22901 | TMP138_22901 | SWPP | RCF | LN NEBRCTY - 103_ROKE 345 kV ftlo LN NEBRCTY - COOPER 345 kV | 1195 | 1195 | LN NEBRCTY - 103_ROKE 345 kV | LN NEBRCTY - COOPER 345 kV | 2017-06-16 20:42 | 2017-09-27 15:30 | LN: LES.LES.103_RNEBRC34_1.1 | LN: OPPD.OPPD.12080.1
22592 | TMP260_22592 | SWPP | RCF | LN CBLUFFS - SUB1206 161 kV ftlo LN CBLUFFS - SUB3456 345 kV | 558 | 558 | LN CBLUFFS - SUB1206 161 kV | LN CBLUFFS - SUB3456 345 kV | 2017-02-15 22:46 | 2017-09-27 15:30 | LN: MEC.MEC.S1206CBLUF16_1.1 | LN: MEC.MEC.SUB34CBLUF34_1.1
22555 | TMP126_22555 | SWPP | RCF | LN HNCOCKCB - KLEMMECB 69 kV ftlo LN EMERY - FLOYD 161 kV | 53 | 58 | LN HNCOCKCB - KLEMMECB 69 kV | LN EMERY - FLOYD 161 kV | 2017-01-27 16:22 | 2017-09-27 15:30 | LN: ALTW.ALTW.HNCOCKLEMM69_1.1 | LN: ALTW.ALTW.FLOYDEMERY16_1.1
22631 | TMP241_22631 | MISO | RCF | LN CHETAX - HSVILG 115 kV ftlo LN RUSL_E - RUSL_N 161 kV | 106 | 106 | LN CHETAX - HSVILG 115 kV | LN RUSL_E - RUSL_N 161 kV | 2017-03-08 19:13 | 2017-10-05 08:03 | LN: EES.EES.CHETAX_HSVILG3.A | LN: EES.EES.RUSL_E_RUSL_N5.A
23119 | TMP269_23119 | MISO | RCF | LN COYOTEM - BEULAH 115 kV ftlo LN CENTER2 - RGHRIDER 230 kV | 131 | 131 | LN COYOTEM - BEULAH 115 kV | LN CENTER2 - RGHRIDER 230 kV | 2017-09-27 09:38 | 2017-10-05 08:03 | LN: MDU.MDU.BEULACOYOT11_1.1 | LN: OTP.OTP.RGHRID_CENTER2.1
22827 | TEMP33_22827 | SWPP | INT | LN LEC - LAWH 115 kV ftlo LN STRA - 87TH_ST 345 kV | 127 | 151 | LN LEC - LAWH 115 kV | LN STRA - 87TH_ST 345 kV | 2017-05-16 22:56 | 2017-10-18 17:15 | LN: WR.WR.3059.1 | LN: WR.WR.CRAIG__STR_CR1.B
22861 | TMP151_22861 | SWPP | INT | XF ARCAD7 345/138 kV ftlo XF ARCAD7 345/138 kV | 448 | 448 | XF ARCAD7 345/138 kV | XF ARCAD7 345/138 kV | 2017-05-30 19:09 | 2017-10-18 17:26 | XF: OKGE.OKGE.ARCAD7.XFC.C | XF: OKGE.OKGE.ARCAD7.XFB.B
22871 | TMP160_22871 | SWPP | INT | LN BARBUTTE - STRNDAHL 115 kV ftlo LN STATLINE - MONT3 115 kV | 115 | 115 | LN BARBUTTE - STRNDAHL 115 kV | LN STATLINE - MONT3 115 kV | 2017-06-05 14:45 | 2017-10-18 17:26 | LN: WAUE.WAUE.BARBUSTRND11_1.1 | LN: WAUE.WAUE.MONT3STATL11_1.1
22940 | TEMP57_22940 | SWPP | INT | LN 5AKINS - SALISA1 161 kV ftlo LN FTSMTH - MUSKOGEE 345 kV | 191 | 191 | LN 5AKINS - SALISA1 161 kV | LN FTSMTH - MUSKOGEE 345 kV | 2017-07-05 11:18 | 2017-10-18 17:26 | LN: SPA.SPA.5AKINS_SALISA1.A | LN: OKGE.OKGE.9099.A
22973 | TMP171_22973 | SWPP | INT | LN MDWST - FRNKLN1 138 kV ftlo LN BRIDGECR - SUNSHI1 138 kV | 200 | 234 | LN MDWST - FRNKLN1 138 kV | LN BRIDGECR - SUNSHI1 138 kV | 2017-07-17 17:51 | 2017-10-18 17:26 | LN: WFEC.WFEC.8853.A | LN: WFEC.WFEC.9457.A
22959 | TMP181_22959 | SWPP | INT | LN DVISN - LAKSD 138 kV ftlo LN MEMRL - TNSTP 138 kV | 268 | 308 | LN DVISN - LAKSD 138 kV | LN MEMRL - TNSTP 138 kV | 2017-07-11 01:44 | 2017-10-18 17:26 | LN: OKGE.OKGE.8764.A | LN: OKGE.OKGE.8739.A
22995 | TMP145_22995 | SWPP | INT | LN BROOK_LN - JUNCTN5 161 kV ftlo LN SWPS5 - SWDISP 161 kV | 336 | 355 | LN BROOK_LN - JUNCTN5 161 kV | LN SWPS5 - SWDISP 161 kV | 2017-08-03 12:56 | 2017-10-18 17:26 | LN: SPRM.SPRM.BROOK-NICHOL.A | LN: SPRM.SPRM.11582.A
22992 | TMP130_22992 | SWPP | INT | LN 134PENTP - WESTMOR4 138 kV ftlo LN CIMARRON - CKHAL 138 kV | 268 | 308 | LN 134PENTP - WESTMOR4 138 kV | LN CIMARRON - CKHAL 138 kV | 2017-07-26 13:45 | 2017-10-18 17:26 | LN: OKGE.OKGE.WEST_134PENTP.A | LN: OKGE.OKGE.8798.A
23010 | TEMP35_23010 | SWPP | INT | LN CEDARGRO - SSHREVE 138 kV ftlo LN SWSHREV - SSHREVE 138 kV | 235 | 235 | LN CEDARGRO - SSHREVE 138 kV | LN SWSHREV - SSHREVE 138 kV | 2017-08-14 16:04 | 2017-10-18 17:26 | LN: CSWS.CSWS.SS_LINWOOD_1A.T1 | LN: CSWS.CSWS.SWSHR_SSHR.A
22701 | TMP152_22701 | SWPP | INT | LN 134PENTP - WESTMOR4 138 kV ftlo LN PLVAL - HOLWD 138 kV | 268 | 308 | LN 134PENTP - WESTMOR4 138 kV | LN PLVAL - HOLWD 138 kV | 2017-04-05 08:29 | 2017-10-18 17:26 | LN: OKGE.OKGE.WEST_134PENTP.A | LN: OKGE.OKGE.8826.A
22677 | TMP200_22677 | SWPP | INT | LN WDWRD1 - FPLSWTCH 138 kV ftlo LN WDWRDEHV - IODINE4 138 kV | 171 | 185 | LN WDWRD1 - FPLSWTCH 138 kV | LN WDWRDEHV - IODINE4 138 kV | 2017-03-28 12:57 | 2017-10-19 15:32 | LN: OKGE.OKGE.8691.A | LN: OKGE.OKGE.DEWEY_IODINE.A
20891 | TMP187_20891 |  | INT | LN MCCLAI - 134PENTP 138 kV ftlo LN MCCLAI - PLVAL 138 kV |  |  | LN MCCLAI - 134PENTP 138 kV | LN MCCLAI - PLVAL 138 kV | 2015-04-14 13:18 | 2017-10-19 15:32 | LN: OKGE.OKGE.MCCL_134PENTP.A | LN: OKGE.OKGE.MCCLAI_PLVAL_1.A
23011 | TMP221_23011 | SWPP | INT | LN REDBUD - RIVRSIDE 345 kV ftlo LN REDBUD - ARCAD7 345 kV | 901 | 1055 | LN REDBUD - RIVRSIDE 345 kV | LN REDBUD - ARCAD7 345 kV | 2017-08-14 18:52 | 2017-10-19 15:32 | LN: OKGE.OKGE.REDBUD_RIVER_1.A | LN: OKGE.OKGE.ARCAD_REDBUD_1.A
23004 | TMP227_23004 | SWPP | INT | LN 134PENTP - WESTMOR4 138 kV ftlo LN MCCLAI - SARA 138 kV | 268 | 308 | LN 134PENTP - WESTMOR4 138 kV | LN MCCLAI - SARA 138 kV | 2017-08-10 17:16 | 2017-10-19 15:32 | LN: OKGE.OKGE.WEST_134PENTP.A | LN: OKGE.OKGE.MCCLAI_SARA__1.A
22986 | TMP217_22986 | SWPP | INT | LN FPLSWTCH - WDWRD1 138 kV ftlo LN TATONGA - WDWRDEHV 345 kV | 133 | 153 | LN FPLSWTCH - WDWRD1 138 kV | LN TATONGA - WDWRDEHV 345 kV | 2017-07-23 18:46 | 2017-10-19 15:32 | LN: OKGE.OKGE.8691.A | LN: OKGE.OKGE.WWEHV_TATNGA.A
23026 | TMP222_23026 | SWPP | INT | LN 36_LEWIS - 52DELTP4 138 kV ftlo XF ONETA 345/138 kV | 278 | 278 | LN 36_LEWIS - 52DELTP4 138 kV | XF ONETA 345/138 kV | 2017-08-19 18:30 | 2017-10-19 15:32 | LN: CSWS.CSWS.52DELTP_36LEW.A | XF: CSWS.CSWS.ONETA.2049.2
23034 | TMP214_23034 | SWPP | INT | LN BEATRICE - HARBINE 115 kV ftlo LN PAULINE - GUIDER 115 kV | 99 | 109 | LN BEATRICE - HARBINE 115 kV | LN PAULINE - GUIDER 115 kV | 2017-08-23 12:36 | 2017-10-19 15:32 | LN: NPPD.NPPD.1175A.A | LN: NPPD.NPPD.12136.A
22868 | TMP194_22868 | SWPP | INT | XF ONETA 345/138 kV ftlo XF ONETA 345/138 kV | 560 | 616 | XF ONETA 345/138 kV | XF ONETA 345/138 kV | 2017-06-05 11:21 | 2017-10-19 15:32 | XF: CSWS.CSWS.ONETA.2049.2 | XF: CSWS.CSWS.ONETA.2048.1
23030 | TMP270_23030 | SWPP | INT | LN S_OTTAWA - PAOLA 161 kV ftlo LN LACYGNE - N345 345 kV | 152 | 167 | LN S_OTTAWA - PAOLA 161 kV | LN LACYGNE - N345 345 kV | 2017-08-21 11:45 | 2017-10-19 15:32 | LN: KCPL.KCPL.PAOLA__S_OTTA1.1 | LN: KCPL.KCPL.LACYGN_NEOSHO1.1
22531 | TMP257_22531 | SWPP | INT | XF ARCAD7 345/138 kV ftlo LN ARCAD7 - NOWST1 345 kV | 440 | 440 | XF ARCAD7 345/138 kV | LN ARCAD7 - NOWST1 345 kV | 2017-01-13 11:29 | 2017-10-19 15:32 | XF: OKGE.OKGE.ARCAD7.XFC.C | LN: OKGE.OKGE.8790.A
23153 | TEMP79_23153 | SWPP | INT | XF SIBLEY 345/1 kV ftlo LN SIBLEY - PHILL 345 kV | 400 | 440 | XF SIBLEY 345/1 kV | LN SIBLEY - PHILL 345 kV | 2017-10-08 20:47 | 2017-10-25 00:04 | XF: MPS.MPS.SIBLEY.T1.T1_P | LN: MPS.MPS.10978.A
23168 | TEMP58_23168 | SWPP | INT | LN NRTHEAST - GRAND_AV 161 kV ftlo LN NRTHEAST - GA_WEST 161 kV | 259 | 259 | LN NRTHEAST - GRAND_AV 161 kV | LN NRTHEAST - GA_WEST 161 kV | 2017-10-13 14:30 | 2017-10-25 00:04 | LN: KCPL.KCPL.GRAND__NRTHEA1.A | LN: KCPL.KCPL.NAVY___NRTHEA1.1
23201 | TEMP95_23201 | SWPP | INT | LN LAMB - HOCKLEY 115 kV ftlo LN TOLKSUB - YOAKUM 230 kV | 120 | 141 | LN LAMB - HOCKLEY 115 kV | LN TOLKSUB - YOAKUM 230 kV | 2017-10-22 14:34 | 2017-10-27 15:52 | LN: SPS.SPS.132.1 | LN: SPS.SPS.122.1
23158 | TEMP42_23158 | SWPP | INT | LN MURRYSP2 - STATE2 69 kV ftlo LN TARBY1 - SHAD-PT5 161 kV | 72 | 72 | LN MURRYSP2 - STATE2 69 kV | LN TARBY1 - SHAD-PT5 161 kV | 2017-10-10 08:35 | 2017-10-27 15:52 | LN: OKGE.OKGE.9135.B | LN: OKGE.OKGE.7431.A
23128 | TEMP53_23128 | SWPP | INT | XF LONGWOO 345/138 kV ftlo LN LONGWOO - SWSHREV 345 kV | 448 | 493 | XF LONGWOO 345/138 kV | LN LONGWOO - SWSHREV 345 kV | 2017-09-29 01:08 | 2017-10-27 15:52 | XF: CSWS.CSWS.LONGWOO.855.345_138 | LN: CSWS.CSWS.857.A
23045 | TEMP39_23045 | SWPP | INT | XF CIRC 230/115 kV ftlo LN EMPEC - WICH 345 kV | 280 | 308 | XF CIRC 230/115 kV | LN EMPEC - WICH 345 kV | 2017-09-01 15:19 | 2017-10-27 15:52 | XF: WR.WR.CIRC.1077.CIRC_67 | LN: WR.WR.EMPEC_WICH.1
22828 | TEMP48_22828 | SWPP | INT | LN CRKCREEK - CUDAHY1 115 kV ftlo LN SHOOTSTR - GRNBUR1 115 kV | 120 | 148 | LN CRKCREEK - CUDAHY1 115 kV | LN SHOOTSTR - GRNBUR1 115 kV | 2017-05-16 23:56 | 2017-10-27 15:52 | LN: SECI.SECI.10897.A | LN: SECI.SECI.SHOOT_GRNBUR.A
22937 | TEMP45_22937 | SWPP | INT | LN JAGG - PENT 115 kV ftlo LN STRA - 87TH_ST 345 kV | 173 | 260 | LN JAGG - PENT 115 kV | LN STRA - 87TH_ST 345 kV | 2017-07-03 13:54 | 2017-10-27 15:52 | LN: WR.WR.4168.1 | LN: WR.WR.CRAIG__STR_CR1.B
22897 | TEMP25_22897 | SWPP | INT | LN FTRANDL - SPENCE1 115 kV ftlo LN GRPRAIR - GRISLD1 345 kV | 120 | 120 | LN FTRANDL - SPENCE1 115 kV | LN GRPRAIR - GRISLD1 345 kV | 2017-06-14 18:37 | 2017-10-27 15:52 | LN: WAUE.WAUE.SPENCFTRAN11_1.1 | LN: NPPD.NPPD.GRISLD1_GRPRAI.A
22496 | TEMP44_22496 | SWPP | INT | LN NRTHEAST - CROSTOWN 161 kV ftlo LN NRTHEAST - GA_WEST 161 kV | 259 | 259 | LN NRTHEAST - CROSTOWN 161 kV | LN NRTHEAST - GA_WEST 161 kV | 2017-01-03 19:28 | 2017-10-27 15:52 | LN: KCPL.KCPL.CROSTO_NRTHEA1.1 | LN: KCPL.KCPL.NAVY___NRTHEA1.1
22935 | TMP110_22935 | SWPP | INT | LN PIONTAP - CTUSUBL 115 kV ftlo LN FINNEY1 - HITCH 345 kV | 153 | 159 | LN PIONTAP - CTUSUBL 115 kV | LN FINNEY1 - HITCH 345 kV | 2017-06-30 15:08 | 2017-10-27 16:04 | LN: SECI.SECI.10089.A | LN: SPS.SPS.FINNEY_HITCH.A
23190 | TMP114_23190 | SWPP | INT | LN RENFROW7 - RENFROWF 138 kV ftlo LN HUNTERS7 - WDRNG1 345 kV | 179 | 179 | LN RENFROW7 - RENFROWF 138 kV | LN HUNTERS7 - WDRNG1 345 kV | 2017-10-18 11:31 | 2017-10-27 16:04 | LN: OKGE.OKGE.RENFROW_TIE.A | LN: OKGE.OKGE.8622.A
23035 | TMP168_23035 | SWPP | INT | LN NE_GAS - TULSA_NO 138 kV ftlo LN RICE_CRT - BART_SE 138 kV | 212 | 212 | LN NE_GAS - TULSA_NO 138 kV | LN RICE_CRT - BART_SE 138 kV | 2017-08-23 20:01 | 2017-10-27 16:04 | LN: CSWS.CSWS.2069.A | LN: CSWS.CSWS.1_816A.A
23123 | TMP226_23123 | SWPP | INT | LN NORL - INDA 115 kV ftlo LN HOYT - STRA 345 kV | 173 | 179 | LN NORL - INDA 115 kV | LN HOYT - STRA 345 kV | 2017-09-27 21:33 | 2017-10-27 16:04 | LN: WR.WR.NORL_INDA.A | LN: WR.WR.11_HOYT.1
23130 | TMP190_23130 | SWPP | INT | LN MARSHAL3 - SMIT 115 kV ftlo XF ELM_CRK 345/230 kV | 86 | 92 | LN MARSHAL3 - SMIT 115 kV | XF ELM_CRK 345/230 kV | 2017-10-01 08:18 | 2017-10-27 16:04 | LN: WR.WR.MARSHAL3_SMIT.A | XF: SECI.SECI.ELM_CRK.TR01.1
23140 | TMP224_23140 | SWPP | INT | XF SEMINOLE 345/138 kV ftlo XF SEMINOLE 345/138 kV | 448 | 448 | XF SEMINOLE 345/138 kV | XF SEMINOLE 345/138 kV | 2017-10-03 11:32 | 2017-10-27 16:04 | XF: OKGE.OKGE.SEMINOLE.8933.A | XF: OKGE.OKGE.SEMINOLE.8934.B
23096 | TMP167_23096 | SWPP | INT | LN LYN_REC1 - TERRY_CO 115 kV ftlo LN WOLFFORT - TERRY_CO 115 kV | 80 | 80 | LN LYN_REC1 - TERRY_CO 115 kV | LN WOLFFORT - TERRY_CO 115 kV | 2017-09-21 03:19 | 2017-10-27 16:04 | LN: SPS.SPS.TERRYLYN_R11_1.1 | LN: SPS.SPS.161.1
23112 | TMP182_23112 | SWPP | INT | LN BUSHLAND - HILLSIDE 115 kV ftlo LN BUSHLAND - DEAFSMIT 230 kV | 159 | 159 | LN BUSHLAND - HILLSIDE 115 kV | LN BUSHLAND - DEAFSMIT 230 kV | 2017-09-24 01:54 | 2017-10-27 16:04 | LN: SPS.SPS.V52.A | LN: SPS.SPS.BUSHL_DEAFSM.1
22925 | TMP185_22925 | SWPP | INT | LN EMAN - NMAN 230 kV ftlo LN JEFF - SUMM 345 kV | 363 | 363 | LN EMAN - NMAN 230 kV | LN JEFF - SUMM 345 kV | 2017-06-26 14:54 | 2017-10-27 16:04 | LN: WR.WR.NMAN_EMAN.A | LN: WR.WR.JEFFSUMM34_1.1
22976 | TMP207_22976 | SWPP | INT | LN GORD - 45TH_ST 138 kV ftlo LN GORD - LAKERDGE 138 kV | 382 | 382 | LN GORD - 45TH_ST 138 kV | LN GORD - LAKERDGE 138 kV | 2017-07-19 16:52 | 2017-10-27 16:04 | LN: WR.WR.GORD_45TH.A | LN: WR.WR.GORDHOOV13_1.A
22858 | TMP136_22858 | SWPP | INT | LN CENTNIAL - PAOLA 161 kV ftlo LN W_GARDNR - PLESNTV 161 kV | 215 | 215 | LN CENTNIAL - PAOLA 161 kV | LN W_GARDNR - PLESNTV 161 kV | 2017-05-29 12:36 | 2017-10-27 16:04 | LN: KCPL.KCPL.CENTNI_PAOLA_1.1 | LN: KCPL.KCPL.PLESNTV_WGRDNR.A
22145 | TMP232_22145 | SWPP | INT | LN TOLKSUB - TUCO 230 kV ftlo LN TOLKSUB - PLXSUB 230 kV | 319 | 319 | LN TOLKSUB - TUCO 230 kV | LN TOLKSUB - PLXSUB 230 kV | 2016-09-17 14:57 | 2017-10-27 16:04 | LN: SPS.SPS.TOLKSTUCO50_1.1 | LN: SPS.SPS.126.1
21791 | TMP233_21791 |  | INT | LN TOLKSUB - TUCO 230 kV ftlo LN PLXSUB - NEWHART 230 kV |  |  | LN TOLKSUB - TUCO 230 kV | LN PLXSUB - NEWHART 230 kV |  | 2017-10-27 16:04 | LN: SPS.SPS.TOLKSTUCO50_1.1 | LN: SPS.SPS.108.1
23065 | TMP264_23065 | SWPP | INT | LN COLLEGE - OLATHE 161 kV ftlo LN OVRLD_PK - BRKRIDGE 161 kV | 293 | 334 | LN COLLEGE - OLATHE 161 kV | LN OVRLD_PK - BRKRIDGE 161 kV | 2017-09-10 16:26 | 2017-10-30 15:56 | LN: KCPL.KCPL.COLLEG_OLATHE1.1 | LN: KCPL.KCPL.BRKRID_OVRLD_1.1
23084 | TMP258_23084 | SWPP | INT | XF DIANA 345/138 kV ftlo LN DIANA - WELSH 345 kV | 430 | 473 | XF DIANA 345/138 kV | LN DIANA - WELSH 345 kV | 2017-09-16 01:46 | 2017-10-30 15:56 | XF: CSWS.CSWS.DIANA.891.NORTH_345_ | LN: CSWS.CSWS.896.A
23143 | TMP252_23143 | SWPP | INT | LN AUBU - SWIS 230 kV ftlo LN JEFF - MORR 345 kV | 319 | 351 | LN AUBU - SWIS 230 kV | LN JEFF - MORR 345 kV | 2017-10-03 23:30 | 2017-10-30 15:56 | LN: WR.WR.4011.1 | LN: WR.WR.12.1
23202 | TMP270_23202 | SWPP | INT | LN CKSKI1 - KILDR 138 kV ftlo LN HUNTERS7 - WDRNG1 345 kV | 194 | 222 | LN CKSKI1 - KILDR 138 kV | LN HUNTERS7 - WDRNG1 345 kV | 2017-10-23 12:15 | 2017-10-30 15:56 | LN: OKGE.OKGE.8669.A | LN: OKGE.OKGE.8622.A
23182 | TMP248_23182 | SWPP | INT | XF RENFROW7 345/1 kV ftlo LN HUNTERS7 - WDRNG1 345 kV | 478 | 478 | XF RENFROW7 345/1 kV | LN HUNTERS7 - WDRNG1 345 kV | 2017-10-16 22:35 | 2017-10-30 15:56 | XF: OKGE.OKGE.RENFROW7.TR2.TR2A | LN: OKGE.OKGE.8622.A
22926 | TMP275_22926 | SWPP | INT | XF TARBY1 161/69 kV ftlo LN AES5 - BONTP 161 kV | 123 | 134 | XF TARBY1 161/69 kV | LN AES5 - BONTP 161 kV | 2017-06-26 21:52 | 2017-10-30 15:56 | XF: OKGE.OKGE.TARBY1.9131.B | LN: OKGE.OKGE.AES5___BONTP_1.A
22101 | TMP273_22101 | SWPP | INT | LN MILANTP - CLEARWT4 138 kV ftlo LN MATHWSN7 - TATONGA 345 kV | 110 | 110 | LN MILANTP - CLEARWT4 138 kV | LN MATHWSN7 - TATONGA 345 kV | 2016-09-02 14:40 | 2017-10-30 15:56 | LN: SECI.SECI.CLEARW_MILAN_1.A | LN: OKGE.OKGE.TATONGA_MATHWS.A
23038 | TEMP05_23038 | SWPP | INT | XF ONETA 345/138 kV ftlo XF ONETA 345/138 kV | 675 | 675 | XF ONETA 345/138 kV | XF ONETA 345/138 kV | 2017-08-27 15:40 | 2017-11-09 13:40 | XF: CSWS.CSWS.ONETA.2050.5 | XF: CSWS.CSWS.ONETA.2048.1
23043 | TMP101_23043 | SWPP | INT | LN MEADW_GR - KELLY 230 kV ftlo LN GRPRAIR - GRISLD1 345 kV | 387 | 425 | LN MEADW_GR - KELLY 230 kV | LN GRPRAIR - GRISLD1 345 kV | 2017-09-01 04:08 | 2017-11-09 13:40 | LN: NPPD.NPPD.MEADWGRV_KELLY.A | LN: NPPD.NPPD.GRISLD1_GRPRAI.A
23027 | TEMP87_23027 | SWPP | INT | LN TULSA_NO - CID_TAP 138 kV ftlo XF ONETA 345/138 kV | 168 | 168 | LN TULSA_NO - CID_TAP 138 kV | XF ONETA 345/138 kV | 2017-08-19 22:13 | 2017-11-09 13:40 | LN: CSWS.CSWS.2065.A | XF: CSWS.CSWS.ONETA.2048.1
23019 | TEMP47_23019 | SWPP | INT | LN BART_COM - MOUND_RD 138 kV ftlo LN NE_GAS - TULSA_NO 138 kV | 106 | 106 | LN BART_COM - MOUND_RD 138 kV | LN NE_GAS - TULSA_NO 138 kV | 2017-08-16 22:10 | 2017-11-09 13:40 | LN: CSWS.CSWS.2090.A | LN: CSWS.CSWS.2069.A
23137 | TMP106_23137 | SWPP | INT | LN CORNTP4 - NAPLES1 138 kV ftlo LN LEONARD - TUTTLE 138 kV | 145 | 169 | LN CORNTP4 - NAPLES1 138 kV | LN LEONARD - TUTTLE 138 kV | 2017-10-02 15:38 | 2017-11-09 13:40 | LN: WFEC.WFEC.NAPLES1_CORNTP.1 | LN: CSWS.CSWS.LEONARD_TUTTLE.A
22966 | TEMP93_22966 | SWPP | INT | LN VERD_TAP - AMC_TAP 138 kV ftlo LN NE_GAS - OWASSO 138 kV | 136 | 136 | LN VERD_TAP - AMC_TAP 138 kV | LN NE_GAS - OWASSO 138 kV | 2017-07-11 17:14 | 2017-11-09 13:40 | LN: CSWS.CSWS.2078A.A | LN: CSWS.CSWS.2079.A
22875 | TEMP09_22875 | SWPP | INT | LN BA_NORTH - E_21_TP 138 kV ftlo XF RIVRSIDE 345/138 kV | 212 | 212 | LN BA_NORTH - E_21_TP 138 kV | XF RIVRSIDE 345/138 kV | 2017-06-05 18:40 | 2017-11-09 13:40 | LN: CSWS.CSWS.2022.A | XF: CSWS.CSWS.RIVRSIDE.2009.1_T
22854 | TMP102_22854 | SWPP | INT | XF WDRNG1 345/138 kV ftlo LN WDRNG1 - MATHWSN7 345 kV | 287 | 287 | XF WDRNG1 345/138 kV | LN WDRNG1 - MATHWSN7 345 kV | 2017-05-27 12:59 | 2017-11-09 13:40 | XF: OKGE.OKGE.WDRNG1.8618.A | LN: OKGE.OKGE.WDRNG1_MATHWSN.A
22814 | TEMP85_22814 | SWPP | INT | XF WICH 345/138 kV ftlo XF WICH 345/138 kV | 400 | 430 | XF WICH 345/138 kV | XF WICH 345/138 kV | 2017-05-13 15:16 | 2017-11-09 13:40 | XF: WR.WR.WICH.4359.WICH_12 | XF: WR.WR.WICH.1064.WICH_11
21950 | TMP108_21950 |  | INT | LN MUSKTAP - GORE1 161 kV ftlo LN MUSKOGEE - FTSMTH 345 kV |  |  | LN MUSKTAP - GORE1 161 kV | LN MUSKOGEE - FTSMTH 345 kV | 2016-07-01 10:33 | 2017-11-09 13:40 | LN: SPA.SPA.7408.A | LN: OKGE.OKGE.9099.A
22267 | TEMP68_22267 | SWPP | INT | LN ELK-CITY - CLINT_J 138 kV ftlo LN SWEETWT6 - WHEELER 230 kV | 152 | 152 | LN ELK-CITY - CLINT_J 138 kV | LN SWEETWT6 - WHEELER 230 kV | 2016-10-17 16:33 | 2017-11-09 13:40 | LN: CSWS.CSWS.2221.A | LN: SPS.SPS.SWEET_WHEEL.A
22559 | TMP122_22559 | SWPP | INT | LN SETAB1 - SCOTCTY 115 kV ftlo LN SETAB1 - HOLCOM1 345 kV | 196 | 196 | LN SETAB1 - SCOTCTY 115 kV | LN SETAB1 - HOLCOM1 345 kV | 2017-01-30 08:14 | 2017-11-09 13:40 | LN: SECI.SECI.10130.A | LN: SECI.SECI.10148.A
22883 | TMP148_22883 | SWPP | INT | LN SW_STA - NORGE_RD 138 kV ftlo LN SW_STA - VERDEN4 138 kV | 136 | 136 | LN SW_STA - NORGE_RD 138 kV | LN SW_STA - VERDEN4 138 kV | 2017-06-11 02:40 | 2017-11-09 13:52 | LN: CSWS.CSWS.2246.A | LN: CSWS.CSWS.2248.A
22904 | TMP123_22904 | SWPP | INT | LN KELL - KIHI 115 kV ftlo XF TECH 161/115 kV | 86 | 92 | LN KELL - KIHI 115 kV | XF TECH 161/115 kV | 2017-06-18 10:45 | 2017-11-09 13:52 | LN: WR.WR.KELLKIHI11_1.1 | XF: WR.WR.TECH.4374.TECH_1
23220 | TMP160_23220 | SWPP | INT | LN ELPA - 59TH 138 kV ftlo XF WICH 345/138 kV | 212 | 232 | LN ELPA - 59TH 138 kV | XF WICH 345/138 kV | 2017-10-28 00:31 | 2017-11-09 13:52 | LN: WR.WR.ELPAMURR13_1.A | XF: WR.WR.WICH.1064.WICH_11
23085 | TMP265_23085 | SWPP | INT | LN HASTING_ - PAULINE 115 kV ftlo LN SWEETW4 - AXTELL1 345 kV | 115 | 126 | LN HASTING_ - PAULINE 115 kV | LN SWEETW4 - AXTELL1 345 kV | 2017-09-16 14:27 | 2017-11-09 13:52 | LN: NPPD.NPPD.NP_1148-A.1 | LN: NPPD.NPPD.12006.A
23086 | TMP195_23086 | SWPP | INT | LN NESCTY - ALXNDR 115 kV ftlo LN FINNEY1 - HITCH 345 kV | 80 | 80 | LN NESCTY - ALXNDR 115 kV | LN FINNEY1 - HITCH 345 kV | 2017-09-16 14:50 | 2017-11-09 13:52 | LN: WR.MIDW.10028.A | LN: SPS.SPS.FINNEY_HITCH.A
23072 | TMP139_23072 | SWPP | INT | LN PAULINE - HASTING_ 115 kV ftlo LN SWEETW4 - GRISLD1 345 kV | 115 | 126 | LN PAULINE - HASTING_ 115 kV | LN SWEETW4 - GRISLD1 345 kV | 2017-09-13 21:40 | 2017-11-09 13:52 | LN: NPPD.NPPD.NP_1148-A.1 | LN: NPPD.NPPD.GRISLD1_SWEETW.A
23079 | TMP133_23079 | SWPP | INT | LN EHALLTP3 - ROLLHLS3 115 kV ftlo LN NEW_RICE - CIRC 230 kV | 73 | 73 | LN EHALLTP3 - ROLLHLS3 115 kV | LN NEW_RICE - CIRC 230 kV | 2017-09-14 15:52 | 2017-11-09 13:52 | LN: SECI.SECI.ROLL_EHALLTP3.A | LN: WR.MIDW.CIRC_NEWRICE.A
20831 | TMP112_20831 |  | RCF | XF PLMY 345/161 kV ftlo LN MTGY - ENON_TP 345 kV |  |  | XF PLMY 345/161 kV | LN MTGY - ENON_TP 345 kV | 2015-06-10 18:09 | 2017-11-14 15:08 | XF: AMRN.AMRN.PLMY.XFMR.XFMR_1 | LN: AMRN.AMRN.BELU-MTGY-6.B
1968 | BAXRAYGRAFRA | MISO_S | RCF | LN B_WLSN - RBEHV 500 kV ftlo LN G_GULF - FRKLIN 500 kV | 2598 | 2598 | LN B_WLSN - RBEHV 500 kV | LN G_GULF - FRKLIN 500 kV | 2017-06-01 11:14 | 2017-11-15 14:49 | LN: EES.EES.B_WLSN_RBEHV_8.A | LN: EES.EES.FRKLIN_G_GULF8.A
1971 | MCAXFRCHO8CL |  | RCF | XF MCADMS 500/1 kV ftlo LN CHOCTAW - 8CLAY 500 kV |  |  | XF MCADMS 500/1 kV | LN CHOCTAW - 8CLAY 500 kV | 2015-08-13 16:23 | 2017-11-15 14:49 | XF: EES.EES.MCADMS.AT1.AT1 | LN: TVA.TVA.CHOC_WPONT.A
1330 | MCAXFRMCALAK |  | RCF | XF MCADMS 500/1 kV ftlo LN MCADMS - LAKOVR 500 kV |  |  | XF MCADMS 500/1 kV | LN MCADMS - LAKOVR 500 kV | 2015-08-13 16:23 | 2017-11-15 14:49 | XF: EES.EES.MCADMS.AT1.AT1 | LN: EES.EES.MCADMS_LAKOVR8.A
3747 | LAKFOXNOBLAK |  | RCF | LN LAKEFLD - FOX_LK 161 kV ftlo LN LAKEFLD - NOBLES 345 kV |  |  | LN LAKEFLD - FOX_LK 161 kV | LN LAKEFLD - NOBLES 345 kV |  | 2017-11-15 14:49 | LN: ALTW.ALTW.LAKEFFOX_L16_1.1 | LN: ALTW.ALTW.LAKEFNOBLE34_1.1
3333 | HASCLAFAIPRT |  | RCF | LN HASTING - CLARNDA 161 kV ftlo XF FAIRPORT 345/161 kV |  |  | LN HASTING - CLARNDA 161 kV | XF FAIRPORT 345/161 kV | 2015-08-31 23:59 | 2017-11-15 14:49 | LN: MEC.MEC.CLARNHASTI16_1.1 | XF: AECI.AECI.FAIRPORT.3498.T3
6477 | MCAXF1MCAXF2 |  | RCF | XF MCADMS 500/1 kV ftlo XF MCADMS 500/1 kV |  |  | XF MCADMS 500/1 kV | XF MCADMS 500/1 kV |  | 2017-11-15 14:49 | XF: EES.EES.MCADMS.AT1.AT1 | XF: EES.EES.MCADMS.AT2.AT2
6538 | SIOSPLLAKRAU |  | RCF | LN SPLT_RT - SIOUXCY 345 kV ftlo LN LAKEFLD - OBRIENCO 345 kV |  |  | LN SPLT_RT - SIOUXCY 345 kV | LN LAKEFLD - OBRIENCO 345 kV |  | 2017-11-15 14:49 | LN: WAUE.WAUE.SPLT_SIOUX34_1.1 | LN: ALTW.ALTW.LAKEFOBRIE34_1.1
6548 | SPLTSIOXSPSX | MISO | RCF | LN SPLIT_R - SIOUXFL 230 kV ftlo LN SPLT_RT - SIOUXCY 345 kV | 342 | 342 | LN SPLIT_R - SIOUXFL 230 kV | LN SPLT_RT - SIOUXCY 345 kV | 2014-09-02 17:53 | 2017-11-15 14:49 | LN: NSP.NSP.SIOUXSPLIT23_1.1 | LN: WAUE.WAUE.SPLT_SIOUX34_1.1
3765 | RUTWINNOBLAK | MISO | RCF | LN RUTLAND - HUNTLEY2 161 kV ftlo LN LAKEFLD - NOBLES 345 kV | 168 | 168 | LN RUTLAND - HUNTLEY2 161 kV | LN LAKEFLD - NOBLES 345 kV | 2016-10-01 00:01 | 2017-11-15 14:49 | LN: ALTW.ALTW.HUNTLRUTLA16_1.1 | LN: ALTW.ALTW.LAKEFNOBLE34_1.1
20855 | TMP164_20855 | SWPP | RCF | LN IATAN - STRA 345 kV ftlo LN IATAN - NASHUA 345 kV | 1195 | 1195 | LN IATAN - STRA 345 kV | LN IATAN - NASHUA 345 kV | 2015-04-02 13:31 | 2017-11-15 14:49 | LN: KCPL.KCPL.IATAN__STR_CR1.1 | LN: KCPL.KCPL.IATAN_NASHUA.A
22676 | TMP121_22676 | SWPP | RCF | XF DKSN_ND 230/1 kV ftlo LN BELFELD - CHAR_CK 345 kV | 100 | 125 | XF DKSN_ND 230/1 kV | LN BELFELD - CHAR_CK 345 kV | 2017-03-27 20:55 | 2017-11-15 14:49 | XF: MDU.MDU.DKSN_ND.TR11.TR11 | LN: WAUE.WAUE.BELFECHAR_34_1.1
22320 | TEMP80_22320 | SWPP | RCF | LN WELSH - DIANA 345 kV ftlo LN WELSH - DIANA 345 kV | 905 | 1059 | LN WELSH - DIANA 345 kV | LN WELSH - DIANA 345 kV | 2016-10-31 16:13 | 2017-11-15 14:49 | LN: CSWS.CSWS.897.B | LN: CSWS.CSWS.896.A
23091 | TMP230_23091 | SWPP | CFG | LN TRUM_SPA - NWARSAEC 161 kV ftlo LN SIBL_KCP - OVER 345 kV | 223 | 223 | LN TRUM_SPA - NWARSAEC 161 kV | LN SIBL_KCP - OVER 345 kV | 2017-09-22 23:05 | 2017-11-15 14:49 | LN: AECI.AECI.GRAVOI-TRUMN.A | LN: AMRN.AMRN.OVER-SIB-3.A
23093 | TMP218_23093 | SWPP | RCF | XF FTSMTH 345/161 kV ftlo LN VALLIANT - LYDIA 345 kV | 478 | 478 | XF FTSMTH 345/161 kV | LN VALLIANT - LYDIA 345 kV | 2017-09-20 08:04 | 2017-11-15 14:49 | XF: OKGE.OKGE.FTSMTH.T6.T6 | LN: CSWS.CSWS.926.A
23103 | TMP234_23103 | SWPP | RCF | LN CLINTON - WINDSR5 161 kV ftlo LN SIBL_KCP - OVER 345 kV | 228 | 259 | LN CLINTON - WINDSR5 161 kV | LN SIBL_KCP - OVER 345 kV | 2017-09-22 12:10 | 2017-11-15 14:49 | LN: MPS.MPS.CLINT_WINDSR_1.A | LN: AMRN.AMRN.OVER-SIB-3.A
23133 | TEMP12_23133 | SWPP | RCF | LN WELSH - WILKES 345 kV ftlo XF DIANA 345/138 kV | 970 | 970 | LN WELSH - WILKES 345 kV | XF DIANA 345/138 kV | 2017-10-02 13:26 | 2017-11-15 14:49 | LN: CSWS.CSWS.974.A | XF: CSWS.CSWS.DIANA.891.NORTH_345_
23020 | TMP146_23020 | SWPP | RCF | LN DUMONTCB - PRKRBGCB 69 kV ftlo LN EMERY - FLOYD 161 kV | 57 | 63 | LN DUMONTCB - PRKRBGCB 69 kV | LN EMERY - FLOYD 161 kV | 2017-08-17 09:55 | 2017-11-15 14:49 | LN: WAUE.WAUE.PRKRBDUMON69_1.1 | LN: ALTW.ALTW.FLOYDEMERY16_1.1
23009 | TEMP34_23009 | SWPP | RCF | LN SALISBRY - NORTON 161 kV ftlo LN MCRD - MCC2 345 kV | 167 | 167 | LN SALISBRY - NORTON 161 kV | LN MCRD - MCC2 345 kV | 2017-08-14 10:35 | 2017-11-15 14:49 | LN: KCPL.KCPL.NORTON_SALISB1.1 | LN: AMRN.AMRN.AECI-MCRD.A
22996 | TMP274_22996 | MISO | RCF | LN CSYW - SULLIVAN 345 kV ftlo LN BUNSONVL - EUGENE 345 kV | 1319 | 1319 | LN CSYW - SULLIVAN 345 kV | LN BUNSONVL - EUGENE 345 kV | 2017-08-04 23:30 | 2017-11-15 14:49 | LN: AEP.AEP.SULL-CSYW-1.1 | LN: AMIL.AMIL.BNSV_EGNE_4501.A
23025 | TMP180_23025 | SWPP | RCF | LN EXIRAWA - ANTA_TP 161 kV ftlo LN RAUN - FT_CAL 345 kV | 207 | 207 | LN EXIRAWA - ANTA_TP 161 kV | LN RAUN - FT_CAL 345 kV | 2017-08-19 15:44 | 2017-11-15 14:49 | LN: WAUE.WAUE.EXIRAANTA_16_1.1 | LN: MEC.MEC.FT_CARAUN34_1.1
23138 | TMP176_23138 | SWPP | RCF | LN WILKES - LONSTR_S 138 kV ftlo XF DIANA 345/138 kV | 359 | 394 | LN WILKES - LONSTR_S 138 kV | XF DIANA 345/138 kV | 2017-10-02 16:02 | 2017-11-15 14:49 | LN: CSWS.CSWS.LONSTWILKE11_1.A | XF: CSWS.CSWS.DIANA.891.NORTH_345_
22919 | TMP120_22919 | SWPP | RCF | LN GRPRAIR - GRISLD1 345 kV ftlo LN NUNDRWD - WAYSID_W 230 kV | 717 | 717 | LN GRPRAIR - GRISLD1 345 kV | LN NUNDRWD - WAYSID_W 230 kV | 2017-06-24 11:11 | 2017-11-15 14:49 | LN: NPPD.NPPD.GRISLD1_GRPRAI.A | LN: WAUE.WAUE.NUNDRWAYSI23_1.1
22941 | TEMP65_22941 | SWPP | RCF | LN WILISTN2 - LTLMUDDY 115 kV ftlo XF TIOGA 230/1 kV | 102 | 102 | LN WILISTN2 - LTLMUDDY 115 kV | XF TIOGA 230/1 kV | 2017-07-05 14:54 | 2017-11-15 14:49 | LN: WAUE.WAUE.WILISLTLMU11_1.1 | XF: MDU.MDU.TIOGA.TR1.TR1
22980 | TEMP78_22980 | SWPP | RCF | LN DICY - TRIBOJI 161 kV ftlo LN LAKEFLD - OBRIENCO 345 kV | 235 | 235 | LN DICY - TRIBOJI 161 kV | LN LAKEFLD - OBRIENCO 345 kV | 2017-09-07 14:25 | 2017-12-05 22:43 | LN: ALTW.ALTW.DICYTRIBO16_1.1 | LN: ALTW.ALTW.LAKEFOBRIE34_1.1
23048 | TEMP84_23048 | MISO | RCF | LN CWL_MCBN - MCBN 161 kV ftlo LN KINGDOM - MILRSBRG 161 kV | 9999 | 9999 | LN CWL_MCBN - MCBN 161 kV | LN KINGDOM - MILRSBRG 161 kV | 2017-09-08 15:03 | 2017-12-05 22:43 | LN: CWLD.CWLD.MCBN-MCBN_TP.A | LN: AECI.AECI.KINGDOM-MLRSBG.A
23050 | TEMP51_23050 | MISO | RCF | LN CAYLER - WISDOMCB 161 kV ftlo LN LAKEFLD - OBRIENCO 345 kV | 215 | 215 | LN CAYLER - WISDOMCB 161 kV | LN LAKEFLD - OBRIENCO 345 kV | 2017-09-07 14:25 | 2017-12-05 22:43 | LN: ALTW.ALTW.CAYLEWISDO16_1.1 | LN: ALTW.ALTW.LAKEFOBRIE34_1.1
23053 | TEMP56_23053 | MISO | RCF | LN COLBY - EMERY 161 kV ftlo LN MITCHLCO - HAZLTON 345 kV | 327 | 327 | LN COLBY - EMERY 161 kV | LN MITCHLCO - HAZLTON 345 kV | 2017-09-07 14:25 | 2017-12-05 22:43 | LN: ALTW.ALTW.COLBYEMERY16_1.1 | LN: ALTW.ALTW.MITCHHAZLT34_1.1
22993 | TMP135_22993 | MISO | RCF | LN DKSN_ND - MATTHSON 115 kV ftlo LN HEBRON4 - MANDAN 230 kV | 102 | 102 | LN DKSN_ND - MATTHSON 115 kV | LN HEBRON4 - MANDAN 230 kV | 2017-07-28 19:56 | 2017-12-05 22:43 | LN: MDU.MDU.MATTHDKSN_11_1.1 | LN: WAUE.WAUE.HEBRON4_MANDAN.A
23196 | TEMP35_23196 | SWPP | INT | LN GA_WEST - CROSTOWN 161 kV ftlo LN HAWTHORN - LEEDS 161 kV | 259 | 259 | LN GA_WEST - CROSTOWN 161 kV | LN HAWTHORN - LEEDS 161 kV | 2017-10-20 13:53 | 2017-12-06 15:17 | LN: KCPL.KCPL.CROSTO_GA_WES1.1 | LN: KCPL.KCPL.HAWTHO_LEEDS_2.A
23258 | TEMP09_23258 | SWPP | INT | LN 134PENTP - WESTMOR4 138 kV ftlo LN PLVAL - CHRCK 138 kV | 268 | 308 | LN 134PENTP - WESTMOR4 138 kV | LN PLVAL - CHRCK 138 kV | 2017-11-10 14:52 | 2017-12-06 15:17 | LN: OKGE.OKGE.WEST_134PENTP.A | LN: OKGE.OKGE.8827.A
22621 | TEMP24_22621 | SWPP | INT | LN EARLSBRH - FIXICO_T 138 kV ftlo LN SEMINOLE - PITTSB9 345 kV | 121 | 121 | LN EARLSBRH - FIXICO_T 138 kV | LN SEMINOLE - PITTSB9 345 kV | 2017-03-05 18:44 | 2017-12-06 15:17 | LN: CSWS.CSWS.81_842.A | LN: OKGE.OKGE.SEMINOLE.A
23217 | TEMP58_23217 | SWPP | INT | LN 29EVENG3 - 29GA 115 kV ftlo LN JEFF - HOYT 345 kV | 141 | 141 | LN 29EVENG3 - 29GA 115 kV | LN JEFF - HOYT 345 kV | 2017-10-26 10:34 | 2017-12-06 15:17 | LN: WR.WR.4121.1 | LN: WR.WR.HOYTJEFF34_1.1
23197 | TEMP57_23197 | SWPP | INT | LN 134PENTP - WESTMOR4 138 kV ftlo LN MCCLAI - PLVAL 138 kV | 268 | 268 | LN 134PENTP - WESTMOR4 138 kV | LN MCCLAI - PLVAL 138 kV | 2017-10-20 13:53 | 2017-12-06 15:17 | LN: OKGE.OKGE.WEST_134PENTP.A | LN: OKGE.OKGE.MCCLAI_PLVAL_1.A
23208 | TMP152_23208 | SWPP | INT | LN BENT - CHIS 138 kV ftlo LN ELPA - 59TH 138 kV | 239 | 239 | LN BENT - CHIS 138 kV | LN ELPA - 59TH 138 kV | 2017-10-24 17:12 | 2017-12-06 15:17 | LN: WR.WR.BENTCHIS13_1.1 | LN: WR.WR.ELPAMURR13_1.A
23181 | TMP107_23181 | SWPP | INT | LN TOLKSUB - YOAKUM 230 kV ftlo LN CROSSRDS - EDDY_CO 345 kV | 319 | 319 | LN TOLKSUB - YOAKUM 230 kV | LN CROSSRDS - EDDY_CO 345 kV | 2017-10-16 17:11 | 2017-12-06 15:17 | LN: SPS.SPS.122.1 | LN: SPS.SPS.EDDY_CROSSRDS.A
23176 | TMP154_23176 | SWPP | INT | LN PHILL - HSNVL1 161 kV ftlo LN PHILL - LKWINGB 161 kV | 223 | 223 | LN PHILL - HSNVL1 161 kV | LN PHILL - LKWINGB 161 kV | 2017-10-16 09:06 | 2017-12-06 15:17 | LN: MPS.MPS.11031.A | LN: MPS.MPS.11032.A
23024 | TEMP77_23024 | SWPP | INT | LN TUPLOTP4 - TUPELO2 138 kV ftlo LN CANEY1 - LCITY 138 kV | 143 | 143 | LN TUPLOTP4 - TUPELO2 138 kV | LN CANEY1 - LCITY 138 kV | 2017-08-18 22:30 | 2017-12-06 15:17 | LN: WFEC.WFEC.7448.A | LN: OKGE.OKGE.9039.A
23127 | TEMP52_23127 | SWPP | INT | XF CIMARRON 345/138 kV ftlo LN CIMARRON - DRAPR1 345 kV | 478 | 478 | XF CIMARRON 345/138 kV | LN CIMARRON - DRAPR1 345 kV | 2017-09-29 01:08 | 2017-12-06 15:17 | XF: OKGE.OKGE.CIMARRON.8801.A | LN: OKGE.OKGE.8803.A
23083 | TMP143_23083 | SWPP | INT | LN TULSA_NO - CID_TAP 138 kV ftlo LN ONETA - BA_NORTH 138 kV | 168 | 168 | LN TULSA_NO - CID_TAP 138 kV | LN ONETA - BA_NORTH 138 kV | 2017-09-15 17:38 | 2017-12-06 15:17 | LN: CSWS.CSWS.2065.A | LN: CSWS.CSWS.2024.A
23078 | TMP127_23078 | SWPP | INT | XF SUNDOWN2 230/115 kV ftlo LN WOLFFORT - TERRY_CO 115 kV | 149 | 149 | XF SUNDOWN2 230/115 kV | LN WOLFFORT - TERRY_CO 115 kV | 2017-09-14 15:52 | 2017-12-06 15:17 | XF: SPS.SPS.SUNDOWN2.769.SDN_115XF | LN: SPS.SPS.161.1
22974 | TMP125_22974 | SWPP | INT | LN ORO1101 - OAK432 161 kV ftlo LN TIP2921 - NEOSPA 161 kV | 223 | 223 | LN ORO1101 - OAK432 161 kV | LN TIP2921 - NEOSPA 161 kV | 2017-07-17 20:27 | 2017-12-06 15:17 | LN: EDE.EDE.11333.A | LN: SPA.SPA.7363.A
22907 | TEMP37_22907 | SWPP | INT |  | 125 | 125 | LN HAYBUTTE - ARNEGARD 115 kV |  | 2017-06-20 12:47 | 2017-12-06 15:17 | LN: WAUE.WAUE.HAYBUTTE_ARNEG.A
22910 | TMP158_22910 | SWPP | INT | LN MOUNDCTY - GLNHAMWP 230 kV ftlo LN LELANDO - FTTHOMP 345 kV | 240 | 264 | LN MOUNDCTY - GLNHAMWP 230 kV | LN LELANDO - FTTHOMP 345 kV | 2017-06-21 03:09 | 2017-12-06 15:29 | LN: WAUE.WAUE.GLENHBISMA23_1.1 | LN: WAUE.WAUE.FTTHOLELAN34_1.1
23108 | TMP175_23108 | SWPP | INT | LN RAM452 - ORO1101 161 kV ftlo LN STL4391 - JOP1451 161 kV | 290 | 290 | LN RAM452 - ORO1101 161 kV | LN STL4391 - JOP1451 161 kV | 2017-09-22 14:20 | 2017-12-06 15:29 | LN: EDE.EDE.11330.A | LN: EDE.EDE.11345.A
23109 | TMP184_23109 | SWPP | INT | XF CIMARRON 345/138 kV ftlo XF CIMARRON 345/138 kV | 478 | 478 | XF CIMARRON 345/138 kV | XF CIMARRON 345/138 kV | 2017-09-22 19:25 | 2017-12-06 15:29 | XF: OKGE.OKGE.CIMARRON.8801.A | XF: OKGE.OKGE.CIMARRON.8802.B
23174 | TMP203_23174 | SWPP | INT | XF LONGWOO 345/138 kV ftlo LN MOLIVE - LAYFLD_A 500 kV | 448 | 493 | XF LONGWOO 345/138 kV | LN MOLIVE - LAYFLD_A 500 kV | 2017-10-16 02:03 | 2017-12-06 15:29 | XF: CSWS.CSWS.LONGWOO.855.345_138 | LN: CSWS.CSWS.LAYFL_MTOL.A
23175 | TMP159_23175 | SWPP | INT | LN ORO1101 - OAK432 161 kV ftlo LN RAM452 - STL4391 161 kV | 223 | 223 | LN ORO1101 - OAK432 161 kV | LN RAM452 - STL4391 161 kV | 2017-10-16 02:15 | 2017-12-06 15:29 | LN: EDE.EDE.11333.A | LN: EDE.EDE.11342.A
23163 | TMP189_23163 | SWPP | INT | XF GRISLD1 345/230 kV ftlo XF GRISLD1 345/230 kV | 250 | 312 | XF GRISLD1 345/230 kV | XF GRISLD1 345/230 kV | 2017-10-11 07:26 | 2017-12-06 15:29 | XF: NPPD.NPPD.GRISLD1.KU1A.KU1A | XF: NPPD.NPPD.GRISLD1.KU2A.KU2A
23169 | TMP241_23169 | SWPP | INT | LN RAINSRD - ARSENAL 138 kV ftlo LN LIEBERM - LONGWOO 138 kV | 203 | 203 | LN RAINSRD - ARSENAL 138 kV | LN LIEBERM - LONGWOO 138 kV | 2017-10-14 01:12 | 2017-12-06 15:29 | LN: CSWS.CSWS.827.A | LN: CSWS.CSWS.846.A
23192 | TMP229_23192 | SWPP | INT | LN ORO1101 - OAK432 161 kV ftlo LN N345 - BLACKBRY 345 kV | 223 | 223 | LN ORO1101 - OAK432 161 kV | LN N345 - BLACKBRY 345 kV | 2017-10-19 01:03 | 2017-12-06 15:29 | LN: EDE.EDE.11333.A | LN: AECI.AECI.BLCKBRY_NEOSH.A
23245 | TMP227_23245 | SWPP | INT | LN EMCP - CJOHN 115 kV ftlo LN PHLP - CORO 115 kV | 128 | 128 | LN EMCP - CJOHN 115 kV | LN PHLP - CORO 115 kV | 2017-11-06 11:03 | 2017-12-06 15:29 | LN: WR.WR.EMCPCJOHN11_1.1 | LN: WR.WR.4053_PHLP.1
23271 | TMP168_23271 | SWPP | INT | XF MIDJ 230/115 kV ftlo LN LAWH - SWIS 230 kV | 280 | 308 | XF MIDJ 230/115 kV | LN LAWH - SWIS 230 kV | 2017-11-16 04:14 | 2017-12-06 15:29 | XF: WR.WR.MIDJ.3037.MIDJ_126 | LN: WR.WR.39.1
22666 | TMP196_22666 | SWPP | INT | LN ORO1101 - OAK432 161 kV ftlo LN ASB3491 - PUR421 161 kV | 223 | 223 | LN ORO1101 - OAK432 161 kV | LN ASB3491 - PUR421 161 kV | 2017-03-23 01:12 | 2017-12-06 15:29 | LN: EDE.EDE.11333.A | LN: EDE.EDE.11360.A
22716 | TMP183_22716 | SWPP | INT |  | 387 | 425 | LN MEADW_GR - KELLY 230 kV |  | 2017-04-14 14:39 | 2017-12-06 15:29 | LN: NPPD.NPPD.MEADWGRV_KELLY.A
21150 | TEMP49_21150 | SWPP | RCF | LN RUGBY230 - RUGBY 115 kV ftlo LN RUGBY230 - BALTAJCT 230 kV | 219 | 219 | LN RUGBY230 - RUGBY 115 kV | LN RUGBY230 - BALTAJCT 230 kV | 2015-09-30 23:54 | 2017-12-08 14:05 | LN: WAUE.WAUE.RGBYORUGBY11_1.1 | LN: OTP.OTP.RUGBYBALTA23_1.1
23266 | TMP101_23266 | SWPP | RCF | LN LELANDO - WSHBURN 230 kV ftlo LN ANTELOP - ROUNDUP 345 kV | 319 | 351 | LN LELANDO - WSHBURN 230 kV | LN ANTELOP - ROUNDUP 345 kV | 2017-11-14 15:32 | 2017-12-08 14:05 | LN: WAUE.WAUE.LELANWSHBU23_1.1 | LN: WAUE.WAUE.ANTELOP_CHAR_2.A
23267 | TMP102_23267 | SWPP | RCF | LN LELANDO - WSHBURN 230 kV ftlo LN ANTELOP - CHAR_CK 345 kV | 319 | 351 | LN LELANDO - WSHBURN 230 kV | LN ANTELOP - CHAR_CK 345 kV | 2017-11-14 15:44 | 2017-12-08 14:05 | LN: WAUE.WAUE.LELANWSHBU23_1.1 | LN: WAUE.WAUE.CHAR_ANTEL34_1.1
22948 | TEMP46_22948 | SWPP | RCF | XF FTSMTH 500/1 kV ftlo XF FTSMTH 500/1 kV | 493 | 493 | XF FTSMTH 500/1 kV | XF FTSMTH 500/1 kV | 2017-07-06 19:42 | 2017-12-08 14:05 | XF: OKGE.OKGE.FTSMTH.T4.T4_H | XF: OKGE.OKGE.FTSMTH.T1.T1_H
22838 | TEMP59_22838 | SWPP | RCF | LN NORTON - NORT_AEC 161 kV ftlo LN KINGDOM - MCC2 345 kV | 167 | 167 | LN NORTON - NORT_AEC 161 kV | LN KINGDOM - MCC2 345 kV | 2017-05-19 12:46 | 2017-12-08 14:05 | LN: AECI.AECI.NORTN-NORTN.A | LN: AECI.AECI.KNGDM-MCCREDIE.A
23198 | TMP128_23198 | SWPP | RCF | LN COOPER - ST_JOE 345 kV ftlo LN KETCHEM - SIBLEY 345 kV | 1195 | 1195 | LN COOPER - ST_JOE 345 kV | LN KETCHEM - SIBLEY 345 kV | 2017-10-20 17:14 | 2017-12-08 14:05 | LN: NPPD.NPPD.11310.A | LN: MPS.MPS.SIBLEY_KETCH.A
23209 | TMP181_23209 | SWPP | RCF | LN MAXBURG - CRESTONW 161 kV ftlo LN COOPER - ST_JOE 345 kV | 154 | 154 | LN MAXBURG - CRESTONW 161 kV | LN COOPER - ST_JOE 345 kV | 2017-10-24 16:25 | 2017-12-08 14:05 | LN: WAUE.WAUE.CRESTMAXBU16_1.1 | LN: NPPD.NPPD.11310.A
23204 | TMP194_23204 | SWPP | RCF | LN SUB701 - SUB1211 161 kV ftlo LN CBLUFFS - SUB1206 161 kV | 335 | 335 | LN SUB701 - SUB1211 161 kV | LN CBLUFFS - SUB1206 161 kV | 2017-10-24 11:44 | 2017-12-08 14:05 | LN: OPPD.OPPD.SUB12SUB7016_1.1 | LN: MEC.MEC.S1206CBLUF16_1.1
22422 | TMP191_22422 | SWPP | RCF | LN RAUN - TEKAMHO 161 kV ftlo LN RAUN - FT_CAL 345 kV | 217 | 217 | LN RAUN - TEKAMHO 161 kV | LN RAUN - FT_CAL 345 kV | 2016-12-06 16:50 | 2017-12-08 14:05 | LN: MEC.MEC.RAUNTEKAM16_1.1 | LN: MEC.MEC.FT_CARAUN34_1.1
23002 | TMP250_23002 | SWPP | RCF | XF FTSMTH 500/1 kV ftlo LN TARBY1 - AES5 161 kV | 493 | 493 | XF FTSMTH 500/1 kV | LN TARBY1 - AES5 161 kV | 2017-08-07 19:14 | 2017-12-08 14:17 | XF: OKGE.OKGE.FTSMTH.T4.T4_H | LN: OKGE.OKGE.9127.A
23282 | TMP234_23282 | SWPP | RCF | LN PLYMOTH - SIOUXCY 161 kV ftlo LN RAUN - SIOUXCY 345 kV | 444 | 444 | LN PLYMOTH - SIOUXCY 161 kV | LN RAUN - SIOUXCY 345 kV | 2017-11-17 15:42 | 2017-12-08 14:17 | LN: MEC.MEC.PLYMOSIOUX16_1.1 | LN: MEC.MEC.RAUNSIOUX34_1.1
22191 | TEMP08_22191 | MISO | RCF | LN BRIGGSRD - LAC_TAP 161 kV ftlo LN BRIGGSRD - MAYFAIR 161 kV | 178 | 178 | LN BRIGGSRD - LAC_TAP 161 kV | LN BRIGGSRD - MAYFAIR 161 kV | 2016-09-30 20:40 | 2018-01-03 23:34 | LN: NSP.NSP.BRIGGLAC_T16_1.1 | LN: NSP.NSP.BRIGGMAYFA16_1.1
6298 | NELXFRHARNEL | MISO | RCF | XF NELSON_E 500/230 kV ftlo LN NELSON_E - HARTBG 500 kV | 1195 | 1195 | XF NELSON_E 500/230 kV | LN NELSON_E - HARTBG 500 kV | 2016-11-07 23:12 | 2018-01-03 23:34 | XF: EES.EES.NELSON_E.T1.T1 | LN: EES.EES.HARTBG_NELSON8.A
23257 | TEMP05_23257 | SWPP | INT | LN HOYT - HOYTJ_SO 115 kV ftlo LN HOYT - STRA 345 kV | 179 | 179 | LN HOYT - HOYTJ_SO 115 kV | LN HOYT - STRA 345 kV | 2017-11-10 15:16 | 2018-01-05 15:07 | LN: WR.WR.4143.A | LN: WR.WR.11_HOYT.1
22894 | TEMP18_22894 | SWPP | INT | LN BA_NORTH - E_21_TP 138 kV ftlo XF TULSA_NO 345/138 kV | 212 | 212 | LN BA_NORTH - E_21_TP 138 kV | XF TULSA_NO 345/138 kV | 2017-06-13 14:30 | 2018-01-05 15:07 | LN: CSWS.CSWS.2022.A | XF: CSWS.CSWS.TULSA_NO.2068.1
22884 | TEMP67_22884 | SWPP | INT | LN LOVINGTO - NRTH_INT 115 kV ftlo LN HOBBS - YOAKUM 230 kV | 120 | 131 | LN LOVINGTO - NRTH_INT 115 kV | LN HOBBS - YOAKUM 230 kV | 2017-06-11 16:45 | 2018-01-05 15:19 | LN: SPS.SPS.LOVING_NRTHINT.A | LN: SPS.SPS.HOBBS_YOAKM230.A
22785 | TEMP40_22785 | SWPP | INT | LN HANSFORD - SPEARMA1 115 kV ftlo LN BORDER - TUCO 345 kV | 159 | 159 | LN HANSFORD - SPEARMA1 115 kV | LN BORDER - TUCO 345 kV | 2017-05-02 20:52 | 2018-01-05 15:19 | LN: SPS.SPS.V-68_SPEAR.B | LN: SPS.SPS.TUCO_BORDER.A
23227 | TEMP53_23227 | SWPP | INT | LN LONGWOO - LIEBERM 138 kV ftlo LN OAK_PHEC - FLOURNOY 138 kV | 252 | 261 | LN LONGWOO - LIEBERM 138 kV | LN OAK_PHEC - FLOURNOY 138 kV | 2017-10-29 07:32 | 2018-01-05 15:19 | LN: CSWS.CSWS.846.A | LN: CSWS.CSWS.835.A
23230 | TEMP44_23230 | SWPP | INT | LN LONGWOO - LIEBERM 138 kV ftlo LN SWSHREV - DIANA 345 kV | 206 | 212 | LN LONGWOO - LIEBERM 138 kV | LN SWSHREV - DIANA 345 kV | 2017-10-30 08:47 | 2018-01-05 15:19 | LN: CSWS.CSWS.846.A | LN: CSWS.CSWS.SWSHRDIANA11_1.A
23232 | TEMP45_23232 | SWPP | INT | XF BLACKHAW 115/69 kV ftlo LN BLACKHAW - WO_OPER 115 kV | 84 | 84 | XF BLACKHAW 115/69 kV | LN BLACKHAW - WO_OPER 115 kV | 2017-11-01 03:32 | 2018-01-05 15:19 | XF: SPS.SPS.BLACKHAW.XF1.BLKHAW_XF | LN: SPS.SPS.BLACK_OPER.1
23205 | TMP134_23205 | SWPP | INT | XF CIMARRON 345/138 kV ftlo LN NOWST1 - ARCAD7 345 kV | 478 | 478 | XF CIMARRON 345/138 kV | LN NOWST1 - ARCAD7 345 kV | 2017-10-24 11:09 | 2018-01-05 15:19 | XF: OKGE.OKGE.CIMARRON.8801.A | LN: OKGE.OKGE.8790.A
23292 | TMP108_23292 | SWPP | INT | LN FPLSWTCH - WDWRD1 138 kV ftlo LN SWEETWT6 - WHEELER 230 kV | 133 | 153 | LN FPLSWTCH - WDWRD1 138 kV | LN SWEETWT6 - WHEELER 230 kV | 2017-11-20 14:27 | 2018-01-05 15:19 | LN: OKGE.OKGE.8691.A | LN: SPS.SPS.SWEET_WHEEL.A
23298 | TEMP34_23298 | SWPP | INT | LN VINETAP3 - NHAYS 115 kV ftlo LN SHAYS - POSTROCK 230 kV | 83 | 99 | LN VINETAP3 - NHAYS 115 kV | LN SHAYS - POSTROCK 230 kV | 2017-11-22 15:26 | 2018-01-05 15:19 | LN: WR.MIDW.NHAYS_VINETAP3.A | LN: WR.MIDW.SHAYS_KNOLL1.B
23302 | TEMP80_23302 | SWPP | INT | LN GRPRAIR - GRISLD1 345 kV ftlo LN NUNDRWD - WAYSID_W 230 kV | 717 | 717 | LN GRPRAIR - GRISLD1 345 kV | LN NUNDRWD - WAYSID_W 230 kV | 2017-11-24 12:40 | 2018-01-05 15:19 | LN: NPPD.NPPD.GRISLD1_GRPRAI.A | LN: WAUE.WAUE.NUNDRWAYSI23_1.1
23329 | TMP101_23329 | SWPP | INT | LN SIDNEY - COLTON 115 kV ftlo LN SIDNEYM - KEYSTONE 345 kV | 109 | 109 | LN SIDNEY - COLTON 115 kV | LN SIDNEYM - KEYSTONE 345 kV | 2017-12-08 15:04 | 2018-01-05 15:19 | LN: NPPD.NPPD.SIDNECOLTO11_1.1 | LN: WAUE.WAUE.SIDNEKEYST34_1.1
23234 | TMP136_23234 | SWPP | INT | LN KNOLL1 - SALINE 115 kV ftlo LN MULGRE2 - ELLSWTP3 115 kV | 80 | 80 | LN KNOLL1 - SALINE 115 kV | LN MULGRE2 - ELLSWTP3 115 kV | 2017-10-31 16:14 | 2018-01-05 15:32 | LN: WR.MIDW.9975.A | LN: SECI.SECI.10900.A
23151 | TMP138_23151 | SWPP | INT | XF WICH 345/138 kV ftlo LN WICH - BENT 345 kV | 400 | 430 | XF WICH 345/138 kV | LN WICH - BENT 345 kV | 2017-10-06 16:54 | 2018-01-05 15:32 | XF: WR.WR.WICH.1064.WICH_11 | LN: WR.WR.BENTWICH34_1.1
23256 | TMP139_23256 | SWPP | INT | LN PAULINE - HASTING_ 115 kV ftlo LN SWEETW4 - GRISLD1 345 kV | 115 | 126 | LN PAULINE - HASTING_ 115 kV | LN SWEETW4 - GRISLD1 345 kV | 2017-11-09 20:04 | 2018-01-05 15:32 | LN: NPPD.NPPD.NP_1148-A.1 | LN: NPPD.NPPD.GRISLD1_SWEETW.A
23212 | TMP187_23212 | SWPP | INT | XF CATSAGR5 161/138 kV ftlo LN GREC3 - GRDA17 345 kV | 150 | 188 | XF CATSAGR5 161/138 kV | LN GREC3 - GRDA17 345 kV | 2017-10-25 22:55 | 2018-01-08 15:03 | XF: GRDA.GRDA.CATSAGR5.1292.2 | LN: GRDA.GRDA.GRDA17_GREC3.A
23160 | TMP157_23160 | SWPP | INT | LN BENT - CHIS 138 kV ftlo XF WICH 345/138 kV | 239 | 239 | LN BENT - CHIS 138 kV | XF WICH 345/138 kV | 2017-10-10 10:47 | 2018-01-08 15:03 | LN: WR.WR.BENTCHIS13_1.1 | XF: WR.WR.WICH.1064.WICH_11
23319 | TMP176_23319 | SWPP | INT | XF CATSAGR5 161/138 kV ftlo LN GREC3 - GRDA17 345 kV | 150 | 188 | XF CATSAGR5 161/138 kV | LN GREC3 - GRDA17 345 kV | 2017-12-06 00:51 | 2018-01-08 15:03 | XF: GRDA.GRDA.CATSAGR5.1293.1 | LN: GRDA.GRDA.GRDA17_GREC3.A
23272 | TMP180_23272 | SWPP | INT | LN AXTELL1 - KEARNEY9 115 kV ftlo LN SWEETW4 - GRISLD1 345 kV | 160 | 176 | LN AXTELL1 - KEARNEY9 115 kV | LN SWEETW4 - GRISLD1 345 kV | 2017-11-16 06:02 | 2018-01-08 15:03 | LN: NPPD.NPPD.1067.A | LN: NPPD.NPPD.GRISLD1_SWEETW.A
21361 | TMP173_21361 | SWPP | INT | LN ELK-CITY - CLINT_J 138 kV ftlo LN ELK-CITY - CLIN_AFB 138 kV | 152 | 152 | LN ELK-CITY - CLINT_J 138 kV | LN ELK-CITY - CLIN_AFB 138 kV | 2015-11-20 22:09 | 2018-01-08 15:03 | LN: CSWS.CSWS.2221.A | LN: CSWS.CSWS.CLIN_ELK-C13_1.A
23303 | TMP264_23303 | SWPP | INT | XF HUTCH 230/115 kV ftlo XF HUTCH 230/115 kV | 120 | 120 | XF HUTCH 230/115 kV | XF HUTCH 230/115 kV | 2017-11-27 01:33 | 2018-01-08 15:03 | XF: SPS.SPS.HUTCH.715.HUT_115SXFMR | XF: SPS.SPS.HUTCH.714.HUT_115NXFMR
23195 | TMP222_23195 | SWPP | INT | LN WHEELER - HOWARD3 115 kV ftlo LN WHEELER - GRAPVINE 230 kV | 161 | 177 | LN WHEELER - HOWARD3 115 kV | LN WHEELER - GRAPVINE 230 kV | 2017-10-20 07:51 | 2018-01-08 15:03 | LN: SPS.SPS.WHEEL_HOWRD.A | LN: SPS.SPS.GRAPE_WHEEL.A
23219 | TMP217_23219 | SWPP | INT | LN PENN1 - SNTFE 138 kV ftlo LN PLVAL - HOLWD 138 kV | 191 | 191 | LN PENN1 - SNTFE 138 kV | LN PLVAL - HOLWD 138 kV | 2017-10-27 03:51 | 2018-01-08 15:03 | LN: OKGE.OKGE.8821.A | LN: OKGE.OKGE.8826.A
23263 | TMP248_23263 | SWPP | INT | LN MCROY - UNVRSTY4 138 kV ftlo LN SONR1 - CLEVLND7 345 kV | 194 | 222 | LN MCROY - UNVRSTY4 138 kV | LN SONR1 - CLEVLND7 345 kV | 2017-11-13 19:20 | 2018-01-08 15:03 | LN: OKGE.OKGE.UNVRSTY4_MCROY.A | LN: GRDA.GRDA.SONR_CLEVLND.A
23265 | TMP273_23265 | SWPP | INT | XF WDWRD1 138/69 kV ftlo LN WDWRD1 - WDWRDEHV 138 kV | 123 | 134 | XF WDWRD1 138/69 kV | LN WDWRD1 - WDWRDEHV 138 kV | 2017-11-14 12:16 | 2018-01-08 15:03 | XF: OKGE.OKGE.WDWRD1.8689.A | LN: OKGE.OKGE.WWEHV_PS_1.1
23240 | TMP214_23240 | SWPP | INT | LN HUGOPP4 - VALLIANT 138 kV ftlo LN PITTSB9 - VALLIANT 345 kV | 287 | 287 | LN HUGOPP4 - VALLIANT 138 kV | LN PITTSB9 - VALLIANT 345 kV | 2017-11-01 20:04 | 2018-01-08 15:03 | LN: WFEC.WFEC.VALLIANT_WFE.A | LN: CSWS.CSWS.2160.A
23246 | TMP200_23246 | SWPP | INT | LN FLINTCRK - DECAS5 161 kV ftlo LN NSES - RAM452 161 kV | 223 | 223 | LN FLINTCRK - DECAS5 161 kV | LN NSES - RAM452 161 kV | 2017-11-07 00:55 | 2018-01-08 15:03 | LN: EDE.EDE.FLNCRK_EDE_1A.A | LN: WR.WR.10291.A
23252 | TMP270_23252 | SWPP | INT | LN MORR - WEMP 115 kV ftlo LN MORR - EMPEC 345 kV | 159 | 159 | LN MORR - WEMP 115 kV | LN MORR - EMPEC 345 kV | 2017-11-09 11:06 | 2018-01-08 15:03 | LN: WR.WR.4067.1 | LN: WR.WR.EMPEC_MORR.1
23171 | TMP269_23171 | SWPP | INT | LN CARLISLE - DOUD 115 kV ftlo LN SUNDOWN2 - AMOCO_SW 230 kV | 120 | 120 | LN CARLISLE - DOUD 115 kV | LN SUNDOWN2 - AMOCO_SW 230 kV | 2017-10-15 02:34 | 2018-01-08 15:03 | LN: SPS.SPS.CARLIDOUD11_1.1 | LN: SPS.SPS.153.1
23172 | TMP260_23172 | SWPP | INT | XF CATSAGR5 161/138 kV ftlo LN GREC3 - TULSA_NO 345 kV | 150 | 188 | XF CATSAGR5 161/138 kV | LN GREC3 - TULSA_NO 345 kV | 2017-10-15 02:34 | 2018-01-08 15:03 | XF: GRDA.GRDA.CATSAGR5.1292.2 | LN: GRDA.GRDA.GREC3_TULSA_NO.A
22880 | TMP254_22880 | SWPP | INT | LN CIMARRON - DRAPR1 345 kV ftlo LN NOWST1 - ARCAD7 345 kV | 717 | 717 | LN CIMARRON - DRAPR1 345 kV | LN NOWST1 - ARCAD7 345 kV | 2017-06-10 02:00 | 2018-01-08 15:03 | LN: OKGE.OKGE.8803.A | LN: OKGE.OKGE.8790.A
22953 | TEMP06_22953 | SWPP | RCF | LN LEWISWP - RICHLND2 115 kV ftlo LN BELFELD - CHAR_CK 345 kV | 101 | 101 | LN LEWISWP - RICHLND2 115 kV | LN BELFELD - CHAR_CK 345 kV | 2017-07-09 07:44 | 2018-01-10 14:09 | LN: WAUE.WAUE.LEWISRICHL11_1.1 | LN: WAUE.WAUE.BELFECHAR_34_1.1
23167 | TEMP26_23167 | SWPP | RCF | LN CHAR_CK - WATFORD 230 kV ftlo LN CHAR_CK - PATENT_G 345 kV | 408 | 408 | LN CHAR_CK - WATFORD 230 kV | LN CHAR_CK - PATENT_G 345 kV | 2017-10-13 05:06 | 2018-01-10 14:09 | LN: WAUE.WAUE.CHAR_WATFO23_1.1 | LN: WAUE.WAUE.CHAR_CK_PATENT.A
23139 | TMP216_23139 | SWPP | RCF | LN WARDWA - BISMARK2 230 kV ftlo LN TATANKAM - ELLENDL 230 kV | 320 | 352 | LN WARDWA - BISMARK2 230 kV | LN TATANKAM - ELLENDL 230 kV | 2017-10-03 07:24 | 2018-01-10 14:09 | LN: WAUE.WAUE.WARDWBISMA23_1.1 | LN: MDU.MDU.TATANELLEN23_1.1
23149 | TMP132_23149 | SWPP | RCF | LN LONGWOO - OAK_PHEC 138 kV ftlo LN DIANA - SWSHREV 345 kV | 188 | 188 | LN LONGWOO - OAK_PHEC 138 kV | LN DIANA - SWSHREV 345 kV | 2017-10-06 16:54 | 2018-01-10 14:09 | LN: CSWS.CSWS.835B.T1 | LN: CSWS.CSWS.SWSHRDIANA11_1.A
23131 | TEMP64_23131 | SWPP | RCF | LN DAWSONC - LEWISWP 115 kV ftlo LN BELFELD - CHAR_CK 345 kV | 102 | 102 | LN DAWSONC - LEWISWP 115 kV | LN BELFELD - CHAR_CK 345 kV | 2017-10-02 07:26 | 2018-01-10 14:09 | LN: WAUE.WAUE.DAWSOLEWIS11_1.1 | LN: WAUE.WAUE.BELFECHAR_34_1.1
23288 | TMP121_23288 | SWPP | RCF | LN LBRTYWT5 - HLLMRK 161 kV ftlo LN NASHUA - HAWTHORN 345 kV | 234 | 234 | LN LBRTYWT5 - HLLMRK 161 kV | LN NASHUA - HAWTHORN 345 kV | 2017-11-20 00:47 | 2018-01-10 14:09 | LN: MPS.MPS.HLLMRK_LBRTY_1.A | LN: KCPL.KCPL.NASHUA_HAWTH.A
23341 | TEMP24_23341 | SWPP | INT | XF WDRNG1 345/138 kV ftlo LN ONEOK - NOWST1 345 kV | 330 | 359 | XF WDRNG1 345/138 kV | LN ONEOK - NOWST1 345 kV | 2017-12-13 19:09 | 2018-01-19 14:12 | XF: OKGE.OKGE.WDRNG1.8618.A | LN: OKGE.OKGE.ONEOK_NOWST1.A
23346 | TEMP35_23346 | SWPP | INT | XF EDWV 161/115 kV ftlo LN NASHUA - HAWTHORN 345 kV | 167 | 167 | XF EDWV 161/115 kV | LN NASHUA - HAWTHORN 345 kV | 2017-12-18 14:05 | 2018-01-19 14:12 | XF: WR.WR.EDWV.4382.EDWV_16 | LN: KCPL.KCPL.NASHUA_HAWTH.A
23136 | TEMP32_23136 | SWPP | INT | LN BA_NORTH - E_21_TP 138 kV ftlo LN CLRKSVLE - CHAMBERS 345 kV | 9999 | 9999 | LN BA_NORTH - E_21_TP 138 kV | LN CLRKSVLE - CHAMBERS 345 kV | 2017-10-02 14:26 | 2018-01-19 14:12 | LN: CSWS.CSWS.2022.A | LN: CSWS.CSWS.CLRKSV_CHAMBE1.A
23229 | TEMP25_23229 | SWPP | INT | XF CIRC 230/115 kV ftlo LN JEFF - HOYT 345 kV | 280 | 308 | XF CIRC 230/115 kV | LN JEFF - HOYT 345 kV | 2017-10-29 20:38 | 2018-01-19 14:12 | XF: WR.WR.CIRC.1077.CIRC_67 | LN: WR.WR.HOYTJEFF34_1.1
23259 | TEMP47_23259 | SWPP | INT | LN OAK432 - ATL1091 161 kV ftlo LN STL4391 - JOP3891 161 kV | 223 | 223 | LN OAK432 - ATL1091 161 kV | LN STL4391 - JOP3891 161 kV | 2017-11-10 18:46 | 2018-01-19 14:24 | LN: EDE.EDE.11328.A | LN: EDE.EDE.11375B.A
23343 | TEMP51_23343 | SWPP | INT | LN COLHYDRO - CRESTON 115 kV ftlo LN SHELLCRK - HOSKINS 345 kV | 120 | 132 | LN COLHYDRO - CRESTON 115 kV | LN SHELLCRK - HOSKINS 345 kV | 2017-12-14 16:40 | 2018-01-19 14:24 | LN: NPPD.NPPD.NP_1162-A.A | LN: NPPD.NPPD.NP_3515.A
23394 | TEMP58_23394 | SWPP | INT | XF MOORE 345/115 kV ftlo LN MOORE - NW68HOL 345 kV | 307 | 338 | XF MOORE 345/115 kV | LN MOORE - NW68HOL 345 kV | 2018-01-04 15:05 | 2018-01-19 14:24 | XF: NPPD.NPPD.MOORE.1.1 | LN: LES.LES.NW68HMOORE34_1.1
23451 | TEMP64_23451 | SWPP | INT | LN SPRIJ - MOUN 115 kV ftlo XF MORR 230/115 kV | 86 | 92 | LN SPRIJ - MOUN 115 kV | XF MORR 230/115 kV | 2018-01-15 00:45 | 2018-01-19 14:24 | LN: WR.WR.4246.1 | XF: WR.WR.MORR.3005.MORR_105
23285 | TMP122_23285 | SWPP | INT | LN SETAB1 - SCOTCTY 115 kV ftlo LN AXTELL1 - POSTROCK 345 kV | 195.4 | 195.4 | LN SETAB1 - SCOTCTY 115 kV | LN AXTELL1 - POSTROCK 345 kV | 2017-11-19 03:31 | 2018-01-19 14:24 | LN: SECI.SECI.10130.A | LN: WR.MIDW.POSTRCK_AXTEL.A
23309 | TMP133_23309 | SWPP | INT | LN HUTCH - GRAY_CO 115 kV ftlo LN NICHSUB - GRAPVINE 230 kV | 120 | 120 | LN HUTCH - GRAY_CO 115 kV | LN NICHSUB - GRAPVINE 230 kV | 2017-11-29 12:27 | 2018-01-19 14:24 | LN: SPS.SPS.GRAY_HUTCH11_1.1 | LN: SPS.SPS.NICHSGRAPV23_1.1
23315 | TMP112_23315 | SWPP | INT | LN MSTNG - DENVER_C 115 kV ftlo LN MSTNG - SEMIN 230 kV | 279 | 311 | LN MSTNG - DENVER_C 115 kV | LN MSTNG - SEMIN 230 kV | 2017-12-05 08:03 | 2018-01-19 14:24 | LN: SPS.SPS.MSTNG_DENVER_2.A | LN: SPS.SPS.K69.A
23318 | TEMP87_23318 | SWPP | INT | LN BART_COM - MOUND_RD 138 kV ftlo LN NE_GAS - TULSA_NO 138 kV | 131 | 131 | LN BART_COM - MOUND_RD 138 kV | LN NE_GAS - TULSA_NO 138 kV | 2017-12-05 14:09 | 2018-01-19 14:24 | LN: CSWS.CSWS.2090.A | LN: CSWS.CSWS.2069.A
23320 | TMP135_23320 | SWPP | INT | XF POTTER_S 345/230 kV ftlo XF HITCH 345/230 kV | 559 | 559 | XF POTTER_S 345/230 kV | XF HITCH 345/230 kV | 2017-12-06 05:30 | 2018-01-19 14:24 | XF: SPS.SPS.POTTER_S.XF1.XF345 | XF: SPS.SPS.HITCH.T230.HITCH_230_3
23332 | TMP125_23332 | SWPP | INT | XF BELFELD 345/1 kV ftlo XF BELFELD 345/1 kV | 250 | 313 | XF BELFELD 345/1 kV | XF BELFELD 345/1 kV | 2017-12-08 16:15 | 2018-01-19 14:24 | XF: WAUE.WAUE.BELFELD.U2A1.KU2A1 | XF: WAUE.WAUE.BELFELD.U1A1.KU1A1
21420 | TMP111_21420 | SWPP | INT | LN MILANTP - CLEARWT4 138 kV ftlo LN BUF_FLTS - WICH 345 kV | 110 | 110 | LN MILANTP - CLEARWT4 138 kV | LN BUF_FLTS - WICH 345 kV | 2016-01-05 14:45 | 2018-01-19 14:24 | LN: SECI.SECI.CLEARW_MILAN_1.A | LN: WR.WR.WICH_BUF_FLTS2.A
21756 | TMP249_21756 |  | RCF | XF HAMPTON2 161/69 kV ftlo LN NUTHTCH - IFIP 161 kV |  |  | XF HAMPTON2 161/69 kV | LN NUTHTCH - IFIP 161 kV |  | 2018-01-23 15:10 | XF: WAUE.WAUE.HAMPTON2.TR1.TR1 | LN: ALTW.ALTW.IFIPNUTHT16_2.1
22119 | TMP147_22119 | SWPP | RCF | XF HAMPTON2 161/69 kV ftlo LN WALLLAKE - WRIGHT2 161 kV | 84 | 92 | XF HAMPTON2 161/69 kV | LN WALLLAKE - WRIGHT2 161 kV | 2016-09-08 20:03 | 2018-01-23 15:10 | XF: WAUE.WAUE.HAMPTON2.TR1.TR1 | LN: MEC.MEC.WRIGHWALLL16_1.1
22271 | TMP220_22271 | SWPP | RCF | XF SHEFFLD1 161/69 kV ftlo LN EMERY - CERROGD 161 kV | 84 | 84 | XF SHEFFLD1 161/69 kV | LN EMERY - CERROGD 161 kV | 2016-10-18 21:08 | 2018-01-23 15:10 | XF: WAUE.WAUE.SHEFFLD1.TR1.TR1 | LN: ALTW.ALTW.CERROEMERY16_1.1
21113 | TEMP98_21113 | SWPP | RCF | XF SHEFFLD1 161/69 kV ftlo LN SHEFFLD1 - HAMP_TP 161 kV | 84 | 92 | XF SHEFFLD1 161/69 kV | LN SHEFFLD1 - HAMP_TP 161 kV | 2015-07-24 12:13 | 2018-01-23 15:10 | XF: WAUE.WAUE.SHEFFLD1.TR1.TR1 | LN: WAUE.WAUE.SHEFFHAMP_16_1.1
23327 | TMP158_23327 | SWPP | INT | LN JOHNSON2 - CANADAY 115 kV ftlo LN N_PLT1 - C_CREEK 230 kV | 80 | 88 | LN JOHNSON2 - CANADAY 115 kV | LN N_PLT1 - C_CREEK 230 kV | 2017-12-07 12:49 | 2018-01-23 15:10 | LN: NPPD.NPPD.NP_1243.A | LN: NPPD.NPPD.N_PLT1_C_CREEK.A
23349 | TEMP46_23349 | SWPP | RCF | LN ADABELL - VBI5 161 kV ftlo LN FTSMTH - MUSKOGEE 345 kV | 223 | 223 | LN ADABELL - VBI5 161 kV | LN FTSMTH - MUSKOGEE 345 kV | 2017-12-20 08:53 | 2018-01-23 15:10 | LN: OKGE.OKGE.9169.A | LN: OKGE.OKGE.9099.A
23360 | TMP146_23360 | SWPP | RCF | LN ADABELL - VBI5 161 kV ftlo LN MASRD1 - WHITE2 161 kV | 223 | 223 | LN ADABELL - VBI5 161 kV | LN MASRD1 - WHITE2 161 kV | 2017-12-27 08:23 | 2018-01-23 15:10 | LN: OKGE.OKGE.9169.A | LN: OKGE.OKGE.9191.A
23207 | TMP145_23207 | SWPP | INT | LN POTTER_S - BUSHLAND 230 kV ftlo LN POTTER_S - NEWHART 230 kV | 319 | 319 | LN POTTER_S - BUSHLAND 230 kV | LN POTTER_S - NEWHART 230 kV | 2017-10-24 15:32 | 2018-01-23 15:10 | LN: SPS.SPS.POTTER_BUSH.1 | LN: SPS.SPS.K90.A
23221 | TMP233_23221 | SWPP | RCF | XF HAMPTON2 161/69 kV ftlo LN FRANKLN - BUTLER2 161 kV | 84 | 92 | XF HAMPTON2 161/69 kV | LN FRANKLN - BUTLER2 161 kV | 2017-10-28 00:31 | 2018-01-23 15:10 | XF: WAUE.WAUE.HAMPTON2.TR1.TR1 | LN: MEC.MEC.FRANKBUTLE16_1.1
23222 | TMP232_23222 | SWPP | RCF | XF HAMPTON2 161/69 kV ftlo LN WELSBRG - M_TOWN 161 kV | 84 | 92 | XF HAMPTON2 161/69 kV | LN WELSBRG - M_TOWN 161 kV | 2017-10-28 00:31 | 2018-01-23 15:10 | XF: WAUE.WAUE.HAMPTON2.TR1.TR1 | LN: ALTW.ALTW.M_TOWWELSB16_2.1
23223 | TMP226_23223 | SWPP | RCF | LN HNCOCKCB - KLEMMECB 69 kV ftlo LN EMERY - FLOYD 161 kV | 53 | 58 | LN HNCOCKCB - KLEMMECB 69 kV | LN EMERY - FLOYD 161 kV | 2017-10-28 00:31 | 2018-01-23 15:10 | LN: ALTW.ALTW.HNCOCKLEMM69_1.1 | LN: ALTW.ALTW.FLOYDEMERY16_1.1
23210 | TMP221_23210 | SWPP | RCF | XF SUB3456 345/1 kV ftlo LN SUB3456 - SUB3455 345 kV | 500 | 500 | XF SUB3456 345/1 kV | LN SUB3456 - SUB3455 345 kV | 2017-10-25 09:54 | 2018-01-23 15:10 | XF: OPPD.OPPD.SUB3456.T4.T4_H | LN: OPPD.OPPD.SUB34SUB3434_3.1
23023 | TMP169_23023 | SWPP | RCF | LN S3 - GRANITF 115 kV ftlo XF LYON_CO 345/1 kV | 106 | 106 | LN S3 - GRANITF 115 kV | XF LYON_CO 345/1 kV | 2017-08-18 22:18 | 2018-01-23 15:10 | LN: WAUE.WAUE.S3GRANI11_1.1 | XF: NSP.NSP.LYON_CO.TR9.TR9
23037 | TMP247_23037 | SWPP | RCF | LN WHITE - BROOKNG 115 kV ftlo LN WHITE - SPLT_RT 345 kV | 200 | 202 | LN WHITE - BROOKNG 115 kV | LN WHITE - SPLT_RT 345 kV | 2017-08-25 15:08 | 2018-01-23 15:10 | LN: WAUE.WAUE.WHITEBROOK11_1.1 | LN: WAUE.WAUE.SPLT_WHITE34_1.1
22915 | TMP100_22915 | SWPP | RCF | LN S3 - GRANITF 115 kV ftlo XF BRKNGCO 345/1 kV | 106 | 106 | LN S3 - GRANITF 115 kV | XF BRKNGCO 345/1 kV | 2017-06-23 12:53 | 2018-01-23 15:10 | LN: WAUE.WAUE.S3GRANI11_1.1 | XF: NSP.NSP.BRKNGCO.TR10.TR10
22843 | TMP144_22843 | SWPP | INT | XF WDRNG1 345/138 kV ftlo LN WDRNG1 - SONR1 345 kV | 287 | 287 | XF WDRNG1 345/138 kV | LN WDRNG1 - SONR1 345 kV | 2017-05-22 01:43 | 2018-01-23 15:10 | XF: OKGE.OKGE.WDRNG1.8618.A | LN: OKGE.OKGE.8620.A
23213 | TMP171_23213 | SWPP | INT | LN OAK432 - ATL1091 161 kV ftlo LN RAM452 - STL4391 161 kV | 223 | 223 | LN OAK432 - ATL1091 161 kV | LN RAM452 - STL4391 161 kV | 2017-10-25 23:55 | 2018-01-23 15:33 | LN: EDE.EDE.11328.A | LN: EDE.EDE.11342.A
23338 | TMP241_23338 | SWPP | INT | XF DIANA 345/138 kV ftlo LN SWSHREV - DIANA 345 kV | 430 | 473 | XF DIANA 345/138 kV | LN SWSHREV - DIANA 345 kV | 2017-12-13 08:42 | 2018-01-23 15:33 | XF: CSWS.CSWS.DIANA.891.NORTH_345_ | LN: CSWS.CSWS.SWSHRDIANA11_1.A
23335 | TMP250_23335 | SWPP | INT | LN NESCTY - ALXNDR 115 kV ftlo XF HOLCOM1 345/1 kV | 80 | 80 | LN NESCTY - ALXNDR 115 kV | XF HOLCOM1 345/1 kV | 2017-12-09 19:28 | 2018-01-23 15:33 | LN: WR.MIDW.10028.A | XF: SECI.SECI.HOLCOM1.1016.AB
23316 | TMP182_23316 | SWPP | INT | XF CIRC 230/115 kV ftlo LN EMPEC - WICH 345 kV | 280 | 308 | XF CIRC 230/115 kV | LN EMPEC - WICH 345 kV | 2017-12-05 13:10 | 2018-01-23 15:33 | XF: WR.WR.CIRC.1077.CIRC_67 | LN: WR.WR.EMPEC_WICH.1
23291 | TMP160_23291 | SWPP | INT | LN LONGWOO - LIEBERM 138 kV ftlo LN SWSHREV - POWELL 138 kV | 206 | 212 | LN LONGWOO - LIEBERM 138 kV | LN SWSHREV - POWELL 138 kV | 2017-11-20 09:07 | 2018-01-23 15:33 | LN: CSWS.CSWS.846.A | LN: CSWS.CSWS.850B.A
21945 | TMP246_21945 | SWPP | INT | LN BEULAH - HALIDYWP 115 kV ftlo LN ROUNDUP - CHAR_CK 345 kV | 120 | 121 | LN BEULAH - HALIDYWP 115 kV | LN ROUNDUP - CHAR_CK 345 kV | 2016-06-28 14:03 | 2018-01-23 15:33 | LN: MDU.MDU.HALIDBEULA11_1.1 | LN: WAUE.WAUE.CHAR_CK_ROUNDP.A
21935 | TMP231_21935 | SWPP | INT | LN ELK-CITY - CLINT_J 138 kV ftlo LN TATONGA - MATHWSN7 345 kV | 152 | 152 | LN ELK-CITY - CLINT_J 138 kV | LN TATONGA - MATHWSN7 345 kV | 2016-06-23 07:58 | 2018-01-23 15:33 | LN: CSWS.CSWS.2221.A | LN: OKGE.OKGE.TATONGA_MATHWS.A
23314 | TMP265_23314 | SWPP | INT | XF SONR1 345/138 kV ftlo LN SONR1 - CLEVLND7 345 kV | 448 | 448 | XF SONR1 345/138 kV | LN SONR1 - CLEVLND7 345 kV | 2017-12-04 11:10 | 2018-01-23 15:33 | XF: OKGE.OKGE.SONR1.8702.AA | LN: GRDA.GRDA.SONR_CLEVLND.A
23228 | TMP257_23228 | SWPP | INT | LN RAM452 - ORO1101 161 kV ftlo LN RAM452 - STL4391 161 kV | 279 | 279 | LN RAM452 - ORO1101 161 kV | LN RAM452 - STL4391 161 kV | 2017-10-29 19:51 | 2018-01-23 15:33 | LN: EDE.EDE.11330.A | LN: EDE.EDE.11342.A
23062 | TMP262_23062 | SWPP | INT | LN TULSA_NO - CID_TAP 138 kV ftlo LN GREC3 - GRDA17 345 kV | 168 | 168 | LN TULSA_NO - CID_TAP 138 kV | LN GREC3 - GRDA17 345 kV | 2017-09-07 18:03 | 2018-01-23 15:33 | LN: CSWS.CSWS.2065.A | LN: GRDA.GRDA.GRDA17_GREC3.A
22881 | TMP259_22881 | SWPP | INT | LN RSKERR1 - VANBUR1 161 kV ftlo LN AES5 - BONTP 161 kV | 222 | 222 | LN RSKERR1 - VANBUR1 161 kV | LN AES5 - BONTP 161 kV | 2017-06-10 02:00 | 2018-01-23 15:33 | LN: SPA.SPA.7403.A | LN: OKGE.OKGE.AES5___BONTP_1.A
23512 | TMP221_23512 | SWPP | INT |  | 9999 | 9999 | XF SUB3456 345/1 kV |  | 2018-02-05 07:35 | 2018-02-05 07:47 | XF: OPPD.OPPD.SUB3456.T4.T4_H
23331 | TMP194_23331 | SWPP | RCF | LN RAUN - TEKAMHO 161 kV ftlo LN RAUN - FT_CAL 345 kV | 217 | 217 | LN RAUN - TEKAMHO 161 kV | LN RAUN - FT_CAL 345 kV | 2017-12-08 16:04 | 2018-02-05 23:14 | LN: MEC.MEC.RAUNTEKAM16_1.1 | LN: MEC.MEC.FT_CARAUN34_1.1
23579 | TMP301_23579 | SWPP | RCF | XF STFR 345/138 kV ftlo LN STFR - RUSH_IS 345 kV | 598 | 598 | XF STFR 345/138 kV | LN STFR - RUSH_IS 345 kV | 2018-03-06 15:27 | 2018-03-06 17:24 | XF: AMRN.AMRN.STFR.XFMR.XFMR_1 | LN: AMRN.AMRN.R-STFR-2.A
23295 | TMP252_23295 | MISO | RCF | LN ARCADN - ZION0001 345 kV ftlo LN PLEASAN1 - ZION0001 345 kV | 1053 | 1143 | LN ARCADN - ZION0001 345 kV | LN PLEASAN1 - ZION0001 345 kV | 2017-11-22 15:14 | 2018-03-07 22:35 | LN: CE.CE.45L2222.45 | LN: CE.CE.45L2221.45
20847 | TMP155_20847 | TVA | CFG | LN MO_CITY - ECKLES 161 kV ftlo LN HAWTHORN - SIBLEY 345 kV | 322 | 322 | LN MO_CITY - ECKLES 161 kV | LN HAWTHORN - SIBLEY 345 kV | 2015-03-28 21:32 | 2018-03-08 13:55 | LN: INDN.INDN.ECKLE__MO_CIT1.1 | LN: MPS.MPS.HAWTHO_SIBLEY1.A
18186 | TEMP71_18186 | TVA | CFG | LN ECKLES - MO_CITY 161 kV ftlo LN COOPER - FAIRPORT 345 kV | 322 | 322 | LN ECKLES - MO_CITY 161 kV | LN COOPER - FAIRPORT 345 kV | 2015-04-17 14:36 | 2018-03-08 13:55 | LN: INDN.INDN.ECKLE__MO_CIT1.1 | LN: NPPD.NPPD.FAIRPT-COOPR.A
23433 | TEMP06_23433 | SWPP | INT | LN TUCO - LUBBOCKE 115 kV ftlo LN TUCO - JONESSUB 230 kV | 177 | 195 | LN TUCO - LUBBOCKE 115 kV | LN TUCO - JONESSUB 230 kV | 2018-01-11 17:03 | 2018-03-23 14:59 | LN: SPS.SPS.138.1 | LN: SPS.SPS.137.1
23425 | TEMP18_23425 | SWPP | INT | LN DEWEY1 - TALOGA1 138 kV ftlo LN TATONGA - MATHWSN7 345 kV | 194 | 215 | LN DEWEY1 - TALOGA1 138 kV | LN TATONGA - MATHWSN7 345 kV | 2018-01-09 19:52 | 2018-03-23 14:59 | LN: OKGE.OKGE.8695.A | LN: OKGE.OKGE.TATONGA_MATHWS.A
23485 | TEMP32_23485 | SWPP | INT | LN FARB - KSC10 138 kV ftlo LN RANCHRD7 - SONR1 345 kV | 160 | 160 | LN FARB - KSC10 138 kV | LN RANCHRD7 - SONR1 345 kV | 2018-01-24 00:07 | 2018-03-23 14:59 | LN: WR.WR.FARBKSC1013_1.1 | LN: OKGE.OKGE.SONR_ROSE.A
23283 | TEMP12_23283 | SWPP | INT | LN FULTON_C - PAT_WX 115 kV ftlo LN ETTA - MCNEIL 500 kV | 158 | 158 | LN FULTON_C - PAT_WX 115 kV | LN ETTA - MCNEIL 500 kV | 2017-11-18 13:39 | 2018-03-23 14:59 | LN: EES.EES.FULTON_PATMO.A | LN: EES.EES.MCNEIL_ETTA__8.A
23403 | TEMP08_23403 | SWPP | INT | XF MOORE 345/115 kV ftlo LN MOORE - MCCOOL 345 kV | 307 | 338 | XF MOORE 345/115 kV | LN MOORE - MCCOOL 345 kV | 2018-01-05 16:07 | 2018-03-23 14:59 | XF: NPPD.NPPD.MOORE.1.1 | LN: NPPD.NPPD.NP_3502-A.A
22982 | TEMP22_22982 | SWPP | INT | LN GROTON - BRISTOL3 115 kV ftlo LN GROTON - WATERTN 345 kV | 111 | 111 | LN GROTON - BRISTOL3 115 kV | LN GROTON - WATERTN 345 kV | 2017-07-21 15:32 | 2018-03-23 14:59 | LN: WAUE.WAUE.GROTOBRIST11_1.1 | LN: WAUE.WAUE.WATERGROTO34_1.1
23236 | TEMP42_23236 | SWPP | INT | LN MONETT - AUR1241 161 kV ftlo LN FLINTCRK - BROOK_LN 345 kV | 223 | 223 | LN MONETT - AUR1241 161 kV | LN FLINTCRK - BROOK_LN 345 kV | 2017-11-01 01:44 | 2018-03-23 14:59 | LN: EDE.EDE.11337.A | LN: AECI.AECI.FLNTCK-BROOK1.A
23353 | TEMP77_23353 | SWPP | INT | LN NESCTY - ALXNDR 115 kV ftlo LN SETAB1 - HOLCOM1 345 kV | 80 | 80 | LN NESCTY - ALXNDR 115 kV | LN SETAB1 - HOLCOM1 345 kV | 2017-12-22 00:28 | 2018-03-23 14:59 | LN: WR.MIDW.10028.A | LN: SECI.SECI.10148.A
23301 | TEMP65_23301 | SWPP | INT | LN AUR1241 - RDSPG5 161 kV ftlo LN 5WASHBR - BEAVER1 161 kV | 167 | 167 | LN AUR1241 - RDSPG5 161 kV | LN 5WASHBR - BEAVER1 161 kV | 2017-11-23 22:50 | 2018-03-23 14:59 | LN: EDE.EDE.11335.A | LN: AECI.AECI.7358.A
23474 | TEMP53_23474 | SWPP | INT | LN IATAN - STRA 345 kV ftlo LN IATAN - EASTTOWN 345 kV | 1195 | 1195 | LN IATAN - STRA 345 kV | LN IATAN - EASTTOWN 345 kV | 2018-01-18 21:08 | 2018-03-23 14:59 | LN: KCPL.KCPL.IATAN__STR_CR1.1 | LN: MPS.MPS.IATAN__ST_JOE1.A
23450 | TEMP40_23450 | SWPP | INT | LN GRDA17 - WAGNOR1 161 kV ftlo LN MAID1 - LOC_GROV 161 kV | 223 | 223 | LN GRDA17 - WAGNOR1 161 kV | LN MAID1 - LOC_GROV 161 kV | 2018-01-14 21:01 | 2018-03-23 14:59 | LN: AECI.AECI.8559.A | LN: GRDA.GRDA.MAID_LOC.A
23494 | TEMP47_23494 | SWPP | INT | LN LAMB - PLXSUB 115 kV ftlo LN TOLKSUB - ROOSEVE2 230 kV | 120 | 120 | LN LAMB - PLXSUB 115 kV | LN TOLKSUB - ROOSEVE2 230 kV | 2018-01-29 07:37 | 2018-03-23 14:59 | LN: SPS.SPS.128.1 | LN: SPS.SPS.120.1
23178 | TEMP90_23178 | SWPP | INT | LN TOLKSUB - TUCO 230 kV ftlo LN TOLKSUB - YOAKUM 230 kV | 319 | 319 | LN TOLKSUB - TUCO 230 kV | LN TOLKSUB - YOAKUM 230 kV | 2017-10-16 17:11 | 2018-03-23 14:59 | LN: SPS.SPS.TOLKSTUCO50_1.1 | LN: SPS.SPS.122.1
23183 | TEMP92_23183 | SWPP | INT | LN LAR3821 - SPRGFLD 161 kV ftlo LN FLINTCRK - BROOK_LN 345 kV | 167 | 167 | LN LAR3821 - SPRGFLD 161 kV | LN FLINTCRK - BROOK_LN 345 kV | 2017-10-16 23:35 | 2018-03-23 14:59 | LN: SPA.SPA.SPFLD-LARUSL.A | LN: AECI.AECI.FLNTCK-BROOK1.A
23206 | TMP117_23206 | SWPP | INT | LN NSES - RAM452 161 kV ftlo LN BROOK_LN - FLINTCRK 345 kV | 205 | 223 | LN NSES - RAM452 161 kV | LN BROOK_LN - FLINTCRK 345 kV | 2017-10-24 10:13 | 2018-03-23 14:59 | LN: WR.WR.10291.A | LN: AECI.AECI.FLNTCK-BROOK1.A
23242 | TMP110_23242 | SWPP | INT | LN FULTON_C - PAT_WX 115 kV ftlo LN TURK_PP - SUGARHI 138 kV | 158 | 158 | LN FULTON_C - PAT_WX 115 kV | LN TURK_PP - SUGARHI 138 kV | 2017-11-02 23:04 | 2018-03-23 14:59 | LN: EES.EES.FULTON_PATMO.A | LN: CSWS.CSWS.SUGA_TURK.A
23188 | TMP124_23188 | SWPP | INT | LN ECKLES - 5LEVASY 161 kV ftlo LN MONTROSE - CLINTON 161 kV | 227 | 227 | LN ECKLES - 5LEVASY 161 kV | LN MONTROSE - CLINTON 161 kV | 2017-10-18 05:04 | 2018-03-23 14:59 | LN: INDN.INDN.ECKLE__PITTSV1.1 | LN: AECI.AECI.CLINTO_MONTRO1.1
23150 | TMP126_23150 | SWPP | INT | LN CARLISLE - DOUD 115 kV ftlo LN PLXSUB - SUNDOWN2 230 kV | 120 | 120 | LN CARLISLE - DOUD 115 kV | LN PLXSUB - SUNDOWN2 230 kV | 2017-10-06 16:54 | 2018-03-23 14:59 | LN: SPS.SPS.CARLIDOUD11_1.1 | LN: SPS.SPS.125.1
23482 | TMP111_23482 | SWPP | INT | LN N_PLT1 - C_CREEK 230 kV ftlo LN G_GENT1 - SWEETW4 345 kV | 392 | 431 | LN N_PLT1 - C_CREEK 230 kV | LN G_GENT1 - SWEETW4 345 kV | 2018-01-21 14:38 | 2018-03-23 14:59 | LN: NPPD.NPPD.N_PLT1_C_CREEK.A | LN: NPPD.NPPD.12212.A
23430 | TMP121_23430 | SWPP | INT | LN ALXNDR - NESCTY 115 kV ftlo LN HOLCOM1 - SETAB1 345 kV | 80 | 80 | LN ALXNDR - NESCTY 115 kV | LN HOLCOM1 - SETAB1 345 kV | 2018-01-10 17:03 | 2018-03-23 14:59 | LN: WR.MIDW.10028.A | LN: SECI.SECI.10148.A
23402 | TEMP93_23402 | SWPP | INT | LN ELSIETP - PAXTON 115 kV ftlo LN HASTING_ - GRISLD1 230 kV | 108 | 108 | LN ELSIETP - PAXTON 115 kV | LN HASTING_ - GRISLD1 230 kV | 2018-01-05 18:55 | 2018-03-23 14:59 | LN: NPPD.NPPD.ELSIEPAXTO11_1.1 | LN: NPPD.NPPD.NP_2307.1
23407 | TMP138_23407 | SWPP | INT | LN LONGWOO - OAK_PHEC 138 kV ftlo XF SWSHREV 345/1 kV | 234 | 234 | LN LONGWOO - OAK_PHEC 138 kV | XF SWSHREV 345/1 kV | 2018-01-07 01:17 | 2018-03-23 14:59 | LN: CSWS.CSWS.835B.T1 | XF: CSWS.CSWS.SWSHREV.MIDL.MIDL_P
23310 | TMP148_23310 | SWPP | INT | LN LEC - JARB 115 kV ftlo LN HOYT - STRA 345 kV | 100 | 118 | LN LEC - JARB 115 kV | LN HOYT - STRA 345 kV | 2017-12-01 14:06 | 2018-03-23 14:59 | LN: WR.WR.4169.1 | LN: WR.WR.11_HOYT.1
23421 | TMP128_23421 | SWPP | INT | LN MARSHAL3 - SMIT 115 kV ftlo XF ELM_CRK 345/230 kV | 86 | 92 | LN MARSHAL3 - SMIT 115 kV | XF ELM_CRK 345/230 kV | 2018-01-09 12:52 | 2018-03-23 14:59 | LN: WR.WR.MARSHAL3_SMIT.A | XF: SECI.SECI.ELM_CRK.TR01.1
23409 | TMP136_23409 | SWPP | INT | XF LONGWOO 345/138 kV ftlo XF SWSHREV 345/1 kV | 448 | 493 | XF LONGWOO 345/138 kV | XF SWSHREV 345/1 kV | 2018-01-07 01:53 | 2018-03-23 14:59 | XF: CSWS.CSWS.LONGWOO.855.345_138 | XF: CSWS.CSWS.SWSHREV.MIDL.MIDL_P
23413 | TMP134_23413 | SWPP | INT | XF G_GENT1 345/1 kV ftlo XF G_GENT1 345/1 kV | 336 | 336 | XF G_GENT1 345/1 kV | XF G_GENT1 345/1 kV | 2018-01-08 10:07 | 2018-03-23 14:59 | XF: NPPD.NPPD.G_GENT1.1.1 | XF: NPPD.NPPD.G_GENT1.2.2
23495 | TMP147_23495 | SWPP | INT | XF LAMB 230/115 kV ftlo LN TOLKSUB - PLXSUB 230 kV | 239 | 239 | XF LAMB 230/115 kV | LN TOLKSUB - PLXSUB 230 kV | 2018-01-29 18:44 | 2018-03-23 14:59 | XF: SPS.SPS.LAMB.744.LAM_115XFMR | LN: SPS.SPS.126.1
23516 | TMP133_23516 | SWPP | INT | XF BUSHLAND 230/115 kV ftlo LN NEWHART - POTTER_S 230 kV | 159 | 159 | XF BUSHLAND 230/115 kV | LN NEWHART - POTTER_S 230 kV | 2018-02-06 01:41 | 2018-03-23 14:59 | XF: SPS.SPS.BUSHLAND.728.BUS_115XF | LN: SPS.SPS.K90.A
23436 | TMP180_23436 | SWPP | INT | XF BUSHLAND 230/115 kV ftlo LN TUCO - OKLAUNIO 345 kV | 159 | 159 | XF BUSHLAND 230/115 kV | LN TUCO - OKLAUNIO 345 kV | 2018-01-12 07:43 | 2018-03-23 14:59 | XF: SPS.SPS.BUSHLAND.728.BUS_115XF | LN: SPS.SPS.136.1
23442 | TMP176_23442 | SWPP | INT | LN TOLKSUB - PLXSUB 230 kV ftlo LN TOLKSUB - TUCO 230 kV | 329 | 361 | LN TOLKSUB - PLXSUB 230 kV | LN TOLKSUB - TUCO 230 kV | 2018-01-12 22:05 | 2018-03-23 14:59 | LN: SPS.SPS.126.1 | LN: SPS.SPS.TOLKSTUCO50_1.1
23311 | TMP164_23311 | SWPP | INT | LN KELL - KIHI 115 kV ftlo LN COOPER - ST_JOE 345 kV | 86 | 92 | LN KELL - KIHI 115 kV | LN COOPER - ST_JOE 345 kV | 2017-12-03 00:54 | 2018-03-23 14:59 | LN: WR.WR.KELLKIHI11_1.1 | LN: NPPD.NPPD.11310.A
23379 | TMP229_23379 | SWPP | INT | LN MEADW_GR - KELLY 230 kV ftlo LN GRPRAIR - GRISLD1 345 kV | 387 | 425 | LN MEADW_GR - KELLY 230 kV | LN GRPRAIR - GRISLD1 345 kV | 2018-01-02 10:03 | 2018-03-23 14:59 | LN: NPPD.NPPD.MEADWGRV_KELLY.A | LN: NPPD.NPPD.GRISLD1_GRPRAI.A
23381 | TMP184_23381 | SWPP | INT | LN HOBBS - CUNNSUB 115 kV ftlo LN HOBBS - CUNNSUB 230 kV | 176 | 194 | LN HOBBS - CUNNSUB 115 kV | LN HOBBS - CUNNSUB 230 kV | 2018-01-02 12:45 | 2018-03-23 14:59 | LN: SPS.SPS.CUNNSUB_HOBBS2.1 | LN: SPS.SPS.CUNNSUB_HOBBS.A
23389 | TMP230_23389 | SWPP | INT | LN CENTNIAL - PAOLA 161 kV ftlo LN CEDAR_CR - W_GARDNR 161 kV | 167 | 167 | LN CENTNIAL - PAOLA 161 kV | LN CEDAR_CR - W_GARDNR 161 kV | 2018-01-04 07:45 | 2018-03-23 14:59 | LN: KCPL.KCPL.CENTNI_PAOLA_1.1 | LN: KCPL.KCPL.WGRDNR_CEDAR_1.A
23390 | TMP191_23390 | SWPP | INT | LN HOLCOM1 - JONES3 115 kV ftlo LN HOLCOM1 - GRDNCT1 115 kV | 119.5 | 148.2 | LN HOLCOM1 - JONES3 115 kV | LN HOLCOM1 - GRDNCT1 115 kV | 2018-01-04 07:45 | 2018-03-23 14:59 | LN: SECI.SECI.10123.A | LN: SECI.SECI.10140.A
23340 | TMP159_23340 | SWPP | INT | LN 70_BLUF - SUB1214 161 kV ftlo LN WAGENER - SUB3454 345 kV | 116 | 116 | LN 70_BLUF - SUB1214 161 kV | LN WAGENER - SUB3454 345 kV | 2017-12-13 15:27 | 2018-03-23 14:59 | LN: LES.LES.SUB1270_BL16_1.1 | LN: LES.LES.WAGENSUB3434_1.1
23345 | TMP196_23345 | SWPP | INT | LN CRKCREEK - CUDAHY1 115 kV ftlo LN HOLCOM1 - SETAB1 345 kV | 119.5 | 148.2 | LN CRKCREEK - CUDAHY1 115 kV | LN HOLCOM1 - SETAB1 345 kV | 2017-12-16 15:34 | 2018-03-23 14:59 | LN: SECI.SECI.10897.A | LN: SECI.SECI.10148.A
23249 | TMP185_23249 | SWPP | INT | LN FLINTCRK - DECAS5 161 kV ftlo LN FLINTCRK - BROOK_LN 345 kV | 223 | 223 | LN FLINTCRK - DECAS5 161 kV | LN FLINTCRK - BROOK_LN 345 kV | 2017-11-08 01:03 | 2018-03-23 14:59 | LN: EDE.EDE.FLNCRK_EDE_1A.A | LN: AECI.AECI.FLNTCK-BROOK1.A
22891 | TMP153_22891 | SWPP | INT | LN FTRANDL - UTICAJC 230 kV ftlo LN FTRANDL - SIOUXCY 230 kV | 320 | 320 | LN FTRANDL - UTICAJC 230 kV | LN FTRANDL - SIOUXCY 230 kV | 2017-06-12 20:19 | 2018-03-23 14:59 | LN: WAUE.WAUE.FTRANUTICA23_1.1 | LN: WAUE.WAUE.FTRANSIOUX23_1.1
22714 | TMP199_22714 | SWPP | INT | LN GAVINS - HARTNGTN 115 kV ftlo LN BLMFLD - CREITON 115 kV | 120 | 132 | LN GAVINS - HARTNGTN 115 kV | LN BLMFLD - CREITON 115 kV | 2017-04-13 20:35 | 2018-03-23 14:59 | LN: WAUE.WAUE.HARTGGAVIN11_1.1 | LN: NPPD.NPPD.BLMFLD_CREITON.A
22898 | TMP251_22898 | SWPP | INT | LN CUDAHY1 - KISMET 115 kV ftlo XF HOLCOM1 345/1 kV | 119.5 | 135.8 | LN CUDAHY1 - KISMET 115 kV | XF HOLCOM1 345/1 kV | 2017-06-16 09:50 | 2018-03-23 14:59 | LN: SECI.SECI.10884B.A | XF: SECI.SECI.HOLCOM1.1016.AB
23094 | TMP255_23094 | SWPP | INT | LN TOLKSUB - TUCO 230 kV ftlo LN TOLKSUB - PLXSUB 230 kV | 319 | 319 | LN TOLKSUB - TUCO 230 kV | LN TOLKSUB - PLXSUB 230 kV | 2017-09-20 12:24 | 2018-03-23 14:59 | LN: SPS.SPS.TOLKSTUCO50_1.1 | LN: SPS.SPS.629.1
23472 | TMP248_23472 | SWPP | INT | LN MOUN - SPRIJ 115 kV ftlo XF MORR 230/115 kV | 86 | 92 | LN MOUN - SPRIJ 115 kV | XF MORR 230/115 kV | 2018-01-18 10:49 | 2018-03-23 14:59 | LN: WR.WR.4246.1 | XF: WR.WR.MORR.3005.MORR_105
23435 | TMP269_23435 | SWPP | INT | LN RUSSETT - SBROWN 138 kV ftlo LN JHNSTNCO - CANEY1 138 kV | 143 | 143 | LN RUSSETT - SBROWN 138 kV | LN JHNSTNCO - CANEY1 138 kV | 2018-01-12 06:54 | 2018-03-23 14:59 | LN: WFEC.WFEC.7454.A | LN: OKGE.OKGE.JOHNCO_CANEY.A
23546 | TMP231_23546 | SWPP | INT | LN MDWST - FRNKLN1 138 kV ftlo LN MINCO - GRACMONT 345 kV | 287 | 287 | LN MDWST - FRNKLN1 138 kV | LN MINCO - GRACMONT 345 kV | 2018-02-19 01:52 | 2018-03-23 14:59 | LN: WFEC.WFEC.8853.A | LN: OKGE.OKGE.LAWTON_MINCO.A
23567 | TMP277_23567 | SWPP | INT | XF RENFROW7 345/1 kV ftlo LN VIOLA7 - WICH 345 kV | 478 | 478 | XF RENFROW7 345/1 kV | LN VIOLA7 - WICH 345 kV | 2018-02-27 16:50 | 2018-03-23 14:59 | XF: OKGE.OKGE.RENFROW7.TR2.TR2A | LN: WR.WR.VIOLA_WICH.B
23567 | TEMP53_23567 | SWPP | INT | LN VINETAP3 - NHAYS 115 kV ftlo LN SHAYS - MULGRE2 230 kV | 478 | 478 | LN VINETAP3 - NHAYS 115 kV | LN SHAYS - MULGRE2 230 kV | 2018-02-27 16:50 | 2018-03-28 22:45 | LN: WR.MIDW.NHAYS_VINETAP3.A | LN: WR.MIDW.MULGRE2_SHAYS.A
23476 | TEMP44_23476 | SWPP | RCF | LN IATAN - STRA 345 kV ftlo LN ST_JOE - NASHUA 345 kV | 1195 | 1195 | LN IATAN - STRA 345 kV | LN ST_JOE - NASHUA 345 kV | 2018-01-19 08:16 | 2018-04-03 22:09 | LN: KCPL.KCPL.IATAN__STR_CR1.1 | LN: KCPL.KCPL.NASHUA_ST_JOE.A
23487 | TEMP46_23487 | SWPP | RCF | LN CAN_RIVR - N345 345 kV ftlo LN RANCHRD7 - SONR1 345 kV | 956 | 956 | LN CAN_RIVR - N345 345 kV | LN RANCHRD7 - SONR1 345 kV | 2018-01-24 22:37 | 2018-04-03 22:09 | LN: WR.WR.CANRIVR_N345.A | LN: OKGE.OKGE.SONR_ROSE.A
23350 | TEMP78_23350 | SWPP | RCF | XF STILWELL 345/1 kV ftlo LN STILWELL - PECULIA7 345 kV | 550 | 650 | XF STILWELL 345/1 kV | LN STILWELL - PECULIA7 345 kV | 2017-12-20 20:12 | 2018-04-03 22:09 | XF: KCPL.KCPL.STILWELL.XF22.XF22H | LN: MPS.MPS.SIBLEY_STILWE1.B
23391 | TMP189_23391 | SWPP | RCF | LN LACYGNE - W_GARDNR 345 kV ftlo LN LACYGNE - STILWELL 345 kV | 2108 | 2108 | LN LACYGNE - W_GARDNR 345 kV | LN LACYGNE - STILWELL 345 kV | 2018-01-04 10:42 | 2018-04-03 22:09 | LN: KCPL.KCPL.LACYGN_W_GARD1.1 | LN: KCPL.KCPL.LACYGN_STILWE1.1
23325 | TEMP52_23325 | SWPP | RCF | LN WILKES - LONGWOO 345 kV ftlo LN DIANA - SWSHREV 345 kV | 776 | 776 | LN WILKES - LONGWOO 345 kV | LN DIANA - SWSHREV 345 kV | 2017-12-06 15:29 | 2018-04-03 22:09 | LN: CSWS.CSWS.858.A | LN: CSWS.CSWS.SWSHRDIANA11_1.A
23333 | TEMP09_23333 | SWPP | RCF | LN COOPER - ST_JOE 345 kV ftlo LN KETCHEM - SIBLEY 345 kV | 1195 | 1195 | LN COOPER - ST_JOE 345 kV | LN KETCHEM - SIBLEY 345 kV | 2017-12-08 19:07 | 2018-04-03 22:09 | LN: NPPD.NPPD.11310.A | LN: MPS.MPS.SIBLEY_KETCH.A
23275 | TMP258_23275 | SWPP | RCF | LN WBURGE1 - WAFB 161 kV ftlo LN WINDSR5 - SEDALATP 161 kV | 167 | 167 | LN WBURGE1 - WAFB 161 kV | LN WINDSR5 - SEDALATP 161 kV | 2017-11-17 01:32 | 2018-04-03 22:33 | LN: MPS.MPS.11035.A | LN: MPS.MPS.WINDSOR_SEDLTP.A
23459 | TMP260_23459 | SWPP | RCF | XF STILWELL 345/1 kV ftlo LN STILWELL - PECULIA7 345 kV | 550 | 605 | XF STILWELL 345/1 kV | LN STILWELL - PECULIA7 345 kV | 2018-01-16 20:08 | 2018-04-03 22:33 | XF: KCPL.KCPL.STILWELL.XF11.XF11H | LN: MPS.MPS.SIBLEY_STILWE1.B
23399 | TEMP05_23399 | SWPP | INT | XF WDRNG1 345/138 kV ftlo XF RENFROW7 345/1 kV | 330 | 359 | XF WDRNG1 345/138 kV | XF RENFROW7 345/1 kV | 2018-01-05 19:06 | 2018-04-12 14:11 | XF: OKGE.OKGE.WDRNG1.8618.A | XF: OKGE.OKGE.RENFROW7.TR2.TR2A
23660 | TEMP06_23660 | SWPP | INT | LN 134PENTP - WESTMOR4 138 kV ftlo LN MCCLAI - SARA 138 kV | 347 | 375 | LN 134PENTP - WESTMOR4 138 kV | LN MCCLAI - SARA 138 kV | 2018-03-29 15:07 | 2018-04-12 14:11 | LN: OKGE.OKGE.WEST_134PENTP.A | LN: OKGE.OKGE.MCCLAI_SARA__1.A
22479 | TEMP07_22479 | SWPP | INT | LN BUSHLAND - DEAFSMIT 230 kV ftlo LN POTTER_S - NEWHART 230 kV | 319 | 319 | LN BUSHLAND - DEAFSMIT 230 kV | LN POTTER_S - NEWHART 230 kV | 2016-12-25 19:52 | 2018-04-12 14:11 | LN: SPS.SPS.BUSHL_DEAFSM.1 | LN: SPS.SPS.K90.A
23113 | TEMP15_23113 | SWPP | INT | LN VERD_TAP - AMC_TAP 138 kV ftlo LN TULSA_NO - NE_GAS 138 kV | 136 | 136 | LN VERD_TAP - AMC_TAP 138 kV | LN TULSA_NO - NE_GAS 138 kV | 2017-09-24 13:34 | 2018-04-12 14:11 | LN: CSWS.CSWS.2078A.A | LN: CSWS.CSWS.2069.A
22206 | TEMP19_22206 | SWPP | INT | LN CIMARRON - DRAPR1 345 kV ftlo LN SONR1 - CLEVLND7 345 kV | 717 | 717 | LN CIMARRON - DRAPR1 345 kV | LN SONR1 - CLEVLND7 345 kV | 2016-10-03 11:34 | 2018-04-12 14:11 | LN: OKGE.OKGE.8803.A | LN: GRDA.GRDA.SONR_CLEVLND.A
23478 | TEMP24_23478 | SWPP | INT | LN TUCO - STANTON 115 kV ftlo LN TUCO - JONESSUB 230 kV | 120 | 120 | LN TUCO - STANTON 115 kV | LN TUCO - JONESSUB 230 kV | 2018-01-19 21:44 | 2018-04-12 14:11 | LN: SPS.SPS.134.1 | LN: SPS.SPS.137.1
23477 | TEMP25_23477 | SWPP | INT | XF RENFROW7 345/1 kV ftlo LN HUNTERS7 - WDRNG1 345 kV | 478 | 478 | XF RENFROW7 345/1 kV | LN HUNTERS7 - WDRNG1 345 kV | 2018-01-19 21:44 | 2018-04-12 14:11 | XF: OKGE.OKGE.RENFROW7.TR2.TR2A | LN: OKGE.OKGE.8622.A
23480 | TEMP35_23480 | SWPP | INT | LN KELL - TECH 161 kV ftlo LN IATAN - STRA 345 kV | 112 | 123 | LN KELL - TECH 161 kV | LN IATAN - STRA 345 kV | 2018-01-19 21:44 | 2018-04-12 14:11 | LN: WR.WR.4055.1 | LN: KCPL.KCPL.IATAN__STR_CR1.1
23347 | TEMP37_23347 | SWPP | INT | LN CENTNIAL - PAOLA 161 kV ftlo LN W_GARDNR - PLESNTV 161 kV | 167 | 167 | LN CENTNIAL - PAOLA 161 kV | LN W_GARDNR - PLESNTV 161 kV | 2017-12-19 12:15 | 2018-04-12 14:11 | LN: KCPL.KCPL.CENTNI_PAOLA_1.1 | LN: KCPL.KCPL.PLESNTV_WGRDNR.A
23486 | TEMP45_23486 | SWPP | INT | LN IODINE4 - REDCLFTP 138 kV ftlo LN TATONGA - MATHWSN7 345 kV | 249 | 270 | LN IODINE4 - REDCLFTP 138 kV | LN TATONGA - MATHWSN7 345 kV | 2018-01-24 21:17 | 2018-04-12 14:11 | LN: OKGE.OKGE.IODINE_REDCLIF.A | LN: OKGE.OKGE.TATONGA_MATHWS.A
23383 | TEMP57_23383 | SWPP | INT | LN AUR1241 - RDSPG5 161 kV ftlo LN BEAVER1 - EURK_SPA 161 kV | 167 | 167 | LN AUR1241 - RDSPG5 161 kV | LN BEAVER1 - EURK_SPA 161 kV | 2018-01-02 22:55 | 2018-04-12 14:11 | LN: EDE.EDE.11335.A | LN: SPA.SPA.BEAVER_EUREKA1.A
23395 | TEMP59_23395 | SWPP | INT | LN COULTER - HILLSIDE 115 kV ftlo LN POTTER_S - NEWHART 230 kV | 159 | 159 | LN COULTER - HILLSIDE 115 kV | LN POTTER_S - NEWHART 230 kV | 2018-01-04 20:42 | 2018-04-12 14:34 | LN: SPS.SPS.V52-1.A | LN: SPS.SPS.K90.A
21164 | TEMP63_21164 |  | INT | LN CIMARRON - DRAPR1 345 kV ftlo LN MINCO - GRACMONT 345 kV |  |  | LN CIMARRON - DRAPR1 345 kV | LN MINCO - GRACMONT 345 kV | 2015-08-23 10:02 | 2018-04-12 14:34 | LN: OKGE.OKGE.8803.A | LN: OKGE.OKGE.LAWTON_MINCO.A
23400 | TEMP84_23400 | SWPP | INT | LN AUBU - SWIS 230 kV ftlo LN JEFF - HOYT 345 kV | 349 | 363 | LN AUBU - SWIS 230 kV | LN JEFF - HOYT 345 kV | 2018-01-05 18:55 | 2018-04-12 14:34 | LN: WR.WR.4011.1 | LN: WR.WR.HOYTJEFF34_1.1
22478 | TEMP88_22478 | SWPP | INT | LN NRTHEAST - CROSTOWN 161 kV ftlo LN IATAN - STRA 345 kV | 259 | 259 | LN NRTHEAST - CROSTOWN 161 kV | LN IATAN - STRA 345 kV | 2016-12-23 09:04 | 2018-04-12 14:34 | LN: KCPL.KCPL.CROSTO_NRTHEA1.1 | LN: KCPL.KCPL.IATAN__STR_CR1.1
22541 | TEMP91_22541 | SWPP | INT | XF CIRC 230/115 kV ftlo LN SUMM - RENO 345 kV | 280 | 308 | XF CIRC 230/115 kV | LN SUMM - RENO 345 kV | 2017-01-18 14:42 | 2018-04-12 14:34 | XF: WR.WR.CIRC.1077.CIRC_67 | LN: WR.WR.RENO_SUMM.A
23509 | TEMP98_23509 | SWPP | INT | LN STHRD - ROMAN 138 kV ftlo LN DEWEY1 - TALOGA1 138 kV | 171 | 185 | LN STHRD - ROMAN 138 kV | LN DEWEY1 - TALOGA1 138 kV | 2018-02-02 22:35 | 2018-04-12 14:34 | LN: OKGE.OKGE.8718.A | LN: OKGE.OKGE.8695.A
23420 | TMP101_23420 | SWPP | INT | LN BAI_CO_R - PLXSUB 115 kV ftlo LN CASTRO - DFS_REC1 115 kV | 143 | 160 | LN BAI_CO_R - PLXSUB 115 kV | LN CASTRO - DFS_REC1 115 kV | 2018-01-09 13:04 | 2018-04-12 14:34 | LN: SPS.SPS.131.1 | LN: SPS.SPS.CASTRDFS_R11_1.1
23440 | TMP102_23440 | SWPP | INT | LN RDST2 - JSTREET5 161 kV ftlo LN FTSMTH - COLNY 161 kV | 223 | 223 | LN RDST2 - JSTREET5 161 kV | LN FTSMTH - COLNY 161 kV | 2018-01-12 17:33 | 2018-04-12 14:34 | LN: OKGE.OKGE.9168.A | LN: OKGE.OKGE.9163.A
22817 | TMP104_22817 | SWPP | INT | LN RB_SPRLK - MOORE_CO 115 kV ftlo LN HITCH - MOORE_CO 230 kV | 80 | 80 | LN RB_SPRLK - MOORE_CO 115 kV | LN HITCH - MOORE_CO 230 kV | 2017-05-14 10:13 | 2018-04-12 14:34 | LN: SPS.SPS.LNW24_B.B | LN: SPS.SPS.LNK75.A
22774 | TMP105_22774 | SWPP | INT | LN HANSFORD - SPEARMA1 115 kV ftlo LN HITCH - MOORE_CO 230 kV | 159 | 159 | LN HANSFORD - SPEARMA1 115 kV | LN HITCH - MOORE_CO 230 kV | 2017-04-30 22:38 | 2018-04-12 14:34 | LN: SPS.SPS.V-68_SPEAR.B | LN: SPS.SPS.LNK75.A
23511 | TMP112_23511 | SWPP | INT | LN SHARPER5 - ARCHIE 161 kV ftlo LN PHILL - HSNVL1 161 kV | 234 | 234 | LN SHARPER5 - ARCHIE 161 kV | LN PHILL - HSNVL1 161 kV | 2018-02-05 03:30 | 2018-04-12 14:34 | LN: MPS.MPS.ARCHIE_SHARP.A | LN: MPS.MPS.11031.A
22583 | TMP113_22583 | SWPP | INT | LN CIMARRON - DRAPR1 345 kV ftlo LN ARCAD7 - SEMINOLE 345 kV | 717 | 717 | LN CIMARRON - DRAPR1 345 kV | LN ARCAD7 - SEMINOLE 345 kV | 2017-02-09 18:40 | 2018-04-12 14:34 | LN: OKGE.OKGE.8803.A | LN: OKGE.OKGE.8851.A
22847 | TMP118_22847 | SWPP | INT | LN STHRD - ROMAN 138 kV ftlo LN TATONGA - MATHWSN7 345 kV | 133 | 153 | LN STHRD - ROMAN 138 kV | LN TATONGA - MATHWSN7 345 kV | 2017-05-25 00:55 | 2018-04-12 14:34 | LN: OKGE.OKGE.8718.A | LN: OKGE.OKGE.TATONGA_MATHWS.A
23287 | TMP120_23287 | SWPP | INT | LN HOCKERVL - MIAMI_1 161 kV ftlo LN BLACKBRY - SPORTSMN 345 kV | 167 | 167 | LN HOCKERVL - MIAMI_1 161 kV | LN BLACKBRY - SPORTSMN 345 kV | 2017-11-20 00:35 | 2018-04-12 14:34 | LN: GRDA.GRDA.8520.A | LN: AECI.AECI.BLCKBRY_SPRTSM.A
23513 | TMP122_23513 | SWPP | INT | LN CASTRO - DFS_REC1 115 kV ftlo LN CASTRO - NEWHART 115 kV | 176 | 193 | LN CASTRO - DFS_REC1 115 kV | LN CASTRO - NEWHART 115 kV | 2018-02-06 03:27 | 2018-04-12 14:34 | LN: SPS.SPS.CASTRDFS_R11_1.1 | LN: SPS.SPS.NEWHART_CASTRO.A
23473 | TMP132_23473 | SWPP | INT | LN WDRNG1 - REDGNTN7 345 kV ftlo LN ONEOK - NOWST1 345 kV | 1015 | 1015 | LN WDRNG1 - REDGNTN7 345 kV | LN ONEOK - NOWST1 345 kV | 2018-01-18 14:51 | 2018-04-12 14:34 | LN: OKGE.OKGE.REDGNTN7_WDRNG.A | LN: OKGE.OKGE.ONEOK_NOWST1.A
23526 | TMP146_23526 | SWPP | INT | LN MOORLN1 - GLMTN 138 kV ftlo LN MOORLN1 - ROSETAP 138 kV | 143 | 143 | LN MOORLN1 - GLMTN 138 kV | LN MOORLN1 - ROSETAP 138 kV | 2018-02-07 01:04 | 2018-04-12 14:34 | LN: OKGE.OKGE.8693.A | LN: WFEC.WFEC.NOEL_MORLN.A
23714 | TMP148_23714 | SWPP | INT | LN FTRANDL - UTICAJC 230 kV ftlo LN MEADW_GR - KELLY 230 kV | 320 | 320 | LN FTRANDL - UTICAJC 230 kV | LN MEADW_GR - KELLY 230 kV | 2018-04-10 08:38 | 2018-04-12 14:34 | LN: WAUE.WAUE.FTRANUTICA23_1.1 | LN: NPPD.NPPD.MEADWGRV_KELLY.A
23690 | TEMP22_23690 | SWPP | INT | LN RIFFIN - ANDERS_9 138 kV ftlo LN LYDIA - WELSH 345 kV | 187 | 188 | LN RIFFIN - ANDERS_9 138 kV | LN LYDIA - WELSH 345 kV | 2018-04-05 00:50 | 2018-04-24 15:56 | LN: CSWS.CSWS.NNBOS_WILKE_2A.A | LN: CSWS.CSWS.925.A
23677 | TEMP40_23677 | SWPP | INT | LN SWBENNET - SHELDON 115 kV ftlo LN FOLSOM - SHELDON 115 kV | 240 | 240 | LN SWBENNET - SHELDON 115 kV | LN FOLSOM - SHELDON 115 kV | 2018-04-02 14:54 | 2018-04-24 15:56 | LN: LES.LES.BENNET_SHELDON.1 | LN: NPPD.NPPD.L1099.A
23052 | TEMP41_23052 | SWPP | INT | XF WOLF 345/1 kV ftlo XF TIOG 138/69 kV | 100 | 110 | XF WOLF 345/1 kV | XF TIOG 138/69 kV | 2017-09-06 15:31 | 2018-04-24 15:56 | XF: WR.WR.WOLF.TX_6.WOLF12 | XF: WR.WR.TIOG.1060.TIOG_1
23694 | TEMP42_23694 | SWPP | INT | LN 134PENTP - WESTMOR4 138 kV ftlo LN PLVAL - CHRCK 138 kV | 268 | 308 | LN 134PENTP - WESTMOR4 138 kV | LN PLVAL - CHRCK 138 kV | 2018-04-05 16:57 | 2018-04-24 15:56 | LN: OKGE.OKGE.WEST_134PENTP.A | LN: OKGE.OKGE.8827.A
23356 | TEMP49_23356 | SWPP | INT | XF WDRNG1 345/138 kV ftlo LN REDGNTN7 - MATHWSN7 345 kV | 330 | 359 | XF WDRNG1 345/138 kV | LN REDGNTN7 - MATHWSN7 345 kV | 2017-12-23 00:53 | 2018-04-24 15:56 | XF: OKGE.OKGE.WDRNG1.8618.A | LN: OKGE.OKGE.MATHWSN7_REDGN.A
23428 | TEMP67_23428 | SWPP | INT | XF CIMARRON 345/138 kV ftlo XF CIMARRON 345/138 kV | 478 | 478 | XF CIMARRON 345/138 kV | XF CIMARRON 345/138 kV | 2018-01-10 07:33 | 2018-04-24 15:56 | XF: OKGE.OKGE.CIMARRON.8801.A | XF: OKGE.OKGE.CIMARRON.8802.B
23596 | TEMP71_23596 | SWPP | INT | LN STEXEAS - KNOXLEE 138 kV ftlo LN EASTON - PIRKEY 138 kV | 303 | 303 | LN STEXEAS - KNOXLEE 138 kV | LN EASTON - PIRKEY 138 kV | 2018-03-13 00:22 | 2018-04-24 15:56 | LN: CSWS.CSWS.906.A | LN: CSWS.CSWS.PIRK_EAST.A
23706 | TMP117_23706 | SWPP | INT | LN BOYD - CDRLN 138 kV ftlo LN MCCLAI - SARA 138 kV | 191 | 191 | LN BOYD - CDRLN 138 kV | LN MCCLAI - SARA 138 kV | 2018-04-08 23:03 | 2018-04-24 15:56 | LN: OKGE.OKGE.8858.A | LN: OKGE.OKGE.MCCLAI_SARA__1.A
23707 | TMP121_23707 | SWPP | INT | LN LYN_REC1 - TERRY_CO 115 kV ftlo LN TERRY_CO - WOLFFORT 115 kV | 80 | 80 | LN LYN_REC1 - TERRY_CO 115 kV | LN TERRY_CO - WOLFFORT 115 kV | 2018-04-08 23:03 | 2018-04-24 15:56 | LN: SPS.SPS.TERRYLYN_R11_1.1 | LN: SPS.SPS.161.1
23701 | TMP134_23701 | SWPP | INT | LN YOAKUM - PLAINS_S 115 kV ftlo LN TOLKSUB - CROSSRDS 345 kV | 120 | 120 | LN YOAKUM - PLAINS_S 115 kV | LN TOLKSUB - CROSSRDS 345 kV | 2018-04-06 14:23 | 2018-04-24 15:56 | LN: SPS.SPS.164.1 | LN: SPS.SPS.EDDY_TOLKS34_1.A
23708 | TMP136_23708 | SWPP | INT | XF SUNDOWN2 230/115 kV ftlo LN CROSSRDS - EDDY_CO 345 kV | 149 | 149 | XF SUNDOWN2 230/115 kV | LN CROSSRDS - EDDY_CO 345 kV | 2018-04-09 00:18 | 2018-04-26 15:11 | XF: SPS.SPS.SUNDOWN2.769.SDN_115XF | LN: SPS.SPS.EDDY_CROSSRDS.A
23683 | TMP138_23683 | SWPP | INT | LN SBROWN - RUSSETT 138 kV ftlo LN VALLIANT - PITTSB9 345 kV | 117 | 136 | LN SBROWN - RUSSETT 138 kV | LN VALLIANT - PITTSB9 345 kV | 2018-04-04 15:28 | 2018-04-26 15:11 | LN: WFEC.WFEC.7454.A | LN: CSWS.CSWS.2160.A
23597 | TMP155_23597 | SWPP | INT | LN DIANA - LONSTR_S 138 kV ftlo LN DIANA - PIRKEY 345 kV | 287 | 316 | LN DIANA - LONSTR_S 138 kV | LN DIANA - PIRKEY 345 kV | 2018-03-13 00:12 | 2018-04-26 15:11 | LN: CSWS.CSWS.892.A | LN: CSWS.CSWS.895.A
23471 | TMP157_23471 | SWPP | INT | LN TUPELO2 - SBROWN 138 kV ftlo LN PITTSB9 - JHNSTNCO 345 kV | 96 | 96 | LN TUPELO2 - SBROWN 138 kV | LN PITTSB9 - JHNSTNCO 345 kV | 2018-01-18 09:28 | 2018-04-26 15:11 | LN: WFEC.WFEC.7444.A | LN: OKGE.OKGE.JOHNCO_PITTSB.A
23522 | TMP158_23522 | SWPP | INT | LN HIGGEAST - DENVER_C 115 kV ftlo LN HOBBS - YOAKUM 230 kV | 120 | 120 | LN HIGGEAST - DENVER_C 115 kV | LN HOBBS - YOAKUM 230 kV | 2018-02-06 16:06 | 2018-04-26 15:11 | LN: SPS.SPS.184.5 | LN: SPS.SPS.HOBBS_YOAKM230.A
23524 | TMP160_23524 | SWPP | INT | LN PCA - CARLSBAD 115 kV ftlo LN CUNNSUB - EDDY_CO 230 kV | 143 | 159 | LN PCA - CARLSBAD 115 kV | LN CUNNSUB - EDDY_CO 230 kV | 2018-02-06 18:34 | 2018-04-26 15:11 | LN: SPS.SPS.CARLSPCA11_1.1 | LN: SPS.SPS.EDDY_CUNNS23_1.1
23290 | TMP167_23290 | SWPP | INT | LN RAM452 - ORO1101 161 kV ftlo LN JOP3891 - TIP2921 161 kV | 279 | 279 | LN RAM452 - ORO1101 161 kV | LN JOP3891 - TIP2921 161 kV | 2017-11-20 07:35 | 2018-04-26 15:11 | LN: EDE.EDE.11330.A | LN: EDE.EDE.11352.A
23530 | TMP169_23530 | SWPP | INT | LN KNOLL1 - SALINE 115 kV ftlo XF POSTROCK 345/230 kV | 80 | 80 | LN KNOLL1 - SALINE 115 kV | XF POSTROCK 345/230 kV | 2018-02-08 17:54 | 2018-04-26 15:11 | LN: WR.MIDW.9975.A | XF: WR.MIDW.POSTROCK.XF1.XF1
23446 | TMP173_23446 | SWPP | INT | LN WHEGL - OSAGE_OG 138 kV ftlo LN WHEGL - CONEM 138 kV | 191 | 191 | LN WHEGL - OSAGE_OG 138 kV | LN WHEGL - CONEM 138 kV | 2018-01-14 07:02 | 2018-04-26 15:11 | LN: OKGE.OKGE.8654.A | LN: OKGE.OKGE.8662.A
23408 | TMP181_23408 | SWPP | INT | LN TOLKSUB - TUCO 230 kV ftlo LN TOLKSUB - PLXSUB 230 kV | 319 | 319 | LN TOLKSUB - TUCO 230 kV | LN TOLKSUB - PLXSUB 230 kV | 2018-01-07 01:41 | 2018-04-26 15:11 | LN: SPS.SPS.TOLKSTUCO50_1.1 | LN: SPS.SPS.126.1
23533 | TMP187_23533 | SWPP | INT | LN TUCO - STANTON 115 kV ftlo LN LUBBOCKS - ALLEN2 115 kV | 120 | 120 | LN TUCO - STANTON 115 kV | LN LUBBOCKS - ALLEN2 115 kV | 2018-02-13 07:44 | 2018-04-26 15:11 | LN: SPS.SPS.134.1 | LN: SPS.SPS.173.1
23525 | TMP194_23525 | SWPP | INT | LN IATAN - EASTTOWN 345 kV ftlo LN IATAN - NASHUA 345 kV | 1314 | 1314 | LN IATAN - EASTTOWN 345 kV | LN IATAN - NASHUA 345 kV | 2018-02-06 20:09 | 2018-04-26 15:11 | LN: MPS.MPS.IATAN__ST_JOE1.A | LN: KCPL.KCPL.IATAN_NASHUA.A
23299 | TMP195_23299 | SWPP | INT | LN OAK432 - ATL1091 161 kV ftlo LN TIP2921 - NEOSPA 161 kV | 223 | 223 | LN OAK432 - ATL1091 161 kV | LN TIP2921 - NEOSPA 161 kV | 2017-11-22 15:26 | 2018-04-26 15:11 | LN: EDE.EDE.11328.A | LN: SPA.SPA.7363.A
23672 | TMP196_23672 | SWPP | INT | LN BENT - WICH 345 kV ftlo LN WDRNG1 - HUNTERS7 345 kV | 878 | 956 | LN BENT - WICH 345 kV | LN WDRNG1 - HUNTERS7 345 kV | 2018-04-02 02:55 | 2018-04-26 15:11 | LN: WR.WR.BENTWICH34_1.1 | LN: OKGE.OKGE.8622.A
23385 | TMP203_23385 | SWPP | INT | LN JOP1451 - ORO1101 161 kV ftlo LN RAM452 - ORO1101 161 kV | 223 | 223 | LN JOP1451 - ORO1101 161 kV | LN RAM452 - ORO1101 161 kV | 2018-01-03 17:40 | 2018-04-26 15:11 | LN: EDE.EDE.11331.A | LN: EDE.EDE.11330.A
21787 | TMP215_21787 |  | INT | LN CIMARRON - DRAPR1 345 kV ftlo LN TERRY_RD - SUNNYSDE 345 kV |  |  | LN CIMARRON - DRAPR1 345 kV | LN TERRY_RD - SUNNYSDE 345 kV |  | 2018-04-26 15:11 | LN: OKGE.OKGE.8803.A | LN: CSWS.CSWS.TERRYRD_SUNYSD.A
23542 | TMP220_23542 | SWPP | INT | LN GA_WEST - CROSTOWN 161 kV ftlo LN HAWTHORN - LEEDS 161 kV | 259 | 259 | LN GA_WEST - CROSTOWN 161 kV | LN HAWTHORN - LEEDS 161 kV | 2018-02-17 01:44 | 2018-04-26 15:11 | LN: KCPL.KCPL.CROSTO_GA_WES1.1 | LN: KCPL.KCPL.HAWTHO_LEEDS_2.A
23363 | TMP227_23363 | SWPP | INT | LN TOLKSUB - TUCO 230 kV ftlo LN PLXSUB - SUNDOWN2 230 kV | 319 | 319 | LN TOLKSUB - TUCO 230 kV | LN PLXSUB - SUNDOWN2 230 kV | 2017-12-28 21:05 | 2018-04-26 15:11 | LN: SPS.SPS.TOLKSTUCO50_1.1 | LN: SPS.SPS.125.1
22877 | TMP225_22877 | SWPP | INT |  | 9999 | 133 | LN FPLSWTCH - WDWRD1 138 kV |  | 2017-06-06 15:10 | 2018-04-26 15:11 | LN: OKGE.OKGE.8691.A
23670 | TMP229_23670 | SWPP | INT | XF CIMARRON 345/138 kV ftlo LN CIMARRON - NOWST1 345 kV | 478 | 478 | XF CIMARRON 345/138 kV | LN CIMARRON - NOWST1 345 kV | 2018-04-02 02:33 | 2018-04-26 15:11 | XF: OKGE.OKGE.CIMARRON.8802.B | LN: OKGE.OKGE.8789.A
23669 | TMP230_23669 | SWPP | INT | LN CIMARRON - HAYMAKR4 138 kV ftlo LN CIMARRON - NOWST1 345 kV | 268 | 308 | LN CIMARRON - HAYMAKR4 138 kV | LN CIMARRON - NOWST1 345 kV | 2018-04-02 02:10 | 2018-04-26 15:11 | LN: OKGE.OKGE.8765.B | LN: OKGE.OKGE.8789.A
23668 | TMP231_23668 | SWPP | INT | LN CIMARRON - NOWST1 345 kV ftlo LN CIMARRON - DRAPR1 345 kV | 1195 | 1195 | LN CIMARRON - NOWST1 345 kV | LN CIMARRON - DRAPR1 345 kV | 2018-04-02 02:10 | 2018-04-26 15:11 | LN: OKGE.OKGE.8789.A | LN: OKGE.OKGE.8803.A
23548 | TMP232_23548 | SWPP | INT | LN ADABELL - VBI5 161 kV ftlo LN MASRD1 - WHITE2 161 kV | 223 | 223 | LN ADABELL - VBI5 161 kV | LN MASRD1 - WHITE2 161 kV | 2018-02-20 11:39 | 2018-04-26 15:11 | LN: OKGE.OKGE.9169.A | LN: OKGE.OKGE.9191.A
23358 | TMP234_23358 | SWPP | INT | LN LENEXA - GRNWOOD 161 kV ftlo LN CRAIG - PFLUMM5 161 kV | 334 | 334 | LN LENEXA - GRNWOOD 161 kV | LN CRAIG - PFLUMM5 161 kV | 2017-12-26 01:16 | 2018-04-26 15:11 | LN: KCPL.KCPL.GRNWOO_LENEXA1.1 | LN: KCPL.KCPL.CRAIG__OVRLD_1.1
23550 | TMP241_23550 | SWPP | INT | LN LUBBOCKS - ALLEN2 115 kV ftlo LN JONESSUB - TUCO 230 kV | 159 | 159 | LN LUBBOCKS - ALLEN2 115 kV | LN JONESSUB - TUCO 230 kV | 2018-02-21 20:46 | 2018-04-26 15:11 | LN: SPS.SPS.173.1 | LN: SPS.SPS.137.1
22806 | TMP242_22806 | SWPP | INT | XF LAWH 230/115 kV ftlo LN LAWH - MIDJ 230 kV | 280 | 308 | XF LAWH 230/115 kV | LN LAWH - MIDJ 230 kV | 2017-05-08 15:46 | 2018-04-26 15:11 | XF: WR.WR.LAWH.3034.LAWH_29 | LN: WR.WR.LAWHMIDJ23_1.1
23557 | TMP249_23557 | SWPP | INT | XF PECAN1 161/138 kV ftlo LN RIVRSIDE - EXGLN4 138 kV | 110 | 120 | XF PECAN1 161/138 kV | LN RIVRSIDE - EXGLN4 138 kV | 2018-02-23 07:23 | 2018-04-26 15:11 | XF: OKGE.OKGE.PECAN1.9107.AA | LN: OKGE.OKGE.RSPS_138.A
23662 | TMP251_23662 | SWPP | INT | LN PENSA1 - KETCHUM 161 kV ftlo LN SPORTSMN - BLACKBRY 345 kV | 194 | 194 | LN PENSA1 - KETCHUM 161 kV | LN SPORTSMN - BLACKBRY 345 kV | 2018-03-31 01:49 | 2018-04-26 15:12 | LN: GRDA.GRDA.KETCHUM_PENSA1.A | LN: AECI.AECI.BLCKBRY_SPRTSM.A
22702 | TMP253_22702 | SWPP | INT |  | 299 | 353 | LN SLCKHILS - WASHIT1 138 kV |  | 2017-04-05 11:29 | 2018-04-26 15:12 | LN: WFEC.WFEC.WASHIT_SLCK.A
23666 | TMP255_23666 | SWPP | INT | LN WILKES - JEFF_SWC 138 kV ftlo LN WILKES - LONGWOO 345 kV | 238 | 238 | LN WILKES - JEFF_SWC 138 kV | LN WILKES - LONGWOO 345 kV | 2018-04-02 01:35 | 2018-04-26 15:12 | LN: CSWS.CSWS.901.A | LN: CSWS.CSWS.858.A
23437 | TMP264_23437 | SWPP | INT | LN MSTNG1 - SW51 138 kV ftlo LN MSTNG1 - CUNCL 138 kV | 287 | 287 | LN MSTNG1 - SW51 138 kV | LN MSTNG1 - CUNCL 138 kV | 2018-01-12 08:31 | 2018-04-26 15:12 | LN: OKGE.OKGE.8775.A | LN: OKGE.OKGE.8772.A
23559 | TMP276_23559 | SWPP | INT | XF SUNDOWN2 230/115 kV ftlo LN TOLKSUB - YOAKUM 230 kV | 149 | 149 | XF SUNDOWN2 230/115 kV | LN TOLKSUB - YOAKUM 230 kV | 2018-02-26 22:25 | 2018-04-26 15:12 | XF: SPS.SPS.SUNDOWN2.769.SDN_115XF | LN: SPS.SPS.122.1
23573 | TMP281_23573 | SWPP | INT | LN 29EVENG3 - 29GA 115 kV ftlo LN JEFF - HOYT 345 kV | 141 | 141 | LN 29EVENG3 - 29GA 115 kV | LN JEFF - HOYT 345 kV | 2018-03-02 13:17 | 2018-04-26 15:12 | LN: WR.WR.4121.1 | LN: WR.WR.HOYTJEFF34_1.1
23537 | TMP282_23537 | SWPP | INT | LN DELAWARE - COFFEYGR 138 kV ftlo LN DELAWARE - N345 345 kV | 265 | 287 | LN DELAWARE - COFFEYGR 138 kV | LN DELAWARE - N345 345 kV | 2018-02-14 05:47 | 2018-04-26 15:12 | LN: GRDA.GRDA.81_564.A | LN: WR.WR.NEOSHO_DELAWAR.A
23575 | TMP283_23575 | SWPP | INT | LN LAR3821 - SPRGFLD 161 kV ftlo LN JASPER7 - MRGN_345 345 kV | 167 | 167 | LN LAR3821 - SPRGFLD 161 kV | LN JASPER7 - MRGN_345 345 kV | 2018-03-02 16:05 | 2018-04-26 15:12 | LN: SPA.SPA.SPFLD-LARUSL.A | LN: AECI.AECI.JASPER_MORGN.A
23577 | TMP284_23577 | SWPP | INT | LN BRAMAN2 - CHLOC 69 kV ftlo LN RDRUNNR4 - MDFRDTP4 138 kV | 45 | 56 | LN BRAMAN2 - CHLOC 69 kV | LN RDRUNNR4 - MDFRDTP4 138 kV | 2018-03-04 01:55 | 2018-04-26 15:12 | LN: OKGE.OKGE.CHLOC_BRAMAN2.A | LN: OKGE.OKGE.MDFRDTP_RDRUNN.A
23574 | TMP285_23574 | SWPP | INT | LN RSKERR1 - VANBUR1 161 kV ftlo LN AES5 - BONTP 161 kV | 222 | 222 | LN RSKERR1 - VANBUR1 161 kV | LN AES5 - BONTP 161 kV | 2018-03-02 16:25 | 2018-04-26 15:12 | LN: SPA.SPA.7403.A | LN: OKGE.OKGE.AES5___BONTP_1.A
23613 | TMP287_23613 | SWPP | INT | LN NICHSUB - GRAPVINE 230 kV ftlo LN WDWRDEHV - BADGER7 345 kV | 346 | 346 | LN NICHSUB - GRAPVINE 230 kV | LN WDWRDEHV - BADGER7 345 kV | 2018-03-17 20:46 | 2018-04-26 15:12 | LN: SPS.SPS.NICHSGRAPV23_1.1 | LN: OKGE.OKGE.WOODWRD_BADGR2.A
23561 | TMP288_23561 | SWPP | INT | XF SONR1 345/138 kV ftlo LN SONR1 - CLEVLND7 345 kV | 448 | 448 | XF SONR1 345/138 kV | LN SONR1 - CLEVLND7 345 kV | 2018-02-27 08:02 | 2018-04-26 15:12 | XF: OKGE.OKGE.SONR1.8702.AA | LN: GRDA.GRDA.SONR_CLEVLND.A
23581 | TMP290_23581 | SWPP | INT | LN POTTER_S - BUSHLAND 230 kV ftlo LN POTTER_S - NEWHART 230 kV | 319 | 319 | LN POTTER_S - BUSHLAND 230 kV | LN POTTER_S - NEWHART 230 kV | 2018-03-06 17:12 | 2018-04-26 15:12 | LN: SPS.SPS.POTTER_BUSH.1 | LN: SPS.SPS.K90.A
23585 | TMP291_23585 | SWPP | INT | LN PIONTAP - CTUSUBL 115 kV ftlo LN AXTELL1 - POSTROCK 345 kV | 159.3 | 159.3 | LN PIONTAP - CTUSUBL 115 kV | LN AXTELL1 - POSTROCK 345 kV | 2018-03-07 17:12 | 2018-04-26 15:12 | LN: SECI.SECI.10089.A | LN: WR.MIDW.POSTRCK_AXTEL.A
23598 | TMP293_23598 | SWPP | INT | LN PLXSUB - SUNDOWN2 230 kV ftlo LN CROSSRDS - EDDY_CO 345 kV | 553 | 598 | LN PLXSUB - SUNDOWN2 230 kV | LN CROSSRDS - EDDY_CO 345 kV | 2018-03-13 13:19 | 2018-04-26 15:12 | LN: SPS.SPS.125.1 | LN: SPS.SPS.EDDY_CROSSRDS.A
23589 | TMP294_23589 | SWPP | INT | LN TUCO - STANTON 115 kV ftlo XF WOLFFORT 230/115 kV | 120 | 120 | LN TUCO - STANTON 115 kV | XF WOLFFORT 230/115 kV | 2018-03-08 16:32 | 2018-04-26 15:12 | LN: SPS.SPS.134.1 | XF: SPS.SPS.WOLFFORT.767.WLF_115XF
23626 | TMP295_23626 | SWPP | INT | XF WHITNEY 138/69 kV ftlo LN EASTX_SW - STEXEAS 138 kV | 133 | 146 | XF WHITNEY 138/69 kV | LN EASTX_SW - STEXEAS 138 kV | 2018-03-21 14:53 | 2018-04-26 15:12 | XF: CSWS.CSWS.WHITNEY.977.SOUTH_13 | LN: CSWS.CSWS.906A.A
23610 | TMP302_23610 | SWPP | INT | XF POTTER_S 345/230 kV ftlo LN OKLAUNIO - TUCO 345 kV | 559 | 559 | XF POTTER_S 345/230 kV | LN OKLAUNIO - TUCO 345 kV | 2018-03-15 15:26 | 2018-04-26 15:12 | XF: SPS.SPS.POTTER_S.XF1.XF345 | LN: SPS.SPS.136.1
23527 | TMP300_23527 | SWPP | INT | LN CARLISLE - DOUD 115 kV ftlo LN CARLISLE - WOLFFORT 230 kV | 120 | 120 | LN CARLISLE - DOUD 115 kV | LN CARLISLE - WOLFFORT 230 kV | 2018-02-08 04:47 | 2018-04-26 15:12 | LN: SPS.SPS.CARLIDOUD11_1.1 | LN: SPS.SPS.WOLFFORT_CARL.A
23612 | TMP303_23612 | SWPP | INT | XF SONR1 345/138 kV ftlo LN ONEOK - NOWST1 345 kV | 448 | 448 | XF SONR1 345/138 kV | LN ONEOK - NOWST1 345 kV | 2018-03-16 15:31 | 2018-04-26 15:12 | XF: OKGE.OKGE.SONR1.8702.AA | LN: OKGE.OKGE.ONEOK_NOWST1.A
23624 | TMP315_23624 | SWPP | INT | XF WOLFFORT 230/115 kV ftlo XF CARLISLE 230/115 kV | 143 | 159 | XF WOLFFORT 230/115 kV | XF CARLISLE 230/115 kV | 2018-03-21 01:43 | 2018-04-26 15:12 | XF: SPS.SPS.WOLFFORT.767.WLF_115XF | XF: SPS.SPS.CARLISLE.765.CRL_115XF
23594 | TMP321_23594 | SWPP | INT | LN SKST - IDALIA 161 kV ftlo LN SKST - MINR 161 kV | 223 | 223 | LN SKST - IDALIA 161 kV | LN SKST - MINR 161 kV | 2018-03-12 12:39 | 2018-04-26 15:12 | LN: SPA.SPA.IDALIA-SIKES.A | LN: AMRN.AMRN.MINR-SKST-1.A
23586 | TMP323_23586 | SWPP | INT | LN PIONTAP - CTUSUBL 115 kV ftlo LN SETAB1 - MINGO1 345 kV | 159 | 159 | LN PIONTAP - CTUSUBL 115 kV | LN SETAB1 - MINGO1 345 kV | 2018-03-08 05:24 | 2018-04-26 15:12 | LN: SECI.SECI.10089.A | LN: SECI.SECI.10151.A
23583 | TMP324_23583 | SWPP | INT | LN ARNOLD2 - RANSOM1 115 kV ftlo LN AXTELL1 - POSTROCK 345 kV | 79.7 | 79.7 | LN ARNOLD2 - RANSOM1 115 kV | LN AXTELL1 - POSTROCK 345 kV | 2018-03-07 09:09 | 2018-04-26 15:12 | LN: SECI.SECI.10102.A | LN: WR.MIDW.POSTRCK_AXTEL.A
23664 | TEMP08_23664 | SWPP | RCF | LN WILKES - JEFF_SWC 138 kV ftlo LN DIANA - PIRKEY 345 kV | 238 | 238 | LN WILKES - JEFF_SWC 138 kV | LN DIANA - PIRKEY 345 kV | 2018-04-01 02:04 | 2018-05-09 22:04 | LN: CSWS.CSWS.901.A | LN: CSWS.CSWS.895.A
23488 | TEMP51_23488 | SWPP | RCF | LN LACYGNE - STILWELL 345 kV ftlo LN LACYGNE - W_GARDNR 345 kV | 994 | 994 | LN LACYGNE - STILWELL 345 kV | LN LACYGNE - W_GARDNR 345 kV | 2018-01-25 09:45 | 2018-05-09 22:04 | LN: KCPL.KCPL.LACYGN_STILWE1.1 | LN: KCPL.KCPL.LACYGN_W_GARD1.1
23270 | TMP106_23270 | SWPP | RCF | LN DUNC_MPS - BLSPE 161 kV ftlo LN SIBLEY - PHILL 345 kV | 278 | 302 | LN DUNC_MPS - BLSPE 161 kV | LN SIBLEY - PHILL 345 kV | 2017-11-15 16:19 | 2018-05-09 22:04 | LN: MPS.MPS.10993.A | LN: MPS.MPS.10978.A
23837 | TMP108_23837 | SWPP | INT | LN MSTNG1 - SW51 138 kV ftlo LN MSTNG1 - CUNCL 138 kV | 287 | 287 | LN MSTNG1 - SW51 138 kV | LN MSTNG1 - CUNCL 138 kV | 2018-05-10 08:44 | 2018-05-10 15:20 | LN: OKGE.OKGE.8775.A | LN: OKGE.OKGE.8772.A
23491 | TMP265_23491 | MISO | RCF | LN HASTING - CLARNDA 161 kV ftlo LN FAIRPORT - COOPER 345 kV | 167 | 233 | LN HASTING - CLARNDA 161 kV | LN FAIRPORT - COOPER 345 kV | 2018-01-26 22:59 | 2018-06-05 22:28 | LN: MEC.MEC.CLARNHASTI16_1.1 | LN: NPPD.NPPD.FAIRPT-COOPR.A
23502 | TMP145_23502 | MISO | RCF | LN PERVIL - B_WLSN 500 kV ftlo LN NELSON_E - RICHRD 500 kV | 1732 | 1732 | LN PERVIL - B_WLSN 500 kV | LN NELSON_E - RICHRD 500 kV | 2018-02-01 14:54 | 2018-06-05 22:28 | LN: EES.EES.B_WLSN_PERVIL8.A | LN: EES.EES.RICHRD_NELSON8.A
23540 | TMP257_23540 | MISO | RCF | LN RIV - NOFM 138 kV ftlo LN STFR - LUTS 345 kV | 214 | 255 | LN RIV - NOFM 138 kV | LN STFR - LUTS 345 kV | 2018-02-23 16:04 | 2018-06-05 22:28 | LN: AMRN.AMRN.RIV_NOFM_1.A | LN: AMRN.AMRN.LUTS-STFR-1.A
23541 | TMP259_23541 | MISO | RCF |  | 214 | 255 | LN RIV - NOFM 138 kV |  | 2018-02-23 16:04 | 2018-06-05 22:28 | LN: AMRN.AMRN.RIV_NOFM_1.A
23562 | TMP278_23562 | MISO | RCF | LN HINTZ - WERNER 138 kV ftlo LN FOXENER - NAPPLETO 345 kV | 292 | 364 | LN HINTZ - WERNER 138 kV | LN FOXENER - NAPPLETO 345 kV | 2018-02-27 17:01 | 2018-06-05 22:28 | LN: WEC.WEC.WERNERHINTZ1.1 | LN: WEC.WEC.NAPL121.1
23566 | TMP279_23566 | MISO | RCF | LN KARMA - GR_JCT 161 kV ftlo LN BNE_JCT - DOUD2 161 kV | 167 | 167 | LN KARMA - GR_JCT 161 kV | LN BNE_JCT - DOUD2 161 kV | 2018-02-27 20:10 | 2018-06-05 22:28 | LN: ALTW.ALTW.KARMAGR_JC16_1.1 | LN: ALTW.ALTW.DOUD2BNE_J16_1.1
22700 | TMP219_22700 | MISO | RCF | LN DANVL2 - OLA 115 kV ftlo LN DARD_D - CLARKS4 161 kV | 106 | 106 | LN DANVL2 - OLA 115 kV | LN DARD_D - CLARKS4 161 kV | 2017-04-05 10:17 | 2018-06-05 22:28 | LN: EES.EES.DANVL2_OLA___3.A | LN: SPA.SPA.7395.A
22372 | TMP263_22372 | SWPP | RCF | LN MAYFAIR - LACROSS 161 kV ftlo LN EAU_CLA - ARPIN 345 kV | 285 | 285 | LN MAYFAIR - LACROSS 161 kV | LN EAU_CLA - ARPIN 345 kV | 2016-11-18 17:10 | 2018-06-05 22:28 | LN: NSP.NSP.LACROMAYFA16_1.1 | LN: ALTE.ALTE.ARPINEAU_C34_1.1
23568 | TMP280_23568 | MISO | RCF | LN FRANKLN - HAMP_TP 161 kV ftlo LN FRANKLN - BUTLER2 161 kV | 267 | 293 | LN FRANKLN - HAMP_TP 161 kV | LN FRANKLN - BUTLER2 161 kV | 2018-02-27 20:20 | 2018-06-07 15:31 | LN: MEC.MEC.FRANKHAMP_16_1.1 | LN: MEC.MEC.FRANKBUTLE16_1.1
3764 | FOXRUTNOBLAK |  | RCF | LN FOX_LK - RUTLAND 161 kV ftlo LN LAKEFLD - LKFLNSP 345 kV |  |  | LN FOX_LK - RUTLAND 161 kV | LN LAKEFLD - LKFLNSP 345 kV |  | 2018-06-08 16:02 | LN: ALTW.ALTW.FOX_LRUTLA16_1.1 | LN: ALTW.ALTW.LKFLNLAKEF34_1.1
23949 | TMP278_23949 | SWPP | INT | XF BROOK_LN 345/161 kV ftlo LN MRGN_345 - HUBEN 345 kV | 400 | 400 | XF BROOK_LN 345/161 kV | LN MRGN_345 - HUBEN 345 kV | 2018-06-14 17:11 | 2018-06-15 15:42 | XF: AECI.AECI.BROOK_LN.3145.T1 | LN: AECI.AECI.HUBEN-MORGAN.A
5536 | PITECKCLIHOL |  | RCF | LN PITTSVI2 - 5LEVASY 161 kV ftlo LN HOLDEN_A - CLINTON 161 kV |  |  | LN PITTSVI2 - 5LEVASY 161 kV | LN HOLDEN_A - CLINTON 161 kV |  | 2018-06-19 10:15 | LN: AECI.AECI.PITTSVL_LEVASY.A | LN: AECI.AECI.HOLDEN_CLINT_1.A
23726 | TEMP09_23726 | SWPP | INT | LN CKSKI1 - KILDR 138 kV ftlo LN VIOLA7 - WICH 345 kV | 194 | 222 | LN CKSKI1 - KILDR 138 kV | LN VIOLA7 - WICH 345 kV | 2018-04-12 22:12 | 2018-06-29 15:04 | LN: OKGE.OKGE.8669.A | LN: WR.WR.VIOLA_WICH.B
23732 | TEMP05_23732 | SWPP | INT | LN WICH - BENT 345 kV ftlo LN HUNTERS7 - WDRNG1 345 kV | 878 | 956 | LN WICH - BENT 345 kV | LN HUNTERS7 - WDRNG1 345 kV | 2018-04-13 16:32 | 2018-06-29 15:04 | LN: WR.WR.BENTWICH34_1.1 | LN: OKGE.OKGE.8622.A
23753 | TEMP06_23753 | SWPP | INT | LN WHEELER - HOWARD3 115 kV ftlo LN SWEETWT6 - CHISHOLM 230 kV | 161 | 177 | LN WHEELER - HOWARD3 115 kV | LN SWEETWT6 - CHISHOLM 230 kV | 2018-04-17 22:54 | 2018-06-29 15:04 | LN: SPS.SPS.WHEEL_HOWRD.A | LN: CSWS.CSWS.CHISHOLM_SWEET.A
23755 | TEMP15_23755 | SWPP | INT | LN NARDIN - SINCBLK2 69 kV ftlo XF RENFROW7 1/345 kV | 72 | 72 | LN NARDIN - SINCBLK2 69 kV | XF RENFROW7 1/345 kV | 2018-04-18 16:46 | 2018-06-29 15:04 | LN: OKGE.OKGE.NARDIN_SINC.A | XF: OKGE.OKGE.RENFROW7.TR2.TR2A
23746 | TEMP19_23746 | SWPP | INT | LN RANDALL1 - CANYON_E 115 kV ftlo LN POTTER_S - NEWHART 230 kV | 96 | 106 | LN RANDALL1 - CANYON_E 115 kV | LN POTTER_S - NEWHART 230 kV | 2018-04-16 22:52 | 2018-06-29 15:04 | LN: SPS.SPS.CANYNE_RANDAL2.A | LN: SPS.SPS.K90.A
23778 | TEMP22_23778 | SWPP | INT | XF G_GENT1 230/1 kV ftlo XF G_GENT1 1/345 kV | 336 | 420 | XF G_GENT1 230/1 kV | XF G_GENT1 1/345 kV | 2018-04-25 23:10 | 2018-06-29 15:04 | XF: NPPD.NPPD.G_GENT1.1.1S | XF: NPPD.NPPD.G_GENT1.2.2
23730 | TEMP37_23730 | SWPP | INT | LN ROSE - ELPA 138 kV ftlo LN ROSE - WEAV 138 kV | 382 | 382 | LN ROSE - ELPA 138 kV | LN ROSE - WEAV 138 kV | 2018-04-13 16:21 | 2018-06-29 15:04 | LN: WR.WR.79.1 | LN: WR.WR.93.E
23728 | TEMP25_23728 | SWPP | INT | LN RB_SPRLK - MOORE_CO 115 kV ftlo LN HITCH - MOORE_CO 230 kV | 80 | 80 | LN RB_SPRLK - MOORE_CO 115 kV | LN HITCH - MOORE_CO 230 kV | 2018-04-13 16:21 | 2018-06-29 15:04 | LN: SPS.SPS.LNW24_B.B | LN: SPS.SPS.LNK75.A
23681 | TEMP18_23681 | SWPP | INT | XF NSES 138/161 kV ftlo XF NSES 138/161 kV | 110 | 123 | XF NSES 138/161 kV | XF NSES 138/161 kV | 2018-04-03 02:04 | 2018-06-29 15:04 | XF: WR.WR.NSES.1049.NSES_4 | XF: WR.WR.NSES.1050.NSES_5
23658 | TEMP32_23658 | SWPP | INT | LN KNOLL1 - NHAYS 115 kV ftlo LN WR_SMKHL - SUMM 230 kV | 106 | 118 | LN KNOLL1 - NHAYS 115 kV | LN WR_SMKHL - SUMM 230 kV | 2018-03-29 01:16 | 2018-06-29 15:04 | LN: WR.MIDW.9994.A | LN: WR.MIDW.SUMM_SMKHL.A
5523 | ASHCRAANOFTS |  | INT | LN W_ASHDWN - CRAIG_J 138 kV ftlo LN ARK_NU - FTSMTH 500 kV |  |  | LN W_ASHDWN - CRAIG_J 138 kV | LN ARK_NU - FTSMTH 500 kV |  | 2018-07-01 00:21 | LN: CSWS.CSWS.736_CRAIG_J.A | LN: OKGE.OKGE.FTSMTH-ARK_NU8.A
5246 | ARCKAMARCNOR |  | CFG | LN ARCAD7 - JONES_KA 138 kV ftlo LN ARCAD7 - NOWST1 345 kV |  |  | LN ARCAD7 - JONES_KA 138 kV | LN ARCAD7 - NOWST1 345 kV | 2018-03-31 23:55 | 2018-07-01 00:21 | LN: OKGE.OKGE.8805.A | LN: OKGE.OKGE.8790.A
5425 | ASHCRALYDVAL | SWPP | INT | LN W_ASHDWN - CRAIG_J 138 kV ftlo LN LYDIA - VALLIANT 345 kV | 278 | 278 | LN W_ASHDWN - CRAIG_J 138 kV | LN LYDIA - VALLIANT 345 kV | 2017-06-01 11:14 | 2018-07-01 00:21 | LN: CSWS.CSWS.736_CRAIG_J.A | LN: CSWS.CSWS.926.A
5003 | BRKCLAVALPIT | SWPP | CFG | LN BRKN_BOW - BETHL_TP 138 kV ftlo LN VALLIANT - PITTSB9 345 kV | 191 | 191 | LN BRKN_BOW - BETHL_TP 138 kV | LN VALLIANT - PITTSB9 345 kV | 2017-06-01 11:14 | 2018-07-01 00:21 | LN: WFEC.WFEC.81_835D.A | LN: CSWS.CSWS.2160.A
5588 | BRKLOUBRKCRK | SWPP | INT | LN BROKENB - LOUPCTY 115 kV ftlo LN BROKENB - C_CREEK 115 kV | 120 | 127 | LN BROKENB - LOUPCTY 115 kV | LN BROKENB - C_CREEK 115 kV | 2017-06-01 11:14 | 2018-07-01 00:21 | LN: NPPD.NPPD.BROKENB_LOUPCT.A | LN: NPPD.NPPD.BROKEN_C_CREEK.A
5564 | BUKSPRFINHIT | SWPP | RCF | LN BUCKNER7 - SPERVI1 345 kV ftlo LN CARPENTR - HITCH 345 kV | 611.9 | 611.9 | LN BUCKNER7 - SPERVI1 345 kV | LN CARPENTR - HITCH 345 kV | 2017-06-01 11:14 | 2018-07-01 00:21 | LN: SECI.SECI.10149.A | LN: SPS.SPS.CARPNTR_HITCH.A
5573 | LOGSWMLOGBLA |  | RCF | LN LOGANWA - SW_MINOT 115 kV ftlo LN LOGANWA - BLAISDEL 230 kV |  |  | LN LOGANWA - SW_MINOT 115 kV | LN LOGANWA - BLAISDEL 230 kV |  | 2018-07-01 00:21 | LN: WAUE.WAUE.SW_MILOGAN11_1.1 | LN: WAUE.WAUE.BLAISLOGAN23_1.1
5561 | DOBGANHOLXFR | SWPP | INT | LN DOBSON - GANO 115 kV ftlo XF HOLCOM1 1/345 kV | 211.7 | 228.5 | LN DOBSON - GANO 115 kV | XF HOLCOM1 1/345 kV | 2017-06-01 11:14 | 2018-07-01 00:21 | LN: SECI.SECI.GANO_DOBSON.A | XF: SECI.SECI.HOLCOM1.1016.AB
5543 | DEAXFRDEXFR2 | SWPP | INT | XF DEAFSMIT 230/115 kV ftlo XF DEAFSMIT 230/115 kV | 248 | 285 | XF DEAFSMIT 230/115 kV | XF DEAFSMIT 230/115 kV | 2017-06-01 11:14 | 2018-07-01 00:21 | XF: SPS.SPS.DEAFSMIT.702A.DFS_E115 | XF: SPS.SPS.DEAFSMIT.702.DFS_W115X
5585 | HITTEXTEXHI |  | INT | LN HITCH - TEXAS_CO 115 kV ftlo LN HITCH - TEXAS_CO 115 kV |  |  | LN HITCH - TEXAS_CO 115 kV | LN HITCH - TEXAS_CO 115 kV | 2018-02-08 16:30 | 2018-07-01 00:21 | LN: SPS.SPS.LNW09.A | LN: SPS.SPS.LNW07.A
5644 | HSLJONHSLDUN | SWPP | INT | LN HSL1 - JONES2 138 kV ftlo LN HSL1 - DUNJEE 138 kV | 237 | 296 | LN HSL1 - JONES2 138 kV | LN HSL1 - DUNJEE 138 kV | 2017-06-29 22:29 | 2018-07-01 00:21 | LN: OKGE.OKGE.8748.A | LN: OKGE.OKGE.8847.B
5640 | KNOXFRHAYXFR | SWPP | INT | XF KNOLL1 230/115 kV ftlo XF SHAYS 230/115 kV | 200 | 224 | XF KNOLL1 230/115 kV | XF SHAYS 230/115 kV | 2017-06-29 22:29 | 2018-07-01 00:21 | XF: WR.MIDW.KNOLL1.9989.A | XF: WR.MIDW.SHAYS.XF1.A
5657 | LYDVALANOFTS | SWPP | INT | LN LYDIA - VALLIANT 345 kV ftlo LN ARK_NU - FTSMTH 500 kV | 1011 | 1176 | LN LYDIA - VALLIANT 345 kV | LN ARK_NU - FTSMTH 500 kV | 2017-06-29 22:29 | 2018-07-01 00:21 | LN: CSWS.CSWS.926.A | LN: OKGE.OKGE.FTSMTH-ARK_NU8.A
5608 | CARSANRIVEXP | SWPP | INT | LN 12_CAR_T - SAND_SPG 138 kV ftlo LN RIVRSIDE - EXGLN4 138 kV | 168 | 168 | LN 12_CAR_T - SAND_SPG 138 kV | LN RIVRSIDE - EXGLN4 138 kV | 2017-06-01 11:14 | 2018-07-01 00:21 | LN: CSWS.CSWS.1976-A.A | LN: OKGE.OKGE.RSPS_138.A
5622 | HANBUREMESHE | SWPP | RCF | LN HANCOCK2 - BURT 161 kV ftlo LN EMERY - SHEFFLD1 161 kV | 223 | 223 | LN HANCOCK2 - BURT 161 kV | LN EMERY - SHEFFLD1 161 kV | 2016-10-01 | 2018-07-01 00:21 | LN: ALTW.ALTW.HANCOBURT16_1.1 | LN: WAUE.WAUE.SHEFFEMERY16_1.1
5018 | FPLWODNINBEA |  | INT | LN FPLSWTCH - WDWRD1 138 kV ftlo LN BEARCAT - NINMILE4 138 kV |  |  | LN FPLSWTCH - WDWRD1 138 kV | LN BEARCAT - NINMILE4 138 kV | 2018-04-24 07:20 | 2018-07-01 00:21 | LN: OKGE.OKGE.8691.A | LN: WFEC.WFEC.NINEMIL_BEARCT.A
5419 | LYDIAVALIANT |  | RCF |  |  |  | LN LYDIA - VALLIANT 345 kV |  | 2018-06-05 17:19 | 2018-07-01 00:21 | LN: CSWS.CSWS.926.A
5422 | ELKXFRSWEWHE | SWPP | INT | XF ELK-CITY 230/138 kV ftlo LN SWEETWT6 - WHEELER 230 kV | 279 | 330 | XF ELK-CITY 230/138 kV | LN SWEETWT6 - WHEELER 230 kV | 2017-06-01 11:14 | 2018-07-01 00:21 | XF: CSWS.CSWS.ELK-CITY.2220.5 | LN: SPS.SPS.SWEET_WHEEL.A
5479 | DEAXFRDEAXFR | SWPP | INT | XF DEAFSMIT 230/115 kV ftlo XF DEAFSMIT 230/115 kV | 248 | 285 | XF DEAFSMIT 230/115 kV | XF DEAFSMIT 230/115 kV | 2017-06-01 11:14 | 2018-07-01 00:21 | XF: SPS.SPS.DEAFSMIT.702.DFS_W115X | XF: SPS.SPS.DEAFSMIT.702A.DFS_E115
5440 | CALNORINDDEL | SWPP | CFG | LN CALICO - NORFORK 161 kV ftlo LN INDEP2 - PWRLIN 500 kV | 334 | 334 | LN CALICO - NORFORK 161 kV | LN INDEP2 - PWRLIN 500 kV | 2016-09-30 23:59 | 2018-07-01 00:21 | LN: SPA.SPA.NORFRK-CALICO5.A | LN: EES.EES.INDEP2_PWRLIN8.A
6572 | GAVHARGAVSPI | SWPP | INT | LN GAVINS - HARTNGTN 115 kV ftlo LN GAVINS - SPIRITM 115 kV | 120 | 132 | LN GAVINS - HARTNGTN 115 kV | LN GAVINS - SPIRITM 115 kV | 2016-10-01 | 2018-07-01 00:21 | LN: WAUE.WAUE.HARTGGAVIN11_1.1 | LN: WAUE.WAUE.GAVINSPIRI11_1.1
6570 | GAVHARGAVYAN | SWPP | INT | LN GAVINS - HARTNGTN 115 kV ftlo LN GAVINS - YKNTJCT 115 kV | 120 | 132 | LN GAVINS - HARTNGTN 115 kV | LN GAVINS - YKNTJCT 115 kV | 2015-04-30 23:03 | 2018-07-01 00:21 | LN: WAUE.WAUE.HARTGGAVIN11_1.1 | LN: WAUE.WAUE.GAVINYKNTJ11_1.1
6337 | NORCALINDXFR |  | CFG | LN NORFORK - CALICO 161 kV ftlo XF INDEP2 500/161 kV |  |  | LN NORFORK - CALICO 161 kV | XF INDEP2 500/161 kV | 2015-08-03 23:11 | 2018-07-01 00:21 | LN: SPA.SPA.NORFRK-CALICO5.A | XF: EES.EES.INDEP2.AT1.AT1
5475 | SEMPARSEMVAN |  | INT | LN SEMINOLE - PRKLN1 138 kV ftlo LN SEMINOLE - VANOS 138 kV |  |  | LN SEMINOLE - PRKLN1 138 kV | LN SEMINOLE - VANOS 138 kV |  | 2018-07-01 00:21 | LN: OKGE.OKGE.8939.A | LN: OKGE.OKGE.8938.A
5416 | MINXFRMINSET |  | INT | XF MINGO1 345/1 kV ftlo LN MINGO1 - SETAB1 345 kV |  |  | XF MINGO1 345/1 kV | LN MINGO1 - SETAB1 345 kV |  | 2018-07-01 00:21 | XF: SECI.SECI.MINGO1.XF1.T1_H | LN: SECI.SECI.10151.A
5201 | SILDIVNWSCIM |  | CFG | LN SLVRL - DVISN 138 kV ftlo LN NOWST1 - CIMARRON 345 kV |  |  | LN SLVRL - DVISN 138 kV | LN NOWST1 - CIMARRON 345 kV | 2018-03-31 23:55 | 2018-07-01 00:21 | LN: OKGE.OKGE.8762.A | LN: OKGE.OKGE.8789.A
5042 | NWTPATLYDVAL |  | INT | LN NWTEXAR - PATTERS 138 kV ftlo LN LYDIA - VALLIANT 345 kV |  |  | LN NWTEXAR - PATTERS 138 kV | LN LYDIA - VALLIANT 345 kV | 2018-03-31 23:55 | 2018-07-01 00:21 | LN: CSWS.CSWS.804.A | LN: CSWS.CSWS.926.A
5099 | PITSEMPITJHN | SWPP | RCF | LN PITTSB9 - SEMINOLE 345 kV ftlo LN PITTSB9 - JHNSTNCO 345 kV | 956 | 956 | LN PITTSB9 - SEMINOLE 345 kV | LN PITTSB9 - JHNSTNCO 345 kV | 2016-10-01 | 2018-07-01 00:21 | LN: OKGE.OKGE.SEMINOLE.A | LN: OKGE.OKGE.JOHNCO_PITTSB.A
5609 | OAKWINCOLSCH |  | INT | LN OAKLAND - WINSLOW 115 kV ftlo LN COLHYDRO - SCHUYLER 115 kV |  |  | LN OAKLAND - WINSLOW 115 kV | LN COLHYDRO - SCHUYLER 115 kV |  | 2018-07-01 00:21 | LN: NPPD.NPPD.12218.A | LN: NPPD.NPPD.NP_1151-A.A
5613 | PATASHLYDVAL |  | INT | LN PATTERS - W_ASHDWN 138 kV ftlo LN LYDIA - VALLIANT 345 kV |  |  | LN PATTERS - W_ASHDWN 138 kV | LN LYDIA - VALLIANT 345 kV |  | 2018-07-01 00:21 | LN: CSWS.CSWS.735.A | LN: CSWS.CSWS.926.A
5659 | NWTVALLYDVAL | SWPP | INT | LN VALLIANT - NWTEXAR 345 kV ftlo LN VALLIANT - LYDIA 345 kV | 966 | 1269 | LN VALLIANT - NWTEXAR 345 kV | LN VALLIANT - LYDIA 345 kV | 2017-06-29 22:29 | 2018-07-01 00:21 | LN: CSWS.CSWS.NWTEX_VALLIANT.A | LN: CSWS.CSWS.926.A
5660 | PITVALANOFTS | SWPP | INT | LN PITTSB9 - VALLIANT 345 kV ftlo LN FTSMTH - ARK_NU 500 kV | 956 | 1078 | LN PITTSB9 - VALLIANT 345 kV | LN FTSMTH - ARK_NU 500 kV | 2017-06-29 22:29 | 2018-07-01 00:21 | LN: CSWS.CSWS.2160.A | LN: OKGE.OKGE.FTSMTH-ARK_NU8.A
5649 | MOOROSRENXFR | SWPP | INT | LN MOORLN1 - ROSETAP 138 kV ftlo XF RENFROW7 345/1 kV | 143 | 143 | LN MOORLN1 - ROSETAP 138 kV | XF RENFROW7 345/1 kV | 2017-06-29 22:29 | 2018-07-01 00:21 | LN: WFEC.WFEC.NOEL_MORLN.A | XF: OKGE.OKGE.RENFROW7.TR2.TR2A
5652 | MOOTALWDWXFR | SWPP | INT | LN MOORLN1 - TALOGA1 138 kV ftlo LN WDWRD1 - WDWRDEHV 138 kV | 143 | 143 | LN MOORLN1 - TALOGA1 138 kV | LN WDWRD1 - WDWRDEHV 138 kV | 2017-06-29 22:29 | 2018-07-01 00:21 | LN: WFEC.WFEC.9427.A | LN: OKGE.OKGE.WWEHV_PS_1.1
5636 | LYDVALLYDNWT | SWPP | INT | LN LYDIA - VALLIANT 345 kV ftlo LN LYDIA - NWTEXAR 345 kV | 1011 | 1176 | LN LYDIA - VALLIANT 345 kV | LN LYDIA - NWTEXAR 345 kV | 2017-06-29 22:29 | 2018-07-01 00:21 | LN: CSWS.CSWS.926.A | LN: CSWS.CSWS.924.A
5639 | RENRENWDWWDW | SWPP | INT | LN RENFROW7 - RENFROWF 138 kV ftlo LN WDWRDEHV - WDWRD1 138 kV | 179 | 179 | LN RENFROW7 - RENFROWF 138 kV | LN WDWRDEHV - WDWRD1 138 kV | 2017-06-29 22:29 | 2018-07-01 00:21 | LN: OKGE.OKGE.RENFROW_TIE.A | LN: OKGE.OKGE.WWEHV_PS_1.1
5587 | MARHUTMARPAN |  | INT | LN MARTIN - HUTCH 115 kV ftlo LN MARTIN - PANTEX_N 115 kV |  |  | LN MARTIN - HUTCH 115 kV | LN MARTIN - PANTEX_N 115 kV |  | 2018-07-01 00:21 | LN: SPS.SPS.POM_HUTCH.A | LN: SPS.SPS.MART_PANT.A
5553 | NEOXFRNEOXFR |  | RCF | XF N345 345/1 kV ftlo XF N345 138/1 kV |  |  | XF N345 345/1 kV | XF N345 138/1 kV |  | 2018-07-01 00:21 | XF: WR.WR.N345.1043.N345_2H | XF: WR.WR.N345.1040.N345_1
5581 | PLXEAREMUPLX |  | INT | LN PLXSUB - BAI_CO_R 115 kV ftlo XF NEWHART 230/115 kV |  |  | LN PLXSUB - BAI_CO_R 115 kV | XF NEWHART 230/115 kV |  | 2018-07-01 00:21 | LN: SPS.SPS.131.1 | XF: SPS.SPS.NEWHART.XF1.A
5582 | SPRLMRENDGRA |  | INT | LN SPRINGC - LAMAR2 115 kV ftlo LN GRANTNB - ENDERS 115 kV |  |  | LN SPRINGC - LAMAR2 115 kV | LN GRANTNB - ENDERS 115 kV |  | 2018-07-01 00:21 | LN: NPPD.NPPD.SPRINLAMAR11_1.1 | LN: NPPD.NPPD.GRANTENDER11_1.1
5584 | WTFCHACHAPAT |  | INT | LN WATFORD - CHAR_CK 230 kV ftlo LN PATENT_G - CHAR_CK 345 kV |  |  | LN WATFORD - CHAR_CK 230 kV | LN PATENT_G - CHAR_CK 345 kV |  | 2018-07-01 00:21 | LN: WAUE.WAUE.CHAR_WATFO23_1.1 | LN: WAUE.WAUE.CHAR_CK_PATENT.A
5594 | SNALYNSTGXFR |  | INT | LN SNAKECK - LYNN3 115 kV ftlo XF STEGALL 1/345 kV |  |  | LN SNAKECK - LYNN3 115 kV | XF STEGALL 1/345 kV | 2018-06-21 07:19 | 2018-07-01 00:21 | LN: NPPD.NPPD.SNAKELYNN11_1.1 | XF: WAUE.WAUE.STEGALL.V3A1.KV3A1
5648 | WDRFRMWAUWDR |  | INT | LN WDRNG1 - FRMTT 138 kV ftlo LN WDRNG1 - WAUKT 138 kV |  |  | LN WDRNG1 - FRMTT 138 kV | LN WDRNG1 - WAUKT 138 kV | 2018-03-31 23:55 | 2018-07-01 00:21 | LN: OKGE.OKGE.8612.A | LN: OKGE.OKGE.8616.A
5662 | VALXFRPITVAL |  | INT | XF VALLIANT 345/138 kV ftlo LN VALLIANT - PITTSB9 345 kV |  |  | XF VALLIANT 345/138 kV | LN VALLIANT - PITTSB9 345 kV |  | 2018-07-01 00:21 | XF: CSWS.CSWS.VALLIANT.2164.3 | LN: CSWS.CSWS.2160.A
5611 | VANLIBMSKFTS |  | INT | LN VANBUR1 - 5LBRTYT 161 kV ftlo LN FTSMTH - MUSKOGEE 345 kV |  |  | LN VANBUR1 - 5LBRTYT 161 kV | LN FTSMTH - MUSKOGEE 345 kV |  | 2018-07-01 00:21 | LN: SPA.SPA.7402.A | LN: OKGE.OKGE.9099.A
5054 | SWSANASWSFTC | SWPP | CFG | LN SW_STA - ANADARKO 138 kV ftlo LN SW_STA - CRNGIE_S 138 kV | 212 | 212 | LN SW_STA - ANADARKO 138 kV | LN SW_STA - CRNGIE_S 138 kV | 2016-10-01 00:01 | 2018-07-01 00:21 | LN: WFEC.WFEC.ANADARKO.A | LN: CSWS.CSWS.2195.A
5220 | VALIANTLYDIA |  | RCF |  |  |  | LN VALLIANT - LYDIA 345 kV |  | 2018-03-31 23:55 | 2018-07-01 00:21 | LN: CSWS.CSWS.926.A
1692 | TRUCLISIBOVE |  | CFG | LN TRUM_SPA - CLINTON 161 kV ftlo LN OVER - SIBL_KCP 345 kV |  |  | LN TRUM_SPA - CLINTON 161 kV | LN OVER - SIBL_KCP 345 kV |  | 2018-07-01 00:21 | LN: AECI.AECI.CLINTN-TRUMN.A | LN: AMRN.AMRN.OVER-SIB-3.A
22193 | TEMP10_22193 | MISO | RCF | LN HCKRYCK - LORE 161 kV ftlo LN HCKRYCK - SALEM3 345 kV | 241 | 241 | LN HCKRYCK - LORE 161 kV | LN HCKRYCK - SALEM3 345 kV | 2016-09-30 20:40 | 2018-07-02 23:28 | LN: ALTW.ALTW.HCKRLORE16_1.1 | LN: ALTW.ALTW.HCKRYSALEM34_1.1
22196 | TMP228_22196 | SWPP | INT | LN HALE_CO - TUCO 115 kV ftlo LN SWISHER - TUCO 230 kV | 80 | 80 | LN HALE_CO - TUCO 115 kV | LN SWISHER - TUCO 230 kV | 2016-09-30 07:09 | 2018-07-02 23:28 | LN: SPS.SPS.TUCOHALE_11_1.1 | LN: SPS.SPS.113.1
22301 | TEMP17_22301 | SWPP | INT | LN FULTON_C - PAT_WX 115 kV ftlo LN TURK_PP - NWTEXAR 345 kV | 158 | 158 | LN FULTON_C - PAT_WX 115 kV | LN TURK_PP - NWTEXAR 345 kV | 2016-10-26 13:10 | 2018-07-02 23:28 | LN: EES.EES.FULTON_PATMO.A | LN: CSWS.CSWS.NWTEX_TURK.A
22396 | TMP266_22396 | MISO | RCF | LN DANVL2 - OLA 115 kV ftlo LN RUSL_E - RUSL_S 161 kV | 106 | 106 | LN DANVL2 - OLA 115 kV | LN RUSL_E - RUSL_S 161 kV | 2016-11-29 11:14 | 2018-07-02 23:28 | LN: EES.EES.DANVL2_OLA___3.A | LN: EES.EES.RUSL_E_RUSL_S5.A
22409 | TEMP96_22409 | SWPP | INT | LN HUGOPP4 - VALLIANT 138 kV ftlo LN HUGOPP4 - VALLIANT 345 kV | 287 | 287 | LN HUGOPP4 - VALLIANT 138 kV | LN HUGOPP4 - VALLIANT 345 kV | 2016-12-04 06:49 | 2018-07-02 23:28 | LN: WFEC.WFEC.VALLIANT_WFE.A | LN: WFEC.WFEC.HUGO_VALLIANT.A
22658 | TMP223_22658 | MISO | RCF | LN MTGY - ENON_TP 345 kV ftlo LN MTGY - LABADIE 345 kV | 956 | 956 | LN MTGY - ENON_TP 345 kV | LN MTGY - LABADIE 345 kV | 2017-03-20 11:54 | 2018-07-02 23:28 | LN: AMRN.AMRN.BELU-MTGY-6.B | LN: AMRN.AMRN.L_MTGY_4.A
22587 | TMP103_22587 | SWPP | INT | LN KILDR - WHEGL 138 kV ftlo LN HUNTERS7 - WDRNG1 345 kV | 249 | 270 | LN KILDR - WHEGL 138 kV | LN HUNTERS7 - WDRNG1 345 kV | 2017-02-11 19:58 | 2018-07-02 23:28 | LN: OKGE.OKGE.8672.A | LN: OKGE.OKGE.8622.A
21785 | TMP204_21785 | SWPP | INT | LN MARSHAL3 - SMIT 115 kV ftlo LN STEELCTY - HARBINE 115 kV | 86 | 92 | LN MARSHAL3 - SMIT 115 kV | LN STEELCTY - HARBINE 115 kV | 2016-10-01 00:24 | 2018-07-02 23:28 | LN: WR.WR.MARSHAL3_SMIT.A | LN: NPPD.NPPD.1275.1
21818 | TEMP13_21818 |  | INT | LN PANTEX_S - HIGHL_TP 115 kV ftlo LN MARTIN - HUTCH 115 kV |  |  | LN PANTEX_S - HIGHL_TP 115 kV | LN MARTIN - HUTCH 115 kV | 2016-07-01 00:03 | 2018-07-02 23:28 | LN: SPS.SPS.HIGHLT_PANTS_1.1 | LN: SPS.SPS.POM_HUTCH.A
21680 | TMP192_21680 | SWPP | INT | LN WR_SMKHL - SUMM 230 kV ftlo LN POSTROCK - AXTELL1 345 kV | 330 | 350 | LN WR_SMKHL - SUMM 230 kV | LN POSTROCK - AXTELL1 345 kV | 2016-03-02 05:06 | 2018-07-02 23:28 | LN: WR.MIDW.SUMM_SMKHL.A | LN: WR.MIDW.POSTRCK_AXTEL.A
23500 | TEMP64_23500 | MISO | RCF | LN PERVIL - B_WLSN 500 kV ftlo LN WOLFCX - MCADMS 500 kV | 1732 | 1732 | LN PERVIL - B_WLSN 500 kV | LN WOLFCX - MCADMS 500 kV | 2018-01-31 16:06 | 2018-07-02 23:28 | LN: EES.EES.B_WLSN_PERVIL8.A | LN: EES.EES.WOLFCX_MCADMS8.A
22804 | TEMP36_22804 | MISO | RCF | LN OZRK_B - OMAHA 161 kV ftlo LN TABLE_RK - GRANDVW 161 kV | 162 | 162 | LN OZRK_B - OMAHA 161 kV | LN TABLE_RK - GRANDVW 161 kV | 2017-05-08 19:18 | 2018-07-02 23:28 | LN: EDE.EDE.OZRK_B-OMAHA_5.A | LN: SPA.SPA.TROCK-EUREKA.A
22781 | TEMP27_22781 | MISO | RCF | LN BABCOCK3 - STILLWEL 345 kV ftlo LN OLIVE - COOK 345 kV | 2038 | 2038 | LN BABCOCK3 - STILLWEL 345 kV | LN OLIVE - COOK 345 kV | 2017-05-03 16:04 | 2018-07-02 23:28 | LN: NIPS.NIPS.34514.A | LN: AEP.AEP.COOKOLIVE34_1.1
22949 | TMP211_22949 | PJM | RCF | LN QUADCITY - ROCK_CK 345 kV ftlo LN QUADCITY - SUB_91 345 kV | 1193 | 1193 | LN QUADCITY - ROCK_CK 345 kV | LN QUADCITY - SUB_91 345 kV | 2017-07-10 17:26 | 2018-07-02 23:28 | LN: CE.CE.QUAD_ROCK_34_1.1 | LN: CE.CE.QUAD_SUB_934_1.1
22950 | TMP212_22950 | PJM | RCF | LN QUADCITY - SUB_91 345 kV ftlo LN QUADCITY - ROCK_CK 345 kV | 1469 | 1469 | LN QUADCITY - SUB_91 345 kV | LN QUADCITY - ROCK_CK 345 kV | 2017-07-10 17:26 | 2018-07-02 23:28 | LN: CE.CE.QUAD_SUB_934_1.1 | LN: CE.CE.QUAD_ROCK_34_1.1
23760 | TMP104_23760 | SWPP | INT | XF WICH 345/138 kV ftlo XF WICH 345/138 kV | 400 | 430 | XF WICH 345/138 kV | XF WICH 345/138 kV | 2018-04-19 19:35 | 2018-07-03 11:44 | XF: WR.WR.WICH.4359.WICH_12 | XF: WR.WR.WICH.1064.WICH_11
23705 | TEMP78_23705 | SWPP | INT | LN NRTHEAST - GRAND_AV 161 kV ftlo LN NRTHEAST - GA_WEST 161 kV | 259 | 259 | LN NRTHEAST - GRAND_AV 161 kV | LN NRTHEAST - GA_WEST 161 kV | 2018-04-08 16:11 | 2018-07-05 16:03 | LN: KCPL.KCPL.GRAND__NRTHEA1.A | LN: KCPL.KCPL.NAVY___NRTHEA1.1
23958 | TMP251_23958 | SWPP | INT | LN BA_NORTH - E_21_TP 138 kV ftlo LN CLRKSVLE - CHAMBERS 345 kV | 212 | 212 | LN BA_NORTH - E_21_TP 138 kV | LN CLRKSVLE - CHAMBERS 345 kV | 2018-06-18 00:15 | 2018-07-05 16:03 | LN: CSWS.CSWS.2022.A | LN: CSWS.CSWS.CLRKSV_CHAMBE1.A
23965 | TMP263_23965 | SWPP | INT | LN CRAIG - LENEXA 161 kV ftlo LN CRAIG - LENEXA 161 kV | 293 | 334 | LN CRAIG - LENEXA 161 kV | LN CRAIG - LENEXA 161 kV | 2018-06-18 16:18 | 2018-07-05 16:03 | LN: KCPL.KCPL.CRAIG__LENEXA2.1 | LN: KCPL.KCPL.CRAIG__LENEXA1.1
23926 | TMP374_23926 | SWPP | INT | LN MCTY_MPS - SOUTHTWN 161 kV ftlo LN STILWELL - HICKMAN 161 kV | 232 | 259 | LN MCTY_MPS - SOUTHTWN 161 kV | LN STILWELL - HICKMAN 161 kV | 2018-06-06 15:51 | 2018-07-05 16:03 | LN: MPS.MPS.MCTY_M_SOUTHT1.A | LN: KCPL.KCPL.HICKMA_STILWE1.1
23894 | TEMP41_23894 | SWPP | INT | LN BANN - BANN_TAP 138 kV ftlo LN NETEXAR - TURK_PP 138 kV | 305 | 305 | LN BANN - BANN_TAP 138 kV | LN NETEXAR - TURK_PP 138 kV | 2018-05-28 00:51 | 2018-07-09 14:48 | LN: CSWS.CSWS.BANNBANN_11_1.A | LN: CSWS.CSWS.NETEXAR_TURK_P.A
23905 | TEMP63_23905 | SWPP | INT | LN WHEELER - HOWARD3 115 kV ftlo LN WHEELER - GRAPVINE 230 kV | 161 | 177 | LN WHEELER - HOWARD3 115 kV | LN WHEELER - GRAPVINE 230 kV | 2018-05-30 22:41 | 2018-07-09 14:48 | LN: SPS.SPS.WHEEL_HOWRD.A | LN: SPS.SPS.GRAPE_WHEEL.A
23772 | TEMP52_23772 | SWPP | INT | LN EARLSBRH - FIXICO_T 138 kV ftlo LN SEMINOLE - MUSKOGEE 345 kV | 98 | 98 | LN EARLSBRH - FIXICO_T 138 kV | LN SEMINOLE - MUSKOGEE 345 kV | 2018-04-24 00:48 | 2018-07-09 14:48 | LN: CSWS.CSWS.81_842.A | LN: OKGE.OKGE.MUSKG_SEMNL.A
23765 | TEMP57_23765 | SWPP | INT | LN WOLFFORT - TERRY_CO 115 kV ftlo LN SUNDOWN2 - AMOCO_SW 230 kV | 120 | 154 | LN WOLFFORT - TERRY_CO 115 kV | LN SUNDOWN2 - AMOCO_SW 230 kV | 2018-04-20 16:29 | 2018-07-09 14:48 | LN: SPS.SPS.161.1 | LN: SPS.SPS.153.1
23779 | TEMP49_23779 | SWPP | INT | LN BLMFLD - GAVINS 115 kV ftlo LN PTRBRG_N - PETRSBG 115 kV | 144 | 144 | LN BLMFLD - GAVINS 115 kV | LN PTRBRG_N - PETRSBG 115 kV | 2018-04-26 00:15 | 2018-07-09 14:48 | LN: WAUE.WAUE.GAVINBLMFL11_1.1 | LN: NPPD.NPPD.1368.A
23801 | TEMP42_23801 | SWPP | INT | LN SANGER_S - S_HOBBS 115 kV ftlo LN MADDOXSU - SANGER_S 115 kV | 120 | 154 | LN SANGER_S - S_HOBBS 115 kV | LN MADDOXSU - SANGER_S 115 kV | 2018-05-02 09:46 | 2018-07-09 14:48 | LN: SPS.SPS.S_HOBSANGE11_1.1 | LN: SPS.SPS.MADDOSANGE11_1.1
23804 | TEMP59_23804 | SWPP | INT | LN MILANTP - CLEARWT4 138 kV ftlo LN BUF_FLTS - WICH 345 kV | 87 | 101 | LN MILANTP - CLEARWT4 138 kV | LN BUF_FLTS - WICH 345 kV | 2018-05-02 13:26 | 2018-07-09 14:48 | LN: SECI.SECI.CLEARW_MILAN_1.A | LN: WR.WR.WICH_BUF_FLTS1.A
23710 | TEMP77_23710 | SWPP | INT | LN SNRPMPT4 - OSAGE_OG 138 kV ftlo XF SONR1 138/345 kV | 287 | 287 | LN SNRPMPT4 - OSAGE_OG 138 kV | XF SONR1 138/345 kV | 2018-04-09 12:37 | 2018-07-09 14:48 | LN: OKGE.OKGE.8655.A | XF: OKGE.OKGE.SONR1.8702.AA
23711 | TEMP46_23711 | SWPP | INT | LN MATHWSN7 - NOWST1 345 kV ftlo LN MATHWSN7 - CIMARRON 345 kV | 1195 | 1195 | LN MATHWSN7 - NOWST1 345 kV | LN MATHWSN7 - CIMARRON 345 kV | 2018-04-10 00:20 | 2018-07-09 14:48 | LN: OKGE.OKGE.MATHWSN7_NOWST.A | LN: OKGE.OKGE.MATHWSN_CIMAR2.A
23657 | TEMP53_23657 | SWPP | INT | LN VINETAP3 - NHAYS 115 kV ftlo LN SHAYS - MULGRE2 230 kV | 106 | 118 | LN VINETAP3 - NHAYS 115 kV | LN SHAYS - MULGRE2 230 kV | 2018-03-28 22:44 | 2018-07-09 14:48 | LN: WR.MIDW.NHAYS_VINETAP3.A | LN: WR.MIDW.MULGRE2_SHAYS.A
23501 | TEMP58_23501 | SWPP | INT | LN MILANTP - CLEARWT4 138 kV ftlo LN TATONGA - MATHWSN7 345 kV | 87 | 101 | LN MILANTP - CLEARWT4 138 kV | LN TATONGA - MATHWSN7 345 kV | 2018-02-01 01:13 | 2018-07-09 14:48 | LN: SECI.SECI.CLEARW_MILAN_1.A | LN: OKGE.OKGE.TATONGA_MATHWS.A
22480 | TEMP81_22480 | SWPP | INT | XF EDWV 115/161 kV ftlo LN 87TH_ST - CRAIG 345 kV | 167 | 167 | XF EDWV 115/161 kV | LN 87TH_ST - CRAIG 345 kV | 2016-12-26 01:29 | 2018-07-09 14:48 | XF: WR.WR.EDWV.4382.EDWV_16 | LN: WR.WR.CRAIG__STR_CR1.A
22597 | TEMP70_22597 | SWPP | INT | LN HALE_CO - TUCO 115 kV ftlo LN TOLKSUB - TUCO 230 kV | 80 | 80 | LN HALE_CO - TUCO 115 kV | LN TOLKSUB - TUCO 230 kV | 2017-02-23 09:16 | 2018-07-09 14:48 | LN: SPS.SPS.TUCOHALE_11_1.1 | LN: SPS.SPS.TOLKSTUCO50_1.1
22673 | TMP131_22673 | SWPP | INT | LN LYN_REC1 - TERRY_CO 115 kV ftlo LN SUNDOWN2 - AMOCO_SW 230 kV | 80 | 80 | LN LYN_REC1 - TERRY_CO 115 kV | LN SUNDOWN2 - AMOCO_SW 230 kV | 2017-03-24 20:43 | 2018-07-09 14:48 | LN: SPS.SPS.TERRYLYN_R11_1.1 | LN: SPS.SPS.153.1
23508 | TEMP87_23508 | SWPP | INT | LN SHAYS - MULGRE2 230 kV ftlo XF POSTROCK 230/345 kV | 319 | 319 | LN SHAYS - MULGRE2 230 kV | XF POSTROCK 230/345 kV | 2018-02-02 22:35 | 2018-07-09 14:48 | LN: WR.MIDW.MULGRE2_SHAYS.A | XF: WR.MIDW.POSTROCK.XF1.XF1
23514 | TMP125_23514 | SWPP | INT | XF COLMBS_E 230/115 kV ftlo LN KELLY - SHELLCRK 230 kV | 187 | 205 | XF COLMBS_E 230/115 kV | LN KELLY - SHELLCRK 230 kV | 2018-02-05 13:56 | 2018-07-09 14:48 | XF: NPPD.NPPD.COLMBS_E.3.3 | LN: NPPD.NPPD.NP_2321.A
23517 | TMP144_23517 | SWPP | INT | XF FTTHOMP 345/1 kV ftlo XF FTTHOMP 345/1 kV | 250 | 313 | XF FTTHOMP 345/1 kV | XF FTTHOMP 345/1 kV | 2018-02-06 01:52 | 2018-07-09 14:48 | XF: WAUE.WAUE.FTTHOMP.U1A1.KU1A1 | XF: WAUE.WAUE.FTTHOMP.U1B1.KU1B1
23284 | TEMP85_23284 | SWPP | INT | LN TECH - STULT 115 kV ftlo LN HOYT - STRA 345 kV | 86 | 92 | LN TECH - STULT 115 kV | LN HOYT - STRA 345 kV | 2017-11-19 00:55 | 2018-07-09 14:48 | LN: WR.WR.4194.1 | LN: WR.WR.11_HOYT.1
23651 | TMP133_23651 | SWPP | INT | XF G_GENT1 1/345 kV ftlo LN KEYSTONE - G_GENT1 345 kV | 336 | 420 | XF G_GENT1 1/345 kV | LN KEYSTONE - G_GENT1 345 kV | 2018-03-27 18:40 | 2018-07-09 14:48 | XF: NPPD.NPPD.G_GENT1.1.1 | LN: NPPD.NPPD.NP_3509.A
23700 | TMP128_23700 | SWPP | INT | LN DENVER_C - TERRY_CO 115 kV ftlo LN MSTNG - SEAGRAVE 115 kV | 96 | 100 | LN DENVER_C - TERRY_CO 115 kV | LN MSTNG - SEAGRAVE 115 kV | 2018-04-06 14:13 | 2018-07-09 14:48 | LN: SPS.SPS.163.1 | LN: SPS.SPS.MSTNG_SEAGR_1.A
23776 | TMP121_23776 | SWPP | INT | XF DIANA 345/138 kV ftlo LN DIANA - SWSHREV 345 kV | 430 | 473 | XF DIANA 345/138 kV | LN DIANA - SWSHREV 345 kV | 2018-04-25 08:17 | 2018-07-09 14:48 | XF: CSWS.CSWS.DIANA.891.NORTH_345_ | LN: CSWS.CSWS.SWSHRDIANA11_1.A
23766 | TMP112_23766 | SWPP | INT | LN 12_CAR_T - SAND_SPG 138 kV ftlo LN RIVRSIDE - SAPULPA 345 kV | 168 | 168 | LN 12_CAR_T - SAND_SPG 138 kV | LN RIVRSIDE - SAPULPA 345 kV | 2018-04-23 14:55 | 2018-07-09 14:48 | LN: CSWS.CSWS.1976-A.A | LN: CSWS.CSWS.90-906.A
23767 | TMP113_23767 | SWPP | INT | LN LEC - JARB 115 kV ftlo LN HOYT - STRA 345 kV | 100 | 118 | LN LEC - JARB 115 kV | LN HOYT - STRA 345 kV | 2018-04-23 15:37 | 2018-07-09 14:48 | LN: WR.WR.4169.1 | LN: WR.WR.11_HOYT.1
23769 | TMP120_23769 | SWPP | INT | LN AUBU - SWIS 230 kV ftlo LN JEFF - MORR 345 kV | 327 | 363 | LN AUBU - SWIS 230 kV | LN JEFF - MORR 345 kV | 2018-04-23 18:37 | 2018-07-09 14:48 | LN: WR.WR.4011.1 | LN: WR.WR.12.1
23761 | TMP105_23761 | SWPP | INT | XF BENT 345/1 kV ftlo XF BENT 345/1 kV | 400 | 440 | XF BENT 345/1 kV | XF BENT 345/1 kV | 2018-04-19 19:35 | 2018-07-09 14:48 | XF: WR.WR.BENT.1007.BENT_1H | XF: WR.WR.BENT.1004.BENT_2H
23739 | TMP146_23739 | SWPP | INT | LN VINETAP3 - NHAYS 115 kV ftlo XF POSTROCK 230/345 kV | 83 | 99 | LN VINETAP3 - NHAYS 115 kV | XF POSTROCK 230/345 kV | 2018-04-15 14:32 | 2018-07-09 14:48 | LN: WR.MIDW.NHAYS_VINETAP3.A | XF: WR.MIDW.POSTROCK.XF1.XF1
23751 | TMP132_23751 | SWPP | INT | XF G_GENT1 230/1 kV ftlo LN KEYSTONE - G_GENT1 345 kV | 336 | 420 | XF G_GENT1 230/1 kV | LN KEYSTONE - G_GENT1 345 kV | 2018-04-17 09:20 | 2018-07-09 14:48 | XF: NPPD.NPPD.G_GENT1.2.2S | LN: NPPD.NPPD.NP_3509.A
23923 | TMP145_23923 | SWPP | INT | LN RAINSRD - ARSENAL 138 kV ftlo LN LONGWOO - SWSHREV 345 kV | 203 | 203 | LN RAINSRD - ARSENAL 138 kV | LN LONGWOO - SWSHREV 345 kV | 2018-06-06 00:17 | 2018-07-09 14:48 | LN: CSWS.CSWS.827.A | LN: CSWS.CSWS.857.A
23833 | TEMP98_23833 | SWPP | INT | LN BUFBEAR2 - WEST1 69 kV ftlo LN FTSUPL1 - WOODWRD 69 kV | 53 | 65 | LN BUFBEAR2 - WEST1 69 kV | LN FTSUPL1 - WOODWRD 69 kV | 2018-05-09 07:42 | 2018-07-09 14:48 | LN: WFEC.WFEC.9254.A | LN: WFEC.WFEC.9360.A
23853 | TMP188_23853 | SWPP | INT | LN GRDA17 - WAGNOR1 161 kV ftlo LN MAID1 - LOC_GROV 161 kV | 223 | 223 | LN GRDA17 - WAGNOR1 161 kV | LN MAID1 - LOC_GROV 161 kV | 2018-05-13 01:04 | 2018-07-09 14:48 | LN: AECI.AECI.8559.A | LN: GRDA.GRDA.MAID_LOC.A
23828 | TMP194_23828 | SWPP | INT | LN GORD - MAIZ 138 kV ftlo LN WICH - BENT 345 kV | 382 | 382 | LN GORD - MAIZ 138 kV | LN WICH - BENT 345 kV | 2018-05-07 14:01 | 2018-07-09 14:48 | LN: WR.WR.GORD_MAIZ.A | LN: WR.WR.BENTWICH34_1.1
23831 | TMP220_23831 | SWPP | INT | LN TIP2921 - NEOSPA 161 kV ftlo LN GRDA17 - TONNECE 345 kV | 222 | 222 | LN TIP2921 - NEOSPA 161 kV | LN GRDA17 - TONNECE 345 kV | 2018-05-08 16:37 | 2018-07-09 14:48 | LN: SPA.SPA.7363.A | LN: GRDA.GRDA.TONN_GRDA.A
23817 | TMP157_23817 | SWPP | INT | LN TUPELO2 - SBROWN 138 kV ftlo LN SEMINOLE - PITTSB9 345 kV | 96 | 96 | LN TUPELO2 - SBROWN 138 kV | LN SEMINOLE - PITTSB9 345 kV | 2018-05-06 00:24 | 2018-07-09 14:48 | LN: WFEC.WFEC.7444.A | LN: OKGE.OKGE.SEMINOLE.A
23702 | TMP184_23702 | SWPP | INT | LN MCROY - UNVRSTY4 138 kV ftlo XF SONR1 138/345 kV | 448 | 448 | LN MCROY - UNVRSTY4 138 kV | XF SONR1 138/345 kV | 2018-04-06 14:23 | 2018-07-09 14:48 | LN: OKGE.OKGE.UNVRSTY4_MCROY.A | XF: OKGE.OKGE.SONR1.8702.AA
23682 | TMP159_23682 | SWPP | INT | XF WOLFFORT 230/115 kV ftlo LN SUNDOWN2 - PLXSUB 230 kV | 120 | 154 | XF WOLFFORT 230/115 kV | LN SUNDOWN2 - PLXSUB 230 kV | 2018-04-03 09:33 | 2018-07-09 14:48 | XF: SPS.SPS.WOLFFORT.767.WLF_115XF | LN: SPS.SPS.125.1
23678 | TMP180_23678 | SWPP | INT | LN JAGG - PENT 115 kV ftlo LN STRA - 87TH_ST 345 kV | 173 | 206 | LN JAGG - PENT 115 kV | LN STRA - 87TH_ST 345 kV | 2018-04-02 14:54 | 2018-07-09 14:48 | LN: WR.WR.4168.1 | LN: WR.WR.CRAIG__STR_CR1.B
23693 | TMP176_23693 | SWPP | INT | XF BLACKHAW 115/69 kV ftlo LN BLACKHAW - WO_OPER 115 kV | 84 | 84 | XF BLACKHAW 115/69 kV | LN BLACKHAW - WO_OPER 115 kV | 2018-04-05 15:33 | 2018-07-09 14:48 | XF: SPS.SPS.BLACKHAW.XF2.BLKHAW_XF | LN: SPS.SPS.BLACK_OPER.1
23715 | TMP147_23715 | SWPP | INT | LN FTRANDL - FTTHOMP 230 kV ftlo LN MEADW_GR - KELLY 230 kV | 320 | 320 | LN FTRANDL - FTTHOMP 230 kV | LN MEADW_GR - KELLY 230 kV | 2018-04-10 08:38 | 2018-07-09 14:48 | LN: WAUE.WAUE.FTRANFTTHO23_1.1 | LN: NPPD.NPPD.MEADWGRV_KELLY.A
23731 | TMP148_23731 | SWPP | INT | XF BLACKHAW 115/69 kV ftlo LN BLACKHAW - WO_OPER 115 kV | 84 | 84 | XF BLACKHAW 115/69 kV | LN BLACKHAW - WO_OPER 115 kV | 2018-04-13 16:42 | 2018-07-09 14:48 | XF: SPS.SPS.BLACKHAW.XF1.BLKHAW_XF | LN: SPS.SPS.BLACK_OPER.1
23671 | TMP199_23671 | SWPP | INT | LN MCROY - UNVRSTY4 138 kV ftlo LN SONR1 - CLEVLND7 345 kV | 194 | 222 | LN MCROY - UNVRSTY4 138 kV | LN SONR1 - CLEVLND7 345 kV | 2018-04-02 02:44 | 2018-07-09 14:48 | LN: OKGE.OKGE.UNVRSTY4_MCROY.A | LN: GRDA.GRDA.SONR_CLEVLND.A
23673 | TMP191_23673 | SWPP | INT | LN NICHSUB - GRAPVINE 230 kV ftlo XF TUCO 230/345 kV | 319 | 319 | LN NICHSUB - GRAPVINE 230 kV | XF TUCO 230/345 kV | 2018-04-02 06:11 | 2018-07-09 14:48 | LN: SPS.SPS.NICHSGRAPV23_1.1 | XF: SPS.SPS.TUCO.T2.TUC_230XFMR_S
23544 | TMP221_23544 | SWPP | INT | LN COLHYDRO - CRESTON 115 kV ftlo LN SHELLCRK - HOSKINS 345 kV | 120 | 132 | LN COLHYDRO - CRESTON 115 kV | LN SHELLCRK - HOSKINS 345 kV | 2018-02-17 23:01 | 2018-07-09 14:48 | LN: NPPD.NPPD.NP_1162-A.A | LN: NPPD.NPPD.NP_3515.A
23545 | TMP226_23545 | SWPP | INT | LN MATHWSN7 - NOWST1 345 kV ftlo LN MATHWSN7 - CIMARRON 345 kV | 1195 | 1195 | LN MATHWSN7 - NOWST1 345 kV | LN MATHWSN7 - CIMARRON 345 kV | 2018-02-18 08:39 | 2018-07-09 14:48 | LN: OKGE.OKGE.MATHWSN7_NOWST.A | LN: OKGE.OKGE.MATHWSN_CIMARN.A
23386 | TMP175_23386 | SWPP | INT | XF BUSHLAND 230/115 kV ftlo LN BUSHLAND - DEAFSMIT 230 kV | 159 | 159 | XF BUSHLAND 230/115 kV | LN BUSHLAND - DEAFSMIT 230 kV | 2018-01-03 21:01 | 2018-07-09 14:48 | XF: SPS.SPS.BUSHLAND.728.BUS_115XF | LN: SPS.SPS.BUSHL_DEAFSM.1
23367 | TMP183_23367 | SWPP | INT | LN JOHNLAKE - JOHNSON2 115 kV ftlo LN N_PLT1 - C_CREEK 230 kV | 87 | 95 | LN JOHNLAKE - JOHNSON2 115 kV | LN N_PLT1 - C_CREEK 230 kV | 2017-12-29 14:10 | 2018-07-09 14:48 | LN: NPPD.NPPD.NP_1147-B.A | LN: NPPD.NPPD.N_PLT1_C_CREEK.A
23352 | TMP218_23352 | SWPP | INT | LN WICH - BENT 345 kV ftlo LN VIOLA7 - RENFROW7 345 kV | 878 | 956 | LN WICH - BENT 345 kV | LN VIOLA7 - RENFROW7 345 kV | 2017-12-21 16:19 | 2018-07-09 14:48 | LN: WR.WR.BENTWICH34_1.1 | LN: WR.WR.HUNTER_VIOLA.A
23523 | TMP182_23523 | SWPP | INT | LN WDWRD1 - FPLSWTCH 138 kV ftlo LN WDWRDEHV - IODINE4 138 kV | 171 | 185 | LN WDWRD1 - FPLSWTCH 138 kV | LN WDWRDEHV - IODINE4 138 kV | 2018-02-07 02:51 | 2018-07-09 14:48 | LN: OKGE.OKGE.8691.A | LN: OKGE.OKGE.DEWEY_IODINE.A
23531 | TMP246_23531 | SWPP | INT | LN ALXNDR - NESCTY 115 kV ftlo LN BUCKNER7 - HOLCOM1 345 kV | 80 | 80 | LN ALXNDR - NESCTY 115 kV | LN BUCKNER7 - HOLCOM1 345 kV | 2018-02-08 22:39 | 2018-07-09 14:48 | LN: WR.MIDW.10028.A | LN: SECI.SECI.10149.B
23543 | TMP250_23543 | SWPP | INT | LN MILANTP - CLEARWT4 138 kV ftlo LN WICH - BENT 345 kV | 87 | 101 | LN MILANTP - CLEARWT4 138 kV | LN WICH - BENT 345 kV | 2018-02-17 12:37 | 2018-07-09 14:48 | LN: SECI.SECI.CLEARW_MILAN_1.A | LN: WR.WR.BENTWICH34_1.1
23556 | TMP247_23556 | SWPP | INT | LN ALXNDR - NESCTY 115 kV ftlo LN REDWLO1 - MINGO1 345 kV | 80 | 80 | LN ALXNDR - NESCTY 115 kV | LN REDWLO1 - MINGO1 345 kV | 2018-02-22 22:41 | 2018-07-09 14:48 | LN: WR.MIDW.10028.A | LN: NPPD.NPPD.10152.A
23588 | TMP252_23588 | SWPP | INT | XF MOORE 345/115 kV ftlo LN MOORE - NW68HOL 345 kV | 307 | 338 | XF MOORE 345/115 kV | LN MOORE - NW68HOL 345 kV | 2018-03-08 12:58 | 2018-07-09 14:48 | XF: NPPD.NPPD.MOORE.1.1 | LN: LES.LES.NW68HMOORE34_1.1
23733 | TMP258_23733 | SWPP | INT | LN JOHNSON2 - CANADAY 115 kV ftlo LN JOHNSON2 - CANADAY 115 kV | 80 | 88 | LN JOHNSON2 - CANADAY 115 kV | LN JOHNSON2 - CANADAY 115 kV | 2018-04-14 00:32 | 2018-07-09 14:48 | LN: NPPD.NPPD.NP_1243.A | LN: NPPD.NPPD.NP_1449.A
23807 | TMP255_23807 | SWPP | INT | LN LACYGNE - N345 345 kV ftlo LN LACYGNE - STILWELL 345 kV | 1016 | 1016 | LN LACYGNE - N345 345 kV | LN LACYGNE - STILWELL 345 kV | 2018-05-03 01:14 | 2018-07-09 14:48 | LN: KCPL.KCPL.LACYGN_NEOSHO1.1 | LN: KCPL.KCPL.LACYGN_STILWE1.1
23816 | TMP249_23816 | SWPP | INT | LN DKSNNDWP - BELFELD 230 kV ftlo LN ANTELOP - ROUNDUP 345 kV | 263 | 263 | LN DKSNNDWP - BELFELD 230 kV | LN ANTELOP - ROUNDUP 345 kV | 2018-05-05 21:26 | 2018-07-09 14:48 | LN: WAUE.WAUE.DKSNNBELFE23_1.1 | LN: WAUE.WAUE.ANTELOP_CHAR_2.A
23851 | TMP232_23851 | SWPP | INT | LN KELL - TECH 161 kV ftlo XF FAIRPORT 345/161 kV | 112 | 123 | LN KELL - TECH 161 kV | XF FAIRPORT 345/161 kV | 2018-05-13 00:53 | 2018-07-09 14:48 | LN: WR.WR.4055.1 | XF: AECI.AECI.FAIRPORT.3498.T3
23852 | TMP231_23852 | SWPP | INT | XF RENFROW7 345/1 kV ftlo LN HUNTERS7 - WDRNG1 345 kV | 478 | 478 | XF RENFROW7 345/1 kV | LN HUNTERS7 - WDRNG1 345 kV | 2018-05-13 01:04 | 2018-07-09 14:48 | XF: OKGE.OKGE.RENFROW7.TR2.TR2A | LN: OKGE.OKGE.8622.A
23871 | TMP290_23871 | SWPP | INT | XF G_GENT1 230/1 kV ftlo LN KEYSTONE - G_GENT1 345 kV | 336 | 420 | XF G_GENT1 230/1 kV | LN KEYSTONE - G_GENT1 345 kV | 2018-05-20 12:42 | 2018-07-09 14:48 | XF: NPPD.NPPD.G_GENT1.1.1S | LN: NPPD.NPPD.NP_3509.A
23822 | TMP300_23822 | SWPP | INT | LN CARLISLE - DOUD 115 kV ftlo LN CARLISLE - WOLFFORT 230 kV | 120 | 120 | LN CARLISLE - DOUD 115 kV | LN CARLISLE - WOLFFORT 230 kV | 2018-05-07 00:14 | 2018-07-09 14:48 | LN: SPS.SPS.CARLIDOUD11_1.1 | LN: SPS.SPS.WOLFFORT_CARL.A
23823 | TMP284_23823 | SWPP | INT | XF 70_BLUF 115/161 kV ftlo LN WAGENER - SUB3454 345 kV | 110 | 116 | XF 70_BLUF 115/161 kV | LN WAGENER - SUB3454 345 kV | 2018-05-07 10:31 | 2018-07-09 14:48 | XF: LES.LES.70_BLUF.TR1.TR1 | LN: LES.LES.WAGENSUB3434_1.1
23887 | TMP323_23887 | SWPP | INT | LN TIP2921 - MONETT 161 kV ftlo LN BLACKBRY - JASPER7 345 kV | 223 | 223 | LN TIP2921 - MONETT 161 kV | LN BLACKBRY - JASPER7 345 kV | 2018-05-25 12:43 | 2018-07-09 14:48 | LN: EDE.EDE.11351.A | LN: AECI.AECI.BLCKBRY_JASPER.A
23695 | TMP260_23695 | SWPP | INT | LN NESCTY - ALXNDR 115 kV ftlo LN CARPENTR - HITCH 345 kV | 80 | 80 | LN NESCTY - ALXNDR 115 kV | LN CARPENTR - HITCH 345 kV | 2018-04-05 16:36 | 2018-07-09 14:48 | LN: WR.MIDW.10028.A | LN: SPS.SPS.CARPNTR_HITCH.A
23617 | TMP317_23617 | SWPP | INT | LN WOLFFORT - TERRY_CO 115 kV ftlo LN PLXSUB - SUNDOWN2 230 kV | 143 | 159 | LN WOLFFORT - TERRY_CO 115 kV | LN PLXSUB - SUNDOWN2 230 kV | 2018-03-20 01:19 | 2018-07-09 14:48 | LN: SPS.SPS.161.1 | LN: SPS.SPS.125.1
23627 | TMP308_23627 | SWPP | INT | LN RNM393 - TIP2921 161 kV ftlo LN JOP3891 - TIP2921 161 kV | 223 | 223 | LN RNM393 - TIP2921 161 kV | LN JOP3891 - TIP2921 161 kV | 2018-03-21 17:26 | 2018-07-09 14:48 | LN: EDE.EDE.11353.A | LN: EDE.EDE.11352.A
23628 | TMP314_23628 | SWPP | INT | LN MATHWSN7 - NOWST1 345 kV ftlo LN CIMARRON - NOWST1 345 kV | 1195 | 1195 | LN MATHWSN7 - NOWST1 345 kV | LN CIMARRON - NOWST1 345 kV | 2018-03-22 05:30 | 2018-07-09 14:48 | LN: OKGE.OKGE.MATHWSN7_NOWST.A | LN: OKGE.OKGE.8789.A
23629 | TMP309_23629 | SWPP | INT | LN VINETAP3 - NHAYS 115 kV ftlo LN POSTROCK - AXTELL1 345 kV | 106 | 118 | LN VINETAP3 - NHAYS 115 kV | LN POSTROCK - AXTELL1 345 kV | 2018-03-22 16:24 | 2018-07-09 14:48 | LN: WR.MIDW.NHAYS_VINETAP3.A | LN: WR.MIDW.POSTRCK_AXTEL.A
23630 | TMP311_23630 | SWPP | INT | XF KNOLL1 230/115 kV ftlo LN WR_SMKHL - SUMM 230 kV | 200 | 224 | XF KNOLL1 230/115 kV | LN WR_SMKHL - SUMM 230 kV | 2018-03-22 16:24 | 2018-07-09 14:48 | XF: WR.MIDW.KNOLL1.9989.A | LN: WR.MIDW.SUMM_SMKHL.A
23515 | TMP289_23515 | SWPP | INT | LN CRAIG - LENEXA 161 kV ftlo LN CRAIG - PFLUMM5 161 kV | 368 | 368 | LN CRAIG - LENEXA 161 kV | LN CRAIG - PFLUMM5 161 kV | 2018-02-05 20:14 | 2018-07-09 14:48 | LN: KCPL.KCPL.CRAIG__LENEXA2.1 | LN: KCPL.KCPL.CRAIG__OVRLD_1.1
552 | CHERRYSILVER | PJM | RCF |  | 1201 | 1201 | LN CHERRYV - SILVERL0 345 kV |  | 2017-06-01 11:14 | 2018-07-18 10:57 | LN: CE.CE.15616.1
3166 | PLSZIOECRPR1 | MISO | RCF |  | 1421 | 1421 | LN PLEASAN1 - RACINE 345 kV |  | 2016-10-01 00:01 | 2018-07-26 16:02 | LN: WEC.WEC.PLPL101L.1
6236 | WAHPETFERGSF | MISO | RCF |  | 319 | 351 | LN WAHPETN - FERGSFL 230 kV |  | 2016-10-01 00:25 | 2018-07-26 16:02 | LN: OTP.OTP.FERGSWAHPE23_1.1
6334 | SARMINDOLXFR |  | RCF | LN SAREPT - MINDE3 115 kV ftlo XF DOLET 345/230 kV |  |  | LN SAREPT - MINDE3 115 kV | XF DOLET 345/230 kV |  | 2018-07-26 16:02 | LN: EES.EES.MINDE3_SAREPT3.A | XF: CLEC.CLEC.DOLET.5093.DOLET_AUT
6327 | 4RL3RLLON7SA |  | RCF | XF RINGOL 138/115 kV ftlo LN LONGWOO - SAREPT 345 kV |  |  | XF RINGOL 138/115 kV | LN LONGWOO - SAREPT 345 kV | 2018-07-13 15:17 | 2018-07-26 16:02 | XF: EES.EES.RINGOL.AT1.AT1 | LN: EES.EES.EL_EHV_LONGWD7.B
6823 | RINXFRDOLSWS |  | RCF | XF RINGOL 138/115 kV ftlo LN DOLET - SWSHREV 345 kV |  |  | XF RINGOL 138/115 kV | LN DOLET - SWSHREV 345 kV |  | 2018-07-26 16:02 | XF: EES.EES.RINGOL.AT1.AT1 | LN: CLEC.CLEC.DH345_CLECO_1A.A
6887 | FISMANDOLSHR | MISO | RCF | LN FISHR7 - MANY_3 115 kV ftlo LN DOLET - SWSHREV 345 kV | 115 | 115 | LN FISHR7 - MANY_3 115 kV | LN DOLET - SWSHREV 345 kV | 2016-09-30 23:59 | 2018-07-26 16:02 | LN: EES.EES.MANY_3_FISHR73.A | LN: CLEC.CLEC.DH345_CLECO_1A.A
1379 | GRIMTZGRIWAL |  | RCF | LN GRI - MTZ 138 kV ftlo LN GRI - BNTWTR 138 kV |  |  | LN GRI - MTZ 138 kV | LN GRI - BNTWTR 138 kV |  | 2018-07-26 16:02 | LN: EES.EES.GRIMES_MTZION4.A | LN: EES.EES.GRIMES_BNTWTR4.A
1648 | ESSIDAMADXFR |  | CFG | LN ESEX - IDALIA 161 kV ftlo XF NEW_MAD 161/345 kV |  |  | LN ESEX - IDALIA 161 kV | XF NEW_MAD 161/345 kV | 2018-03-31 23:55 | 2018-08-01 00:12 | LN: AECI.AECI.IDALIA-ESSEX.A | XF: AECI.AECI.NEW_MAD.3442.T1
1676 | FAIGENPLMSUB |  | RCF | LN FAIRPORT - GENTRY 161 kV ftlo LN MYWD - SUBT_UE 345 kV |  |  | LN FAIRPORT - GENTRY 161 kV | LN MYWD - SUBT_UE 345 kV |  | 2018-08-01 00:12 | LN: AECI.AECI.FAIRPT-NODAWY.A | LN: AMRN.AMRN.MYWD_SUBT_4577.A
1667 | FAIGENFAICOO |  | RCF | LN FAIRPORT - GENTRY 161 kV ftlo XF FAIRPORT 161/345 kV |  |  | LN FAIRPORT - GENTRY 161 kV | XF FAIRPORT 161/345 kV |  | 2018-08-01 00:12 | LN: AECI.AECI.FAIRPT-NODAWY.A | XF: AECI.AECI.FAIRPORT.3498.T3
1343 | ALLHORFREXFR | MISO | RCF | LN ALLEN1 - HORNLK 161 kV ftlo XF FREPT5 500/1 kV | 208 | 208 | LN ALLEN1 - HORNLK 161 kV | XF FREPT5 500/1 kV | 2015-08-13 09:50 | 2018-08-01 00:12 | LN: EES.EES.ALLEN__HORNLK5.A | XF: EES.EES.FREPT5.AT1.AT1
1046 | FPTOSBFPTSJO | AECI | RCF | LN FAIRPORT - OSBORN 161 kV ftlo XF FAIRPORT 161/345 kV | 243 | 243 | LN FAIRPORT - OSBORN 161 kV | XF FAIRPORT 161/345 kV | 2016-10-06 16:57 | 2018-08-01 00:12 | LN: AECI.AECI.FARPT-LAT_UE.A | XF: AECI.AECI.FAIRPORT.3498.T3
1010 | MCCTIEUEAEC | AECI | CFG |  | 535 | 535 | LN MCRD - MCC2 345 kV |  | 2016-10-01 | 2018-08-01 00:12 | LN: AMRN.AMRN.AECI-MCRD.A
1001 | FPTLRPIATSTC |  | CFG | LN FAIRPORT - OSBORN 161 kV ftlo LN IATAN - STRA 345 kV |  |  | LN FAIRPORT - OSBORN 161 kV | LN IATAN - STRA 345 kV |  | 2018-08-01 00:12 | LN: AECI.AECI.FARPT-LAT_UE.A | LN: KCPL.KCPL.IATAN__STR_CR1.1
6322 | CENMANJAMBIS | MISO | CFG | LN MANDAN - RGHRIDER 230 kV ftlo LN BISON_3 - BUFFALO2 345 kV | 610 | 614 | LN MANDAN - RGHRIDER 230 kV | LN BISON_3 - BUFFALO2 345 kV | 2016-09-30 23:59 | 2018-08-01 00:12 | LN: OTP.OTP.RGHRID_MANDAN1.1 | LN: OTP.OTP.BISONBUFFA34_1.1
6290 | CENMANCENJAM | MISO | CFG | LN MANDAN - RGHRIDER 230 kV ftlo LN JMSTNOTP - CENTER2 345 kV | 610 | 614 | LN MANDAN - RGHRIDER 230 kV | LN JMSTNOTP - CENTER2 345 kV | 2016-09-30 23:59 | 2018-08-01 00:12 | LN: OTP.OTP.RGHRID_MANDAN1.1 | LN: OTP.OTP.CENTEJMSTN34_1.1
3175 | PLMXFRSPCMTG |  | RCF | XF PLMY 345/161 kV ftlo LN SPCK - MTGY 345 kV |  |  | XF PLMY 345/161 kV | LN SPCK - MTGY 345 kV | 2015-10-12 23:07 | 2018-08-01 00:12 | XF: AMRN.AMRN.PLMY.XFMR.XFMR_1 | LN: AMRN.AMRN.MTGY_SPCK_5503.A
3777 | FRAHAMNUHIOW | MISO | RCF | LN FRANKLN - HAMP_TP 161 kV ftlo LN NUTHTCH - IFIP 161 kV | 223 | 245 | LN FRANKLN - HAMP_TP 161 kV | LN NUTHTCH - IFIP 161 kV | 2016-09-30 23:59 | 2018-08-01 00:12 | LN: MEC.MEC.FRANKHAMP_16_1.1 | LN: ALTW.ALTW.IFIPNUTHT16_2.1
2603 | RELFREWOLFRE | TVA | RCF | LN RELIANT - FRENCHCP 500 kV ftlo LN WOLFCX - FRENCHCP 500 kV | 1732 | 1732 | LN RELIANT - FRENCHCP 500 kV | LN WOLFCX - FRENCHCP 500 kV | 2016-10-01 00:01 | 2018-08-01 00:12 | LN: TVA.TVA.FRCP_RELIANT.A | LN: TVA.TVA.FR_CMP_WOLFCX8.A
2604 | FRERELWOLFRE | TVA | RCF | LN FRENCHCP - RELIANT 500 kV ftlo LN FRENCHCP - WOLFCX 500 kV | 1732 | 1732 | LN FRENCHCP - RELIANT 500 kV | LN FRENCHCP - WOLFCX 500 kV | 2016-09-30 23:59 | 2018-08-01 00:12 | LN: TVA.TVA.FRCP_RELIANT.A | LN: TVA.TVA.FR_CMP_WOLFCX8.A
2605 | RELWOLWOLFRE | TVA | RCF | LN RELIANT - WOLFCX 500 kV ftlo LN FRENCHCP - WOLFCX 500 kV | 2595 | 2595 | LN RELIANT - WOLFCX 500 kV | LN FRENCHCP - WOLFCX 500 kV | 2016-10-01 00:01 | 2018-08-01 00:12 | LN: TVA.TVA.WOLFCX_CHOCTW8.A | LN: TVA.TVA.FR_CMP_WOLFCX8.A
2609 | 8CLW-P8CL8CL | TVA | RCF | LN 8CLAY - W-PONT 500 kV ftlo XF 8CLAY 500/161 kV | 1732 | 1732 | LN 8CLAY - W-PONT 500 kV | XF 8CLAY 500/161 kV | 2016-09-30 23:59 | 2018-08-01 00:12 | LN: TVA.TVA.CHOC_WPONT.B | XF: TVA.TVA.8CLAY.XF1.500XF
2610 | 8CLW-PBHAFRE | TVA | RCF | LN 8CLAY - W-PONT 500 kV ftlo LN BHAM_STE - FREPT7 500 kV | 1732 | 1732 | LN 8CLAY - W-PONT 500 kV | LN BHAM_STE - FREPT7 500 kV | 2016-09-30 23:59 | 2018-08-01 00:12 | LN: TVA.TVA.CHOC_WPONT.B | LN: TVA.TVA.W-MEMP-FREPT78.A
2615 | W-P8CLFCYRVB | TVA | RCF | LN W-PONT - 8CLAY 500 kV ftlo LN RVB - FCY 230 kV | 1732 | 1732 | LN W-PONT - 8CLAY 500 kV | LN RVB - FCY 230 kV | 2016-10-01 00:25 | 2018-08-01 00:12 | LN: TVA.TVA.CHOC_WPONT.B | LN: EES.EES.RVB_FCY.1
2616 | W-P8CLDANDAN | TVA | RCF | LN W-PONT - 8CLAY 500 kV ftlo XF DANIE 230/500 kV | 1640 | 1732 | LN W-PONT - 8CLAY 500 kV | XF DANIE 230/500 kV | 2016-10-01 00:25 | 2018-08-01 00:12 | LN: TVA.TVA.CHOC_WPONT.B | XF: SOUC.SOUC.DANIE.85.A
2606 | WOLRELWOLFRE | TVA | RCF | LN WOLFCX - RELIANT 500 kV ftlo LN WOLFCX - FRENCHCP 500 kV | 2595 | 2595 | LN WOLFCX - RELIANT 500 kV | LN WOLFCX - FRENCHCP 500 kV | 2016-10-01 00:25 | 2018-08-01 00:12 | LN: TVA.TVA.WOLFCX_CHOCTW8.A | LN: TVA.TVA.FR_CMP_WOLFCX8.A
3167 | STFRA_LUTESV |  | RCF |  |  |  | LN STFR - LUTS 345 kV |  | 2018-03-31 23:55 | 2018-08-01 00:12 | LN: AMRN.AMRN.LUTS-STFR-1.A
1009 | SHENEGSHECOR | TVA | RCF | LN SHELBYTV - N_E_GA1 161 kV ftlo LN SHELBYTV - CORDOV1 500 kV | 365 | 365 | LN SHELBYTV - N_E_GA1 161 kV | LN SHELBYTV - CORDOV1 500 kV | 2016-09-02 17:44 | 2018-08-01 00:12 | LN: TVA.TVA.1909.A | LN: TVA.TVA.1549.A
1003 | THMMOBTHMSAL |  | CFG | LN TH_HILL - MOB_TAP 161 kV ftlo LN TH_HILL - SALISBRY 161 kV |  |  | LN TH_HILL - MOB_TAP 161 kV | LN TH_HILL - SALISBRY 161 kV |  | 2018-08-01 00:12 | LN: AECI.AECI.T_HIL_MOBRLY.A | LN: AECI.AECI.SALISB_THOM_H1.1
22746 | TMP116_22746 | MISO | RCF | LN LAYFLD_C - WESKFT 230 kV ftlo LN LAYFLD_A - HARTBG 500 kV | 382 | 412 | LN LAYFLD_C - WESKFT 230 kV | LN LAYFLD_A - HARTBG 500 kV | 2017-04-24 13:28 | 2018-08-01 00:12 | LN: CLEC.CLEC.LYFLD_WKRFT.A | LN: CSWS.CSWS.LAYFL_HART.A
21645 | TMP239_21645 | MISO | RCF | LN LABADIE - MTGY 345 kV ftlo LN SIOUX - BELU 345 kV | 1195 | 1195 | LN LABADIE - MTGY 345 kV | LN SIOUX - BELU 345 kV | 2016-05-27 19:22 | 2018-08-01 00:12 | LN: AMRN.AMRN.L_MTGY_4.A | LN: AMRN.AMRN.S-BELU-6.A
21646 | TMP235_21646 |  | RCF | LN BELU - ENON_TP 345 kV ftlo LN LABADIE - MTGY 345 kV |  |  | LN BELU - ENON_TP 345 kV | LN LABADIE - MTGY 345 kV | 2016-05-27 17:26 | 2018-08-01 00:12 | LN: AMRN.AMRN.BELU-MTGY-6.A | LN: AMRN.AMRN.L_MTGY_4.A
21655 | TMP237_21655 | MISO | RCF | LN EUGENE - BUNSONVL 345 kV ftlo LN SULLIVAN - CSYW 345 kV | 1692 | 1793 | LN EUGENE - BUNSONVL 345 kV | LN SULLIVAN - CSYW 345 kV | 2016-05-27 19:22 | 2018-08-01 00:12 | LN: AMIL.AMIL.BNSV_EGNE_4501.A | LN: AEP.AEP.SULL-CSYW-1.1
23635 | TMP304_23635 | MISO | RCF | LN MTGY - SPCK 345 kV ftlo LN ROXF - COFFEEN 345 kV | 956 | 956 | LN MTGY - SPCK 345 kV | LN ROXF - COFFEEN 345 kV | 2018-03-28 14:59 | 2018-08-01 00:12 | LN: AMRN.AMRN.MTGY_SPCK_5503.A | LN: AMIL.AMIL.COFY_ROXF_4551.A
23649 | TMP305_23649 | MISO | RCF | LN M_TOWN - LAURELSS 161 kV ftlo LN FERNALD - AMES 161 kV | 448 | 448 | LN M_TOWN - LAURELSS 161 kV | LN FERNALD - AMES 161 kV | 2018-03-28 14:35 | 2018-08-01 00:12 | LN: ALTW.ALTW.LAUREM_TOW16_1.1 | LN: ALTW.ALTW.AMESFERNA16_2.1
23659 | TMP277_23659 | MISO | RCF | LN NL_LEV - LAKWOD 115 kV ftlo LN MAYFLR - MABELV 500 kV | 106 | 106 | LN NL_LEV - LAKWOD 115 kV | LN MAYFLR - MABELV 500 kV | 2018-03-29 12:12 | 2018-08-01 00:12 | LN: EES.EES.LAKWOD_NL_LEV3.A | LN: EES.EES.MABELV_MAYFLR8.A
22913 | TMP137_22913 | MISO | RCF | LN PR_ISLD - NROCH 345 kV ftlo XF EAU_CLA 161/345 kV | 1195 | 1195 | LN PR_ISLD - NROCH 345 kV | XF EAU_CLA 161/345 kV | 2017-06-22 17:02 | 2018-08-01 00:12 | LN: NSP.NSP.NROCHPR_IS34_1.1 | XF: NSP.NSP.EAU_CLA.TR9.TR9
5630 | TSE21SBANONE |  | INT | LN TSE_NEW - 21STTAP4 138 kV ftlo LN E_21_ST - DAWSON_T 138 kV |  |  | LN TSE_NEW - 21STTAP4 138 kV | LN E_21_ST - DAWSON_T 138 kV | 2018-03-31 23:55 | 2018-09-01 00:18 | LN: CSWS.CSWS.2054.A | LN: CSWS.CSWS.2042.A
23720 | TMP124_23720 | MISO | RCF | LN FT_DODG - BNE_JCT 161 kV ftlo LN WEBSTER2 - LEHIGH2 345 kV | 199 | 199 | LN FT_DODG - BNE_JCT 161 kV | LN WEBSTER2 - LEHIGH2 345 kV | 2018-04-12 11:48 | 2018-09-05 22:55 | LN: ALTW.ALTW.BNE_JFT_DO16_1.1 | LN: MEC.MEC.WEBSTLEHIG34_1.1
23724 | TMP126_23724 | MISO | RCF | LN KEO - WMPEHV 500 kV ftlo LN PWRLIN - DELL 500 kV | 1732 | 1732 | LN KEO - WMPEHV 500 kV | LN PWRLIN - DELL 500 kV | 2018-04-12 11:59 | 2018-09-05 22:55 | LN: EES.EES.KEO____WMPEHV8.A | LN: EES.EES.DELL_PWRLIN8.A
23787 | TMP230_23787 | SWPP | RCF | XF EL_EHV 500/1 kV ftlo LN EL_EHV - MOLIVE 500 kV | 895 | 895 | XF EL_EHV 500/1 kV | LN EL_EHV - MOLIVE 500 kV | 2018-05-01 00:54 | 2018-09-05 22:55 | XF: EES.EES.EL_EHV.AT2.AT2 | LN: EES.EES.EL_EHV_MOLIVE8.A
23919 | TMP373_23919 | MISO | RCF | LN LIME_CK - BARTONSS 161 kV ftlo LN KILLDEER - BLKHAWK 345 kV | 266 | 304 | LN LIME_CK - BARTONSS 161 kV | LN KILLDEER - BLKHAWK 345 kV | 2018-06-06 16:22 | 2018-10-01 22:14 | LN: ALTW.ALTW.LIME_BARTO16_1.1 | LN: ALTW.ALTW.BLKHAKILLD34_1.1
23936 | TMP372_23936 | MISO | RCF | LN EUREKASP - OSAGE_1 161 kV ftlo LN EURK_SPA - GRANDVW 161 kV | 220 | 220 | LN EUREKASP - OSAGE_1 161 kV | LN EURK_SPA - GRANDVW 161 kV | 2018-06-08 23:12 | 2018-10-01 22:14 | LN: CSWS.CSWS.EUREKA_OSAGE_5.A | LN: SPA.SPA.GRANDVW_EUREK.A
23814 | TMP344_23814 | MISO | RCF | XF RUGBY230 230/1 kV ftlo LN RUGBY230 - BALTAJCT 230 kV | 140 | 175 | XF RUGBY230 230/1 kV | LN RUGBY230 - BALTAJCT 230 kV | 2018-05-05 14:22 | 2018-10-01 22:14 | XF: OTP.OTP.RUGBY230.TR21.TR21 | LN: OTP.OTP.RUGBYBALTA23_1.1
23815 | TMP345_23815 | MISO | RCF | LN CARROLL - CARR_S 69 kV ftlo LN CARROLL - DRAGER 161 kV | 44 | 44 | LN CARROLL - CARR_S 69 kV | LN CARROLL - DRAGER 161 kV | 2018-05-05 14:11 | 2018-10-01 22:14 | LN: MEC.MEC.CARR_CARRO69_1.1 | LN: MEC.MEC.DRAGECARRO16_1.1
23877 | TMP315_23877 | MISO | RCF | LN RNDWYX - SHELBX 115 kV ftlo LN WOLFCX - MCADMS 500 kV | 231 | 231 | LN RNDWYX - SHELBX 115 kV | LN WOLFCX - MCADMS 500 kV | 2018-05-23 22:24 | 2018-10-01 22:14 | LN: EES.EES.RNDWYX_SHELBX3.A | LN: EES.EES.WOLFCX_MCADMS8.A
24187 | TEMP70_24187 | SWPP | RCF | LN CBLUFFS - SUB3456 345 kV ftlo LN ARBHLDEZ - GRIMES 345 kV | 1117 | 1117 | LN CBLUFFS - SUB3456 345 kV | LN ARBHLDEZ - GRIMES 345 kV | 2018-10-03 00:55 | 2018-10-05 16:03 | LN: MEC.MEC.SUB34CBLUF34_1.1 | LN: MEC.MEC.GRIMEARBHL34_1.1
26236 | TMP146_26236 | SWPP | INT | LN HNCOCKCB - KLEMMECB 69 kV ftlo LN EMERY - FLOYD 161 kV | 41 | 45 | LN HNCOCKCB - KLEMMECB 69 kV | LN EMERY - FLOYD 161 kV | 2018-10-17 16:04 | 2018-10-17 16:59 | LN: ALTW.ALTW.HNCOCKLEMM69_1.1 | LN: ALTW.ALTW.FLOYDEMERY16_1.1
24004 | TEMP06_24004 | SWPP | INT | LN ARCAD7 - JONES_KA 138 kV ftlo LN ARCAD7 - NOWST1 345 kV | 268 | 308 | LN ARCAD7 - JONES_KA 138 kV | LN ARCAD7 - NOWST1 345 kV | 2018-07-02 17:24 | 2018-11-01 00:20 | LN: OKGE.OKGE.8805.A | LN: OKGE.OKGE.8790.A
24048 | TEMP18_24048 | SWPP | INT | LN DENVER_C - SHELL_NO 115 kV ftlo LN YOAKUM - MSTNG 230 kV | 159 | 163 | LN DENVER_C - SHELL_NO 115 kV | LN YOAKUM - MSTNG 230 kV | 2018-07-26 13:48 | 2018-11-01 00:20 | LN: SPS.SPS.DENVESHELL11_1.1 | LN: SPS.SPS.MSTNG_YOAKUM.A
24049 | TEMP10_24049 | SWPP | INT | XF FTTHOMP 1/345 kV ftlo LN LELANDO - FTTHOMP 345 kV | 250 | 313 | XF FTTHOMP 1/345 kV | LN LELANDO - FTTHOMP 345 kV | 2018-07-26 13:27 | 2018-11-01 00:20 | XF: WAUE.WAUE.FTTHOMP.U1B1.KU1B1 | LN: WAUE.WAUE.FTTHOLELAN34_1.1
24052 | TEMP19_24052 | SWPP | INT | XF LONGWOO 345/138 kV ftlo LN LONGWOO - SWSHREV 345 kV | 448 | 493 | XF LONGWOO 345/138 kV | LN LONGWOO - SWSHREV 345 kV | 2018-07-26 15:12 | 2018-11-01 00:20 | XF: CSWS.CSWS.LONGWOO.855.345_138 | LN: CSWS.CSWS.857.A
24088 | TEMP15_24088 | SWPP | INT | LN STILW1 - SPVALLY2 138 kV ftlo LN SONR1 - CLEVLND7 345 kV | 194 | 222 | LN STILW1 - SPVALLY2 138 kV | LN SONR1 - CLEVLND7 345 kV | 2018-08-23 12:10 | 2018-11-01 00:20 | LN: OKGE.OKGE.SPVALLY2_STILW.A | LN: GRDA.GRDA.SONR_CLEVLND.A
23771 | TEMP07_23771 | SWPP | RCF | LN WELSH - WILKES 345 kV ftlo LN WELSH - DIANA 345 kV | 970 | 970 | LN WELSH - WILKES 345 kV | LN WELSH - DIANA 345 kV | 2018-04-24 00:48 | 2018-11-01 00:20 | LN: CSWS.CSWS.974.A | LN: CSWS.CSWS.896.A
24105 | TEMP27_24105 | SWPP | INT | LN NWMANDAN - NWMANDNT 115 kV ftlo LN BISMARK2 - HILKEN 230 kV | 60 | 66 | LN NWMANDAN - NWMANDNT 115 kV | LN BISMARK2 - HILKEN 230 kV | 2018-09-04 10:28 | 2018-11-01 00:20 | LN: WAUE.WAUE.NWMANNWMAN11_1.1 | LN: WAUE.WAUE.HILKEBISMA23_1.1
24104 | TEMP46_24104 | SWPP | INT | XF STILWELL 345/1 kV ftlo LN STILWELL - PECULIA7 345 kV | 550 | 605 | XF STILWELL 345/1 kV | LN STILWELL - PECULIA7 345 kV | 2018-09-04 09:35 | 2018-11-01 00:20 | XF: KCPL.KCPL.STILWELL.XF22.XF22H | LN: MPS.MPS.SIBLEY_STILWE1.B
24221 | TEMP85_24221 | SWPP | INT | XF STILWELL 345/1 kV ftlo XF STILWELL 1/161 kV | 550 | 605 | XF STILWELL 345/1 kV | XF STILWELL 1/161 kV | 2018-10-11 00:09 | 2018-11-01 00:20 | XF: KCPL.KCPL.STILWELL.XF11.XF11H | XF: KCPL.KCPL.STILWELL.XF22.XF22L
24056 | TMP103_24056 | SWPP | INT | LN ELLSWT1 - EHALLTP3 115 kV ftlo LN NEW_RICE - CIRC 230 kV | 80 | 80 | LN ELLSWT1 - EHALLTP3 115 kV | LN NEW_RICE - CIRC 230 kV | 2018-07-29 02:46 | 2018-11-01 00:20 | LN: SECI.SECI.EHALLTP3_ELLS.A | LN: WR.MIDW.CIRC_NEWRICE.A
24057 | TEMP63_24057 | SWPP | INT | LN WHEELER - HOWARD3 115 kV ftlo LN SWEETWT6 - CHISHOLM 230 kV | 152 | 177 | LN WHEELER - HOWARD3 115 kV | LN SWEETWT6 - CHISHOLM 230 kV | 2018-07-30 01:48 | 2018-11-01 00:20 | LN: SPS.SPS.WHEEL_HOWRD.A | LN: CSWS.CSWS.CHISHOLM_SWEET.A
23821 | TEMP71_23821 | SWPP | INT | LN LOVINGTO - NRTH_INT 115 kV ftlo LN NRTH_INT - WAITS 115 kV | 120 | 131 | LN LOVINGTO - NRTH_INT 115 kV | LN NRTH_INT - WAITS 115 kV | 2018-05-07 00:03 | 2018-11-01 00:20 | LN: SPS.SPS.LOVING_NRTHINT.A | LN: SPS.SPS.NRTHINT_WAITS.A
23762 | TMP102_23762 | SWPP | INT | LN BOYD - CDRLN 138 kV ftlo LN PENN1 - WESTMOR4 138 kV | 191 | 191 | LN BOYD - CDRLN 138 kV | LN PENN1 - WESTMOR4 138 kV | 2018-04-19 19:24 | 2018-11-01 00:20 | LN: OKGE.OKGE.8858.A | LN: OKGE.OKGE.8822.A
23759 | TEMP47_23759 | SWPP | INT | LN LOVINGTO - NRTH_INT 115 kV ftlo LN HOBBS - YOAKUM 230 kV | 120 | 131 | LN LOVINGTO - NRTH_INT 115 kV | LN HOBBS - YOAKUM 230 kV | 2018-04-19 10:14 | 2018-11-01 00:20 | LN: SPS.SPS.LOVING_NRTHINT.A | LN: SPS.SPS.HOBBS_YOAKM230.A
23774 | TEMP91_23774 | SWPP | INT | LN CAPJ - 87TH_ST 115 kV ftlo LN SWIS - W_GARDNR 345 kV | 118 | 118 | LN CAPJ - 87TH_ST 115 kV | LN SWIS - W_GARDNR 345 kV | 2018-04-24 15:52 | 2018-11-01 00:20 | LN: WR.WR.87TH_CAPTN.A | LN: KCPL.KCPL.SWIS_WGARD.A
23729 | TEMP35_23729 | SWPP | RCF | LN TAHLQH5 - HWY59TP 161 kV ftlo LN VANBUR1 - VBI5 161 kV | 148 | 167 | LN TAHLQH5 - HWY59TP 161 kV | LN VANBUR1 - VBI5 161 kV | 2018-04-13 16:21 | 2018-11-01 00:20 | LN: GRDA.GRDA.TAHLQH5_HWY59T.A | LN: SPA.SPA.7404.A
23211 | TEMP79_23211 | SWPP | RCF | LN NEBRCTY - SUB3456 345 kV ftlo LN WAGENER - SUB3454 345 kV | 956 | 956 | LN NEBRCTY - SUB3456 345 kV | LN WAGENER - SUB3454 345 kV | 2017-10-25 18:32 | 2018-11-01 00:20 | LN: OPPD.OPPD.NEBRCSUB3434_1.1 | LN: LES.LES.WAGENSUB3434_1.1
23186 | TMP142_23186 | TVA | CFG | LN CLINTON - TRUM_SPA 161 kV ftlo LN CLINTON - WINDSR5 161 kV | 223 | 223 | LN CLINTON - TRUM_SPA 161 kV | LN CLINTON - WINDSR5 161 kV | 2017-10-18 02:05 | 2018-11-01 00:20 | LN: AECI.AECI.CLINTN-TRUMN.A | LN: MPS.MPS.CLINT_WINDSR_1.A
23789 | TMP158_23789 | SWPP | INT | LN TSE_NEW - 21STTAP4 138 kV ftlo XF TULSA_NO 138/345 kV | 212 | 212 | LN TSE_NEW - 21STTAP4 138 kV | XF TULSA_NO 138/345 kV | 2018-05-01 01:16 | 2018-11-01 00:20 | LN: CSWS.CSWS.2054.A | XF: CSWS.CSWS.TULSA_NO.2068.1
23743 | TMP122_23743 | SWPP | INT | LN W_SILOAM - SILOAM 161 kV ftlo LN GRDA17 - TONNECE 345 kV | 335 | 335 | LN W_SILOAM - SILOAM 161 kV | LN GRDA17 - TONNECE 345 kV | 2018-04-16 11:27 | 2018-11-01 00:20 | LN: GRDA.GRDA.WSILOM_GRDA_1A.B | LN: GRDA.GRDA.TONN_GRDA.A
23663 | TMP153_23663 | SWPP | INT | XF POTTER_S 345/230 kV ftlo XF TUCO 345/230 kV | 559 | 559 | XF POTTER_S 345/230 kV | XF TUCO 345/230 kV | 2018-03-31 15:34 | 2018-11-01 00:20 | XF: SPS.SPS.POTTER_S.XF1.XF345 | XF: SPS.SPS.TUCO.T2.TUC_230XFMR_S
23467 | TMP139_23467 | SWPP | RCF | LN DUNC_MPS - BLSPE 161 kV ftlo LN ORRICK9 - RICHMN2 161 kV | 267 | 267 | LN DUNC_MPS - BLSPE 161 kV | LN ORRICK9 - RICHMN2 161 kV | 2018-01-17 18:07 | 2018-11-01 00:20 | LN: MPS.MPS.10993.A | LN: MPS.MPS.11046.A
23337 | TMP107_23337 | SWPP | RCF | LN NEBRCTY - SUB3456 345 kV ftlo LN 103_ROKE - WAGENER 345 kV | 956 | 956 | LN NEBRCTY - SUB3456 345 kV | LN 103_ROKE - WAGENER 345 kV | 2017-12-12 11:09 | 2018-11-01 00:20 | LN: OPPD.OPPD.NEBRCSUB3434_1.1 | LN: LES.LES.103_RWAGEN34_1.1
23878 | TMP106_23878 | SWPP | INT | LN CARTHAGE - LAR3821 161 kV ftlo LN BLACKBRY - JASPER7 345 kV | 223 | 223 | LN CARTHAGE - LAR3821 161 kV | LN BLACKBRY - JASPER7 345 kV | 2018-05-23 19:55 | 2018-11-01 00:20 | LN: SPA.SPA.7367.A | LN: AECI.AECI.BLCKBRY_JASPER.A
23932 | TMP219_23932 | SWPP | INT | LN ELLENDL - ABDNJCT 115 kV ftlo LN LELANDO - GROTON 345 kV | 120 | 141 | LN ELLENDL - ABDNJCT 115 kV | LN LELANDO - GROTON 345 kV | 2018-06-07 23:37 | 2018-11-01 00:20 | LN: MDU.MDU.ABDNJELLEN11_1.1 | LN: WAUE.WAUE.GROTOLELAN34_1.1
23933 | TMP225_23933 | SWPP | RCF | LN WARDWA - BISMARK2 230 kV ftlo LN SQBUTTEW - STANTON2 230 kV | 320 | 352 | LN WARDWA - BISMARK2 230 kV | LN SQBUTTEW - STANTON2 230 kV | 2018-06-08 00:09 | 2018-11-01 00:20 | LN: WAUE.WAUE.WARDWBISMA23_1.1 | LN: OTP.OTP.SQBUTSTANT23_1.1
23925 | TMP208_23925 | SWPP | INT | LN EMCP - CJOHN 115 kV ftlo XF SUMM 230/115 kV | 128 | 128 | LN EMCP - CJOHN 115 kV | XF SUMM 230/115 kV | 2018-06-06 12:28 | 2018-11-01 00:20 | LN: WR.WR.EMCPCJOHN11_1.1 | XF: WR.WR.SUMM.1080.SUMM_56
23908 | TMP215_23908 | SWPP | INT | LN PIONTAP - CTUSUBL 115 kV ftlo LN HOLCOM1 - BUCKNER7 345 kV | 159 | 159 | LN PIONTAP - CTUSUBL 115 kV | LN HOLCOM1 - BUCKNER7 345 kV | 2018-05-31 14:55 | 2018-11-01 00:20 | LN: SECI.SECI.10089.A | LN: SECI.SECI.10149.B
23909 | TMP155_23909 | SWPP | INT | LN VIOLA7 - CONWYSPG 138 kV ftlo LN VIOLA7 - WICH 345 kV | 138 | 147 | LN VIOLA7 - CONWYSPG 138 kV | LN VIOLA7 - WICH 345 kV | 2018-06-01 03:42 | 2018-11-01 00:20 | LN: SECI.SECI.CONWAY_VIOLA.A | LN: WR.WR.VIOLA_WICH.B
23913 | TMP196_23913 | SWPP | INT | LN STULT - MOCK 115 kV ftlo LN SWIS - LAWH 230 kV | 86 | 92 | LN STULT - MOCK 115 kV | LN SWIS - LAWH 230 kV | 2018-06-01 13:20 | 2018-11-01 00:20 | LN: WR.WR.4215.1 | LN: WR.WR.39.1
24045 | TMP125_24045 | SWPP | INT | LN LUBBOCKS - LUBBOCKE 115 kV ftlo LN JONESSUB - LUBBOCKE 230 kV | 120 | 120 | LN LUBBOCKS - LUBBOCKE 115 kV | LN JONESSUB - LUBBOCKE 230 kV | 2018-07-25 14:50 | 2018-11-01 00:20 | LN: SPS.SPS.146.1 | LN: SPS.SPS.145.1
24087 | TMP148_24087 | SWPP | INT | XF CIMARRON 345/138 kV ftlo LN CIMARRON - DRAPR1 345 kV | 478 | 478 | XF CIMARRON 345/138 kV | LN CIMARRON - DRAPR1 345 kV | 2018-08-20 12:38 | 2018-11-01 00:20 | XF: OKGE.OKGE.CIMARRON.8802.B | LN: OKGE.OKGE.8803.A
24027 | TMP188_24027 | SWPP | RCF | LN HILKEN - BISMARK2 230 kV ftlo LN RGHRIDER - MANDAN 230 kV | 373 | 373 | LN HILKEN - BISMARK2 230 kV | LN RGHRIDER - MANDAN 230 kV | 2018-07-11 11:45 | 2018-11-01 00:20 | LN: WAUE.WAUE.HILKEBISMA23_1.1 | LN: OTP.OTP.RGHRID_MANDAN1.1
24156 | TMP220_24156 | SWPP | INT | LN FORMAN - FORMNWA 115 kV ftlo LN FORMAN - HANKSON 230 kV | 80 | 88 | LN FORMAN - FORMNWA 115 kV | LN FORMAN - HANKSON 230 kV | 2018-09-21 23:13 | 2018-11-01 00:20 | LN: OTP.OTP.FORMAFORMN11_1.1 | LN: OTP.OTP.FORMAHANKS23_1.1
24029 | TMP255_24029 | SWPP | RCF | LN BEULAH - HALIDYWP 115 kV ftlo LN ROUNDUP - CHAR_CK 345 kV | 120 | 121 | LN BEULAH - HALIDYWP 115 kV | LN ROUNDUP - CHAR_CK 345 kV | 2018-07-14 02:00 | 2018-11-01 00:20 | LN: MDU.MDU.HALIDBEULA11_1.1 | LN: WAUE.WAUE.CHAR_CK_ROUNDP.A
24063 | TMP250_24063 | SWPP | RCF | LN GARRISN - PICKCTY 115 kV ftlo LN ANTELOP - ROUNDUP 345 kV | 120 | 121 | LN GARRISN - PICKCTY 115 kV | LN ANTELOP - ROUNDUP 345 kV | 2018-07-31 23:07 | 2018-11-01 00:20 | LN: WAUE.WAUE.GARRIPICKC11_1.1 | LN: WAUE.WAUE.ANTELOP_CHAR_2.A
24019 | TMP251_24019 | SWPP | RCF | LN LACYGNE - N345 345 kV ftlo LN CAN_RIVR - N345 345 kV | 1016 | 1016 | LN LACYGNE - N345 345 kV | LN CAN_RIVR - N345 345 kV | 2018-07-07 23:49 | 2018-11-01 00:20 | LN: KCPL.KCPL.LACYGN_NEOSHO1.1 | LN: WR.WR.CANRIVR_N345.A
23959 | TMP253_23959 | SWPP | RCF | LN SKST - IDALIA 161 kV ftlo LN SKST - MINR 161 kV | 237 | 237 | LN SKST - IDALIA 161 kV | LN SKST - MINR 161 kV | 2018-06-18 00:15 | 2018-11-01 00:20 | LN: SPA.SPA.IDALIA-SIKES.A | LN: AMRN.AMRN.MINR-SKST-1.A
23960 | TMP259_23960 | SWPP | INT | XF CATSAGR5 138/161 kV ftlo LN GREC3 - GRDA17 345 kV | 150 | 167 | XF CATSAGR5 138/161 kV | LN GREC3 - GRDA17 345 kV | 2018-06-18 00:48 | 2018-11-01 00:20 | XF: GRDA.GRDA.CATSAGR5.1292.2 | LN: GRDA.GRDA.GRDA17_GREC3.A
23950 | TMP280_23950 | SWPP | INT | XF BROOK_LN 345/161 kV ftlo LN MRGN_345 - HUBEN 345 kV | 400 | 400 | XF BROOK_LN 345/161 kV | LN MRGN_345 - HUBEN 345 kV | 2018-06-14 17:22 | 2018-11-01 00:20 | XF: AECI.AECI.BROOK_LN.3146.T2 | LN: AECI.AECI.HUBEN-MORGAN.A
23954 | TMP229_23954 | SWPP | INT | LN NRTHEAST - GRAND_AV 161 kV ftlo LN STRA - 87TH_ST 345 kV | 259 | 259 | LN NRTHEAST - GRAND_AV 161 kV | LN STRA - 87TH_ST 345 kV | 2018-06-15 15:15 | 2018-11-01 00:20 | LN: KCPL.KCPL.GRAND__NRTHEA1.A | LN: WR.WR.CRAIG__STR_CR1.B
23957 | TMP264_23957 | SWPP | INT | LN MCTY_MPS - SOUTHTWN 161 kV ftlo LN W_GARDNR - CRAIG 345 kV | 232 | 259 | LN MCTY_MPS - SOUTHTWN 161 kV | LN W_GARDNR - CRAIG 345 kV | 2018-06-17 18:53 | 2018-11-01 00:20 | LN: MPS.MPS.MCTY_M_SOUTHT1.A | LN: KCPL.KCPL.CRAIG__W_GARD1.1
23890 | TMP282_23890 | SWPP | INT | LN DYESS - EROGERS 161 kV ftlo LN ECENTERT - BENT_SL5 161 kV | 220 | 220 | LN DYESS - EROGERS 161 kV | LN ECENTERT - BENT_SL5 161 kV | 2018-05-25 20:22 | 2018-11-01 00:20 | LN: CSWS.CSWS.765_DYESS.A | LN: CSWS.CSWS.ECENTROGER16_1.A
23820 | TMP242_23820 | SWPP | RCF | LN DKSNNDWP - BELFELD 230 kV ftlo LN ANTELOP - ROUNDUP 345 kV | 263 | 263 | LN DKSNNDWP - BELFELD 230 kV | LN ANTELOP - ROUNDUP 345 kV | 2018-05-06 13:59 | 2018-11-01 00:20 | LN: WAUE.WAUE.DKSNNBELFE23_1.1 | LN: WAUE.WAUE.ANTELOP_CHAR_2.A
23667 | TMP248_23667 | SWPP | INT | LN STEXEAS - KNOXLEE 138 kV ftlo LN EASTX_SW - HARRISON 138 kV | 245 | 245 | LN STEXEAS - KNOXLEE 138 kV | LN EASTX_SW - HARRISON 138 kV | 2018-04-02 01:47 | 2018-11-01 00:20 | LN: CSWS.CSWS.906.A | LN: CSWS.CSWS.HARRIS_NTEXEAS.A
23560 | TMP262_23560 | SWPP | RCF | LN FOSTRACB - WISDMJCB 69 kV ftlo LN DICY - LAKEFLD 161 kV | 72 | 79 | LN FOSTRACB - WISDMJCB 69 kV | LN DICY - LAKEFLD 161 kV | 2018-02-26 21:43 | 2018-11-01 00:20 | LN: WAUE.WAUE.WISDMFOSTR69_1.1 | LN: ALTW.ALTW.DICYLAKEF16_1.1
22832 | TMP256_22832 | SWPP | RCF | LN NEBRCTY - SUB3456 345 kV ftlo LN NEBRCTY - 103_ROKE 345 kV | 956 | 956 | LN NEBRCTY - SUB3456 345 kV | LN NEBRCTY - 103_ROKE 345 kV | 2017-05-17 22:00 | 2018-11-01 00:20 | LN: OPPD.OPPD.NEBRCSUB3434_1.1 | LN: LES.LES.103_RNEBRC34_1.1
23580 | TMP325_23580 | SWPP | RCF | LN NEBRCTY - SUB3456 345 kV ftlo LN ATCHISNM - ORENTDRT 345 kV | 956 | 956 | LN NEBRCTY - SUB3456 345 kV | LN ATCHISNM - ORENTDRT 345 kV | 2018-03-06 09:20 | 2018-11-01 00:21 | LN: OPPD.OPPD.NEBRCSUB3434_1.1 | LN: MEC.MEC.ATCHIORENT34_1.1
23609 | TMP286_23609 | SWPP | INT | XF LAKELAM 138/69 kV ftlo LN DIANA - PIRKEY 345 kV | 133 | 147 | XF LAKELAM 138/69 kV | LN DIANA - PIRKEY 345 kV | 2018-03-14 21:38 | 2018-11-01 00:21 | XF: CSWS.CSWS.LAKELAM.XF1.LAKE-XF1 | LN: CSWS.CSWS.895.A
23618 | TMP316_23618 | SWPP | INT | LN LEC - MIDJ 115 kV ftlo LN LAWH - MIDJ 230 kV | 103 | 122 | LN LEC - MIDJ 115 kV | LN LAWH - MIDJ 230 kV | 2018-03-20 04:37 | 2018-11-01 00:21 | LN: WR.WR.3060.1 | LN: WR.WR.LAWHMIDJ23_1.1
23614 | TMP297_23614 | SWPP | RCF | LN WELSH - DIANA 345 kV ftlo LN WELSH - DIANA 345 kV | 1056 | 1186 | LN WELSH - DIANA 345 kV | LN WELSH - DIANA 345 kV | 2018-03-19 13:40 | 2018-11-01 00:21 | LN: CSWS.CSWS.897.B | LN: CSWS.CSWS.896.A
23842 | TMP301_23842 | SWPP | RCF | LN CLARNDA - MRYVL_SJ 161 kV ftlo XF FAIRPORT 161/345 kV | 184 | 199 | LN CLARNDA - MRYVL_SJ 161 kV | XF FAIRPORT 161/345 kV | 2018-05-10 16:59 | 2018-11-01 00:21 | LN: MEC.MEC.MRYVLCLARN16_1.A | XF: AECI.AECI.FAIRPORT.3498.T3
23846 | TMP294_23846 | SWPP | RCF | LN DAWSONC - LEWISWP 115 kV ftlo LN BELFELD - DKSNNDWP 230 kV | 102 | 102 | LN DAWSONC - LEWISWP 115 kV | LN BELFELD - DKSNNDWP 230 kV | 2018-05-11 16:11 | 2018-11-01 00:21 | LN: WAUE.WAUE.DAWSOLEWIS11_1.1 | LN: WAUE.WAUE.DKSNNBELFE23_1.1
23847 | TMP295_23847 | SWPP | RCF | LN LEWISWP - RICHLND2 115 kV ftlo LN BELFELD - DKSNNDWP 230 kV | 102 | 102 | LN LEWISWP - RICHLND2 115 kV | LN BELFELD - DKSNNDWP 230 kV | 2018-05-11 16:22 | 2018-11-01 00:21 | LN: WAUE.WAUE.LEWISRICHL11_1.1 | LN: WAUE.WAUE.DKSNNBELFE23_1.1
23883 | TMP302_23883 | SWPP | INT | LN BROOK_LN - JUNCTN5 161 kV ftlo LN BATFLD5 - MAIN1 161 kV | 336 | 355 | LN BROOK_LN - JUNCTN5 161 kV | LN BATFLD5 - MAIN1 161 kV | 2018-05-25 12:34 | 2018-11-01 00:21 | LN: SPRM.SPRM.BROOK-NICHOL.A | LN: SPRM.SPRM.11590.A
23884 | TMP303_23884 | SWPP | INT | XF TARBY1 161/69 kV ftlo LN TARBY1 - SHAD-PT5 161 kV | 123 | 134 | XF TARBY1 161/69 kV | LN TARBY1 - SHAD-PT5 161 kV | 2018-05-25 12:34 | 2018-11-01 00:21 | XF: OKGE.OKGE.TARBY1.9131.B | LN: OKGE.OKGE.7431.A
23998 | TMP331_23998 | TVA | RCF | XF BROOK_LN 345/161 kV ftlo LN MRGN_345 - HUBEN 345 kV | 400 | 400 | XF BROOK_LN 345/161 kV | LN MRGN_345 - HUBEN 345 kV | 2018-06-29 12:26 | 2018-11-01 00:21 | XF: AECI.AECI.BROOK_LN.3145.T1 | LN: AECI.AECI.HUBEN-MORGAN.A
23993 | TMP293_23993 | SWPP | RCF | XF FTTHOMP 345/1 kV ftlo LN GRPRAIR - GRISLD1 345 kV | 250 | 313 | XF FTTHOMP 345/1 kV | LN GRPRAIR - GRISLD1 345 kV | 2018-06-28 10:29 | 2018-11-01 00:21 | XF: WAUE.WAUE.FTTHOMP.U1B1.KU1B1 | LN: NPPD.NPPD.GRISLD1_GRPRAI.A
24068 | TMP305_24068 | SWPP | INT | XF CIMARRON 345/138 kV ftlo LN CIMARRON - NOWST1 345 kV | 478 | 478 | XF CIMARRON 345/138 kV | LN CIMARRON - NOWST1 345 kV | 2018-08-05 00:52 | 2018-11-01 00:21 | XF: OKGE.OKGE.CIMARRON.8802.B | LN: OKGE.OKGE.8789.A
24031 | TMP329_24031 | SWPP | INT | LN BEATRICE - HARBINE 115 kV ftlo LN KELL - SSEN 115 kV | 99 | 109 | LN BEATRICE - HARBINE 115 kV | LN KELL - SSEN 115 kV | 2018-07-16 12:57 | 2018-11-01 00:21 | LN: NPPD.NPPD.1175A.A | LN: WR.WR.4057.1
24044 | TMP311_24044 | SWPP | INT | LN OAHE - FTTHOMP 230 kV ftlo LN OAHE - FTTHOMP 230 kV | 352 | 352 | LN OAHE - FTTHOMP 230 kV | LN OAHE - FTTHOMP 230 kV | 2018-07-25 14:50 | 2018-11-01 00:21 | LN: WAUE.WAUE.FTTHOOAHE23_3.1 | LN: WAUE.WAUE.FTTHOOAHE23_4.1
24146 | TMP317_24146 | SWPP | RCF | XF ST_JOE 345/1 kV ftlo XF EASTTOWN 345/161 kV | 336 | 369 | XF ST_JOE 345/1 kV | XF EASTTOWN 345/161 kV | 2018-09-18 18:37 | 2018-11-01 00:21 | XF: MPS.MPS.ST_JOE.T33B.T33_H | XF: MPS.MPS.EASTTOWN.XF11.XF11
24111 | TMP300_24111 | SWPP | RCF | LN TEKAMHO - SUB1226 161 kV ftlo XF RAUN 1/345 kV | 256 | 256 | LN TEKAMHO - SUB1226 161 kV | XF RAUN 1/345 kV | 2018-09-07 21:16 | 2018-11-01 00:21 | LN: OPPD.OPPD.TEKAMSUB1216_1.1 | XF: MEC.MEC.RAUN.AC1.RAU_AC_WNDNG1
24154 | TMP323_24154 | SWPP | INT | LN CKSKI1 - BRAMAN2 69 kV ftlo LN CKSKI1 - KILDR 138 kV | 72 | 72 | LN CKSKI1 - BRAMAN2 69 kV | LN CKSKI1 - KILDR 138 kV | 2018-09-21 13:57 | 2018-11-01 00:21 | LN: OKGE.OKGE.8658C.A | LN: OKGE.OKGE.8669.A
23995 | TMP334_23995 | SWPP | INT | LN SUNNYSDE - RKYPT1 138 kV ftlo XF JHNSTNCO 345/138 kV | 191 | 191 | LN SUNNYSDE - RKYPT1 138 kV | XF JHNSTNCO 345/138 kV | 2018-06-28 14:05 | 2018-11-01 00:21 | LN: OKGE.OKGE.9029.A | XF: OKGE.OKGE.JHNSTNCO.XF1.XF1
23980 | TMP354_23980 | SWPP | INT | LN SCOTSBLF - VICTRY_H 115 kV ftlo LN SNAKECK - ALIANCE 115 kV | 155 | 170 | LN SCOTSBLF - VICTRY_H 115 kV | LN SNAKECK - ALIANCE 115 kV | 2018-06-22 22:17 | 2018-11-01 00:21 | LN: NPPD.NPPD.NP_690-A.A | LN: NPPD.NPPD.ALIANSNAKE11_1.1
23992 | TMP353_23992 | SWPP | INT | LN SYRACU1 - BEARCRK2 115 kV ftlo LN FLETCH4 - PKGOAB 115 kV | 97 | 97 | LN SYRACU1 - BEARCRK2 115 kV | LN FLETCH4 - PKGOAB 115 kV | 2018-06-26 19:11 | 2018-11-01 00:21 | LN: SECI.SECI.SYRACU_BEARCRK.A | LN: SECI.SECI.10087.B
23961 | TMP358_23961 | SWPP | INT | LN FTRANDL - WH_SWAN 115 kV ftlo LN FTTHOMP - FTRANDL 230 kV | 93 | 93 | LN FTRANDL - WH_SWAN 115 kV | LN FTTHOMP - FTRANDL 230 kV | 2018-06-18 11:01 | 2018-11-01 00:21 | LN: WAUE.WAUE.FTRANWH_SW11_1.1 | LN: WAUE.WAUE.FTRANFTTHO23_1.1
23973 | TMP352_23973 | SWPP | RCF | LN BROOKNG - AURORAWA 115 kV ftlo LN WHITE - SPLT_RT 345 kV | 120 | 120 | LN BROOKNG - AURORAWA 115 kV | LN WHITE - SPLT_RT 345 kV | 2018-06-19 12:32 | 2018-11-01 00:21 | LN: WAUE.WAUE.AURORBROOK11_1.1 | LN: WAUE.WAUE.SPLT_WHITE34_1.1
23888 | TMP335_23888 | SWPP | INT | LN YOAKUM - PLAINS_S 115 kV ftlo LN YOAKUM - AMOCO_SW 230 kV | 120 | 120 | LN YOAKUM - PLAINS_S 115 kV | LN YOAKUM - AMOCO_SW 230 kV | 2018-05-25 14:29 | 2018-11-01 00:21 | LN: SPS.SPS.164.1 | LN: SPS.SPS.167.1
23900 | TMP338_23900 | SWPP | INT | LN VERD_TAP - AMC_TAP 138 kV ftlo LN NE_GAS - OWASSO 138 kV | 136 | 136 | LN VERD_TAP - AMC_TAP 138 kV | LN NE_GAS - OWASSO 138 kV | 2018-05-29 13:26 | 2018-11-01 00:21 | LN: CSWS.CSWS.2078A.A | LN: CSWS.CSWS.2079.A
23928 | TMP351_23928 | SWPP | INT | LN MARM - KUN01 69 kV ftlo LN ALTO - TIOG 138 kV | 95 | 108 | LN MARM - KUN01 69 kV | LN ALTO - TIOG 138 kV | 2018-06-07 14:31 | 2018-11-01 00:21 | LN: WR.WR.KUN01MARM69_1.1 | LN: WR.WR.ALTOTIOG13_1.1
23867 | TMP337_23867 | SWPP | CFG | LN SPRGFLD - CLAY2 161 kV ftlo LN BROOK_LN - JUNCTN5 161 kV | 218 | 218 | LN SPRGFLD - CLAY2 161 kV | LN BROOK_LN - JUNCTN5 161 kV | 2018-05-18 12:00 | 2018-11-01 00:21 | LN: SPA.SPA.SPFLD-CLAY.A | LN: SPRM.SPRM.BROOK-NICHOL.A
23868 | TMP333_23868 | SWPP | INT | LN MIDJ - LEC 115 kV ftlo XF LAWH 230/115 kV | 103 | 122 | LN MIDJ - LEC 115 kV | XF LAWH 230/115 kV | 2018-05-18 16:45 | 2018-11-01 00:21 | LN: WR.WR.3060.1 | XF: WR.WR.LAWH.3034.LAWH_29
23841 | TMP343_23841 | SWPP | INT | LN NICHSUB - AMARIL_S 230 kV ftlo LN HARRSUB - RANDALL1 230 kV | 319 | 319 | LN NICHSUB - AMARIL_S 230 kV | LN HARRSUB - RANDALL1 230 kV | 2018-05-10 15:46 | 2018-11-01 00:21 | LN: SPS.SPS.27.A | LN: SPS.SPS.HARRSRANDA23_1.1
23791 | TMP350_23791 | SWPP | RCF | LN BEULAH - HALIDYWP 115 kV ftlo LN BELFELD - CHAR_CK 345 kV | 120 | 121 | LN BEULAH - HALIDYWP 115 kV | LN BELFELD - CHAR_CK 345 kV | 2018-05-01 10:48 | 2018-11-01 00:21 | LN: MDU.MDU.HALIDBEULA11_1.1 | LN: WAUE.WAUE.BELFECHAR_34_1.1
23794 | TMP349_23794 | SWPP | RCF | LN DKSNNDWP - BELFELD 230 kV ftlo LN HETINGRW - BOWMANWP 230 kV | 263 | 263 | LN DKSNNDWP - BELFELD 230 kV | LN HETINGRW - BOWMANWP 230 kV | 2018-05-01 10:39 | 2018-11-01 00:21 | LN: WAUE.WAUE.DKSNNBELFE23_1.1 | LN: WAUE.WAUE.BOWMAHETIN23_1.1
23795 | TMP348_23795 | SWPP | RCF | LN DKSNNDWP - BELFELD 230 kV ftlo LN LOGANWA - BLAISDEL 230 kV | 263 | 263 | LN DKSNNDWP - BELFELD 230 kV | LN LOGANWA - BLAISDEL 230 kV | 2018-05-01 10:29 | 2018-11-01 00:21 | LN: WAUE.WAUE.DKSNNBELFE23_1.1 | LN: WAUE.WAUE.BLAISLOGAN23_1.1
23948 | TMP364_23948 | SWPP | RCF | LN WILKES - LONGWOO 345 kV ftlo LN DIANA - SWSHREV 345 kV | 776 | 776 | LN WILKES - LONGWOO 345 kV | LN DIANA - SWSHREV 345 kV | 2018-06-14 01:11 | 2018-11-01 00:21 | LN: CSWS.CSWS.858.A | LN: CSWS.CSWS.SWSHRDIANA11_1.A
23952 | TMP362_23952 | SWPP | INT | LN HANCK - MUSKOGEE 161 kV ftlo LN MUSKOGEE - FTSMTH 345 kV | 223 | 223 | LN HANCK - MUSKOGEE 161 kV | LN MUSKOGEE - FTSMTH 345 kV | 2018-06-14 20:56 | 2018-11-01 00:21 | LN: OKGE.OKGE.9092.A | LN: OKGE.OKGE.9099.A
23996 | TMP361_23996 | SWPP | INT | LN SEMINOLE - PRKLN1 138 kV ftlo LN SEMINOLE - PITTSB9 345 kV | 379 | 382 | LN SEMINOLE - PRKLN1 138 kV | LN SEMINOLE - PITTSB9 345 kV | 2018-06-28 14:26 | 2018-11-01 00:21 | LN: OKGE.OKGE.8939.A | LN: OKGE.OKGE.SEMINOLE.A
23955 | TMP365_23955 | SWPP | RCF | LN LACYGNE - STILWELL 345 kV ftlo LN LACYGNE - W_GARDNR 345 kV | 1792 | 1792 | LN LACYGNE - STILWELL 345 kV | LN LACYGNE - W_GARDNR 345 kV | 2018-06-15 19:41 | 2018-11-01 00:21 | LN: KCPL.KCPL.LACYGN_STILWE1.1 | LN: KCPL.KCPL.LACYGN_W_GARD1.1
23975 | TMP377_23975 | SWPP | INT | LN VERD_TAP - AMC_TAP 138 kV ftlo LN OOLOGAH - NE_GAS 138 kV | 136 | 136 | LN VERD_TAP - AMC_TAP 138 kV | LN OOLOGAH - NE_GAS 138 kV | 2018-06-21 13:11 | 2018-11-01 00:21 | LN: CSWS.CSWS.2078A.A | LN: GRDA.GRDA.CLAREMORE.A
24028 | TMP396_24028 | SWPP | INT | LN G_GENT1 - OGALALA 230 kV ftlo LN G_GENT1 - KEYSTONE 345 kV | 320 | 352 | LN G_GENT1 - OGALALA 230 kV | LN G_GENT1 - KEYSTONE 345 kV | 2018-07-11 14:35 | 2018-11-01 00:21 | LN: NPPD.NPPD.GENTLOGALA23_1.1 | LN: NPPD.NPPD.NP_3509.A
24074 | TMP412_24074 | SWPP | RCF | LN SUB3456 - SUB3455 345 kV ftlo XF SUB3456 345/1 kV | 956 | 956 | LN SUB3456 - SUB3455 345 kV | XF SUB3456 345/1 kV | 2018-08-06 13:52 | 2018-11-01 00:21 | LN: OPPD.OPPD.SUB34SUB3434_3.1 | XF: OPPD.OPPD.SUB3456.T4.T4_H
24085 | TMP374_24085 | SWPP | INT | LN SSHREVE - WALLACE3 138 kV ftlo LN NBENTON - LINTONRD 138 kV | 188 | 188 | LN SSHREVE - WALLACE3 138 kV | LN NBENTON - LINTONRD 138 kV | 2018-08-16 10:28 | 2018-11-01 00:21 | LN: CSWS.CSWS.865.A | LN: CSWS.CSWS.860.A
24055 | TMP392_24055 | SWPP | INT | LN RAINSRD - ARSENAL 138 kV ftlo LN LONGWOO - LIEBERM 138 kV | 203 | 203 | LN RAINSRD - ARSENAL 138 kV | LN LONGWOO - LIEBERM 138 kV | 2018-07-28 00:55 | 2018-11-01 00:21 | LN: CSWS.CSWS.827.A | LN: CSWS.CSWS.846.A
24061 | TMP386_24061 | SWPP | RCF | XF SUB3456 345/1 kV ftlo LN SUB3456 - SUB3455 345 kV | 500 | 500 | XF SUB3456 345/1 kV | LN SUB3456 - SUB3455 345 kV | 2018-07-31 14:30 | 2018-11-01 00:21 | XF: OPPD.OPPD.SUB3456.T4.T4_H | LN: OPPD.OPPD.SUB34SUB3434_3.1
24046 | TMP394_24046 | SWPP | INT | LN SBROWN - KIERSEY 138 kV ftlo LN SBROWN - CLBRT 138 kV | 117 | 136 | LN SBROWN - KIERSEY 138 kV | LN SBROWN - CLBRT 138 kV | 2018-07-25 16:37 | 2018-11-01 00:21 | LN: WFEC.WFEC.7453.A | LN: WFEC.WFEC.7452.A
23921 | TMP371_23921 | SWPP | RCF | LN GRANITF - S3 115 kV ftlo LN LYON_CO - MARS_SS 115 kV | 106 | 106 | LN GRANITF - S3 115 kV | LN LYON_CO - MARS_SS 115 kV | 2018-06-05 20:31 | 2018-11-01 00:21 | LN: WAUE.WAUE.S3GRANI11_1.1 | LN: NSP.NSP.LYON_MARS_11_1.1
23939 | TMP368_23939 | SWPP | INT | LN 36_LEWIS - 52DELTP4 138 kV ftlo LN WARNTAP4 - 96YALE 138 kV | 278 | 278 | LN 36_LEWIS - 52DELTP4 138 kV | LN WARNTAP4 - 96YALE 138 kV | 2018-06-11 15:43 | 2018-11-01 00:21 | LN: CSWS.CSWS.52DELTP_36LEW.A | LN: CSWS.CSWS.WARNTAP_96YALE.A
24173 | TMP404_24173 | SWPP | INT | LN AXTELL1 - KEARNEY9 115 kV ftlo LN SWEETW4 - GRISLD1 345 kV | 161 | 177 | LN AXTELL1 - KEARNEY9 115 kV | LN SWEETW4 - GRISLD1 345 kV | 2018-09-28 15:25 | 2018-11-01 00:21 | LN: NPPD.NPPD.1067.A | LN: NPPD.NPPD.GRISLD1_SWEETW.A
24126 | TMP381_24126 | SWPP | RCF | XF SIOUXCY2 345/1 kV ftlo LN RAUN - FT_CAL 345 kV | 250 | 315 | XF SIOUXCY2 345/1 kV | LN RAUN - FT_CAL 345 kV | 2018-09-14 16:21 | 2018-11-01 00:21 | XF: WAUE.WAUE.SIOUXCY2.KU1A.KU1A1 | LN: MEC.MEC.FT_CARAUN34_1.1
24140 | TMP411_24140 | SWPP | INT | LN SGAG - CNTRLXNG 115 kV ftlo LN AUBU - INDI 115 kV | 148 | 148 | LN SGAG - CNTRLXNG 115 kV | LN AUBU - INDI 115 kV | 2018-09-18 02:22 | 2018-11-01 00:21 | LN: WR.WR.SGAGE_CNTRLXNG.A | LN: WR.WR.AUBUINDI11_1.1
24103 | TMP419_24103 | SWPP | INT | LN WHEGL - OSAGE_OG 138 kV ftlo LN WHEGL - CONEM 138 kV | 191 | 191 | LN WHEGL - OSAGE_OG 138 kV | LN WHEGL - CONEM 138 kV | 2018-08-30 16:12 | 2018-11-01 00:21 | LN: OKGE.OKGE.8654.A | LN: OKGE.OKGE.8662.A
24188 | TMP450_24188 | SWPP | INT | XF CATSAGR5 138/161 kV ftlo LN GREC3 - GRDA17 345 kV | 150 | 188 | XF CATSAGR5 138/161 kV | LN GREC3 - GRDA17 345 kV | 2018-10-03 01:36 | 2018-11-01 00:21 | XF: GRDA.GRDA.CATSAGR5.1393.3 | LN: GRDA.GRDA.GRDA17_GREC3.A
24198 | TMP449_24198 | SWPP | INT | LN RANDALL1 - CANYON_E 115 kV ftlo LN POTTER_S - NEWHART 230 kV | 96 | 106 | LN RANDALL1 - CANYON_E 115 kV | LN POTTER_S - NEWHART 230 kV | 2018-10-05 00:04 | 2018-11-01 00:21 | LN: SPS.SPS.CANYNE_RANDAL2.A | LN: SPS.SPS.K90.A
24202 | TMP440_24202 | SWPP | INT | LN 70_BLUF - SUB1214 161 kV ftlo LN 103_ROKE - NEBRCTY 345 kV | 110 | 116 | LN 70_BLUF - SUB1214 161 kV | LN 103_ROKE - NEBRCTY 345 kV | 2018-10-06 02:07 | 2018-11-01 00:21 | LN: LES.LES.SUB1270_BL16_1.1 | LN: LES.LES.103_RNEBRC34_1.1
24211 | TMP448_24211 | SWPP | RCF | LN OAHE - SULLYBT 230 kV ftlo LN BISON - HETINGRW 230 kV | 239 | 239 | LN OAHE - SULLYBT 230 kV | LN BISON - HETINGRW 230 kV | 2018-10-08 11:20 | 2018-11-01 00:21 | LN: WAUE.WAUE.OAHESULLY23_1.1 | LN: WAUE.WAUE.HETINBISON23_1.1
30000 | TEMP07_30000 | SWPP | INT | LN AURORA - YORK_NP 115 kV ftlo LN GRISLD1 - MCCOOL 345 kV | 137 | 151 | LN AURORA - YORK_NP 115 kV | LN GRISLD1 - MCCOOL 345 kV | 2018-11-15 12:01 | 2018-11-15 16:33 | LN: NPPD.NPPD.NP_1150-A.A | LN: NPPD.NPPD.12198.A
24294 | TMP432_24294 | SWPP | RCF |  | 217 | 217 | LN RAUN - TEKAMHO 161 kV |  | 2018-11-06 14:20 | 2018-12-01 00:02 | LN: MEC.MEC.RAUNTEKAM16_1.1
24053 | TMP391_24053 | MISO | RCF | LN AMITYX - MURFET 115 kV ftlo XF TURK_PP 138/24 kV | 96 | 96 | LN AMITYX - MURFET 115 kV | XF TURK_PP 138/24 kV | 2018-07-30 16:41 | 2018-12-01 00:02 | LN: EES.EES.MURFET_AMITYX3.A | XF: CSWS.CSWS.TURK_PP.2.TURKPP_138
22761 | TMP209_22761 | MISO | RCF | LN DKSN_ND - MATTHSON 115 kV ftlo LN BELFELD - CHAR_CK 345 kV | 102 | 102 | LN DKSN_ND - MATTHSON 115 kV | LN BELFELD - CHAR_CK 345 kV | 2017-04-28 16:38 | 2018-12-01 00:02 | LN: MDU.MDU.MATTHDKSN_11_1.1 | LN: WAUE.WAUE.BELFECHAR_34_1.1
23058 | TEMP74_23058 | MISO | RCF | LN COLBY - WORT 161 kV ftlo LN HAZLTON - MITCHLCO 345 kV | 200 | 200 | LN COLBY - WORT 161 kV | LN HAZLTON - MITCHLCO 345 kV | 2017-09-07 14:25 | 2018-12-01 00:02 | LN: ALTW.ALTW.COLBYWORT16_1.1 | LN: ALTW.ALTW.MITCHHAZLT34_1.1
24430 | M2MTEST2 | SWPP | INT | LN TAZE_CE - KENDALL1 345 kV ftlo LN TAZE_CE - TAZEWELL 345 kV | 9999 | 9999 | LN TAZE_CE - KENDALL1 345 kV | LN TAZE_CE - TAZEWELL 345 kV | 2018-12-27 15:25 | 2018-12-27 16:40 | LN: CE.CE.93505.1 | LN: AMIL.AMIL.TAZEW4525TIE_1.1
24447 | TMP466_24447 | MISO | RCF | LN WELLS_E - RICHRD 500 kV ftlo LN LAYFLD_A - HARTBG 500 kV | 1732 | 1732 | LN WELLS_E - RICHRD 500 kV | LN LAYFLD_A - HARTBG 500 kV | 2019-01-05 22:24 | 2019-01-08 00:05 | LN: EES.EES.RICHRD_WELLS_8.A | LN: CSWS.CSWS.LAYFL_HART.A
24493 | TMP131_24493 | SWPP | RCF | LN MOLIVE - LAYFLD_A 500 kV ftlo LN CROCKETT - GRI 345 kV | 1200 | 1200 | LN MOLIVE - LAYFLD_A 500 kV | LN CROCKETT - GRI 345 kV | 2019-01-23 18:37 | 2019-01-24 14:10 | LN: CSWS.CSWS.LAYFL_MTOL.A | LN: EES.EES.CROC10_GRIMES7.A
24284 | TEMP10_24284 | SWPP | INT | LN VINETAP3 - NHAYS 115 kV ftlo LN ELM_CRK - CONCOR3 230 kV | 83 | 99 | LN VINETAP3 - NHAYS 115 kV | LN ELM_CRK - CONCOR3 230 kV | 2018-11-02 16:15 | 2019-02-01 00:14 | LN: WR.MIDW.NHAYS_VINETAP3.A | LN: SECI.SECI.ELM_CON.A
24334 | TEMP07_24334 | SWPP | INT | LN AURORA - YORK_NP 115 kV ftlo LN GRISLD1 - MCCOOL 345 kV | 137 | 151 | LN AURORA - YORK_NP 115 kV | LN GRISLD1 - MCCOOL 345 kV | 2018-11-15 16:21 | 2019-02-01 00:14 | LN: NPPD.NPPD.NP_1150-A.A | LN: NPPD.NPPD.12198.A
24092 | TEMP25_24092 | SWPP | INT | LN TULSA_NO - 46_ST_TP 138 kV ftlo LN WHIRL_TP - AMER_AIR 138 kV | 151 | 151 | LN TULSA_NO - 46_ST_TP 138 kV | LN WHIRL_TP - AMER_AIR 138 kV | 2018-08-27 14:43 | 2019-02-01 00:14 | LN: CSWS.CSWS.2045.A | LN: CSWS.CSWS.2021.A
24384 | TEMP27_24384 | SWPP | INT | LN MARM - FRANKLN5 161 kV ftlo LN N345 - BLACKBRY 345 kV | 160 | 189 | LN MARM - FRANKLN5 161 kV | LN N345 - BLACKBRY 345 kV | 2018-12-01 02:06 | 2019-02-01 00:14 | LN: WR.WR.FRANKLN_MARM.A | LN: AECI.AECI.BLCKBRY_NEOSH.A
24110 | TEMP36_24110 | SWPP | INT | LN STHRD - ROMAN 138 kV ftlo LN TATONGA - MATHWSN7 345 kV | 133 | 153 | LN STHRD - ROMAN 138 kV | LN TATONGA - MATHWSN7 345 kV | 2018-09-07 13:37 | 2019-02-01 00:14 | LN: OKGE.OKGE.8718.A | LN: OKGE.OKGE.TATONGA_MATHW2.A
24123 | TEMP37_24123 | SWPP | INT | LN STHRD - ROMAN 138 kV ftlo LN TATONGA - MATHWSN7 345 kV | 133 | 153 | LN STHRD - ROMAN 138 kV | LN TATONGA - MATHWSN7 345 kV | 2018-09-14 11:45 | 2019-02-01 00:14 | LN: OKGE.OKGE.8718.A | LN: OKGE.OKGE.TATONGA_MATHWS.A
24196 | TEMP64_24196 | SWPP | INT | LN TIP2921 - NEOSPA 161 kV ftlo LN CARTHAGE - NEOSPA 161 kV | 222 | 222 | LN TIP2921 - NEOSPA 161 kV | LN CARTHAGE - NEOSPA 161 kV | 2018-10-04 14:26 | 2019-02-01 00:14 | LN: SPA.SPA.7363.A | LN: SPA.SPA.7361.A
24174 | TEMP78_24174 | SWPP | INT | XF WDRNG1 345/138 kV ftlo LN WDRNG1 - SONR1 345 kV | 330 | 359 | XF WDRNG1 345/138 kV | LN WDRNG1 - SONR1 345 kV | 2018-09-28 16:32 | 2019-02-01 00:14 | XF: OKGE.OKGE.WDRNG1.8618.A | LN: OKGE.OKGE.8620.A
24201 | TEMP96_24201 | SWPP | INT | LN EAST_PLA - MANHATTA 115 kV ftlo LN HARRSUB - RANDALL1 230 kV | 159 | 159 | LN EAST_PLA - MANHATTA 115 kV | LN HARRSUB - RANDALL1 230 kV | 2018-10-05 14:25 | 2019-02-01 00:14 | LN: SPS.SPS.16.1 | LN: SPS.SPS.HARRSRANDA23_1.1
24236 | TMP126_24236 | SWPP | RCF | LN HNCOCKCB - KLEMMECB 69 kV ftlo LN EMERY - FLOYD 161 kV | 41 | 45 | LN HNCOCKCB - KLEMMECB 69 kV | LN EMERY - FLOYD 161 kV | 2018-10-17 16:46 | 2019-02-01 00:14 | LN: ALTW.ALTW.HNCOCKLEMM69_1.1 | LN: ALTW.ALTW.FLOYDEMERY16_1.1
24256 | TMP112_24256 | SWPP | INT | LN RAM452 - ORO1101 161 kV ftlo LN RAM452 - STL4391 161 kV | 279 | 279 | LN RAM452 - ORO1101 161 kV | LN RAM452 - STL4391 161 kV | 2018-10-27 08:34 | 2019-02-01 00:14 | LN: EDE.EDE.11330.A | LN: EDE.EDE.11342.A
24276 | TMP120_24276 | SWPP | RCF | LN MULGRE2 - SHAYS 230 kV ftlo LN SPERVI1 - POSTROCK 345 kV | 297 | 297 | LN MULGRE2 - SHAYS 230 kV | LN SPERVI1 - POSTROCK 345 kV | 2018-10-31 08:13 | 2019-02-01 00:14 | LN: WR.MIDW.MULGRE2_SHAYS.A | LN: WR.MIDW.POSTRCK_SPERV.A
23819 | TMP136_23819 | SWPP | INT | LN NE_GAS - OWASSO 138 kV ftlo LN OOLOGAH - NE_GAS 138 kV | 176 | 183 | LN NE_GAS - OWASSO 138 kV | LN OOLOGAH - NE_GAS 138 kV | 2018-05-06 12:52 | 2019-02-01 00:14 | LN: CSWS.CSWS.2079.A | LN: GRDA.GRDA.CLAREMORE.A
23162 | TEMP76_23162 | SWPP | INT | LN NESCTY - ALXNDR 115 kV ftlo LN BUCKNER7 - SPERVI1 345 kV | 80 | 80 | LN NESCTY - ALXNDR 115 kV | LN BUCKNER7 - SPERVI1 345 kV | 2017-10-10 19:34 | 2019-02-01 00:14 | LN: WR.MIDW.10028.A | LN: SECI.SECI.10149.A
22813 | TEMP86_22813 | SWPP | INT | LN ARNOLD2 - RANSOM1 115 kV ftlo LN MINGO1 - SETAB1 345 kV | 80 | 80 | LN ARNOLD2 - RANSOM1 115 kV | LN MINGO1 - SETAB1 345 kV | 2017-05-12 20:49 | 2019-02-01 00:14 | LN: SECI.SECI.10102.A | LN: SECI.SECI.10151.A
23740 | TMP101_23740 | SWPP | INT | LN BA_NORTH - E_21_TP 138 kV ftlo XF TULSA_NO 345/138 kV | 212 | 212 | LN BA_NORTH - E_21_TP 138 kV | XF TULSA_NO 345/138 kV | 2018-04-16 08:41 | 2019-02-01 00:14 | LN: CSWS.CSWS.2022.A | XF: CSWS.CSWS.TULSA_NO.2068.1
23656 | TMP292_23656 | SWPP | RCF | LN CHAR_CK - RGHDRD 115 kV ftlo LN CHAR_CK - PATENT_G 345 kV | 130 | 130 | LN CHAR_CK - RGHDRD 115 kV | LN CHAR_CK - PATENT_G 345 kV | 2018-03-28 16:44 | 2019-02-01 00:14 | LN: WAUE.WAUE.CHAR_RGHDR11_1.1 | LN: WAUE.WAUE.CHAR_CK_PATENT.A
23674 | TMP185_23674 | SWPP | INT | LN FAIRVIWP - WILISTN 115 kV ftlo LN CHAR_CK - PATENT_G 345 kV | 109 | 119 | LN FAIRVIWP - WILISTN 115 kV | LN CHAR_CK - PATENT_G 345 kV | 2018-04-02 12:01 | 2019-02-01 00:14 | LN: WAUE.WAUE.FAIRVWILIS11_1.1 | LN: WAUE.WAUE.CHAR_CK_PATENT.A
23601 | TMP298_23601 | SWPP | INT | LN FTTHOMP - FTRANDL 230 kV ftlo LN FTTHOMP - LETCHERW 230 kV | 320 | 320 | LN FTTHOMP - FTRANDL 230 kV | LN FTTHOMP - LETCHERW 230 kV | 2018-03-13 19:37 | 2019-02-01 00:14 | LN: WAUE.WAUE.FTRANFTTHO23_1.1 | LN: WAUE.WAUE.LETCHFTTHO23_1.1
23434 | TMP216_23434 | SWPP | INT | XF DIANA 345/138 kV ftlo XF DIANA 345/138 kV | 430 | 473 | XF DIANA 345/138 kV | XF DIANA 345/138 kV | 2018-01-11 23:59 | 2019-02-01 00:14 | XF: CSWS.CSWS.DIANA.891.NORTH_345_ | XF: CSWS.CSWS.DIANA.890.SOUTH_345_
23417 | TMP200_23417 | SWPP | RCF |  | 9999 | 9999 | LN CLINTON - TRUM_SPA 161 kV |  | 2018-01-08 18:28 | 2019-02-01 00:14 | LN: AECI.AECI.CLINTN-TRUMN.A
23047 | TMP186_23047 | SWPP | INT | XF STORLA 230/1 kV ftlo LN WESSPRNG - FTTHOMP 230 kV | 100 | 125 | XF STORLA 230/1 kV | LN WESSPRNG - FTTHOMP 230 kV | 2017-09-05 08:40 | 2019-02-01 00:14 | XF: WAUE.WAUE.STORLA.V1A1.KV1A1 | LN: WAUE.WAUE.WESSPFTTHO23_1.1
24003 | TMP278_24003 | SWPP | INT | LN OXY_WST - GAINES_C 115 kV ftlo LN MSTNG - SEMIN 230 kV | 120 | 120 | LN OXY_WST - GAINES_C 115 kV | LN MSTNG - SEMIN 230 kV | 2018-07-01 21:22 | 2019-02-01 00:14 | LN: SPS.SPS.GAINES_OXYWST.A | LN: SPS.SPS.K69.A
24248 | TMP284_24248 | SWPP | INT | LN HASTNGN - DONIPH2 115 kV ftlo XF GRISLD1 230/115 kV | 140 | 154 | LN HASTNGN - DONIPH2 115 kV | XF GRISLD1 230/115 kV | 2018-10-23 19:38 | 2019-02-01 00:14 | LN: NPPD.NPPD.NP_1244C.A | XF: NPPD.NPPD.GRISLD1.2.2
24302 | TMP249_24302 | SWPP | RCF | LN SUB1221 - SUB1231 161 kV ftlo LN SUB3454 - FT_CAL 345 kV | 249 | 249 | LN SUB1221 - SUB1231 161 kV | LN SUB3454 - FT_CAL 345 kV | 2018-11-07 22:13 | 2019-02-01 00:14 | LN: OPPD.OPPD.SUB12SUB1216_9.1 | LN: OPPD.OPPD.SUB34FT_CA34_1.1
24142 | TMP260_24142 | SWPP | INT | LN PENN1 - SNTFE 138 kV ftlo LN CIMARRON - DRAPR1 345 kV | 191 | 191 | LN PENN1 - SNTFE 138 kV | LN CIMARRON - DRAPR1 345 kV | 2018-09-18 11:37 | 2019-02-01 00:14 | LN: OKGE.OKGE.8821.A | LN: OKGE.OKGE.8803.A
24121 | TMP175_24121 | SWPP | INT | LN GAVINS - YKNTJCT 115 kV ftlo LN BLMFLD - CREITON 115 kV | 120 | 121 | LN GAVINS - YKNTJCT 115 kV | LN BLMFLD - CREITON 115 kV | 2018-09-13 03:09 | 2019-02-01 00:14 | LN: WAUE.WAUE.GAVINYKNTJ11_1.1 | LN: NPPD.NPPD.BLMFLD_CREITON.A
24375 | TMP229_24375 | SWPP | INT |  | 159 | 174 | LN CASTRO - NEWHART 115 kV |  | 2018-11-30 16:03 | 2019-02-01 00:14 | LN: SPS.SPS.NEWHART_CASTRO.A
24402 | TMP256_24402 | SWPP | RCF | LN NEBRCTY - SUB3456 345 kV ftlo LN NEBRCTY - 103_ROKE 345 kV | 956 | 956 | LN NEBRCTY - SUB3456 345 kV | LN NEBRCTY - 103_ROKE 345 kV | 2018-12-06 16:01 | 2019-02-01 00:14 | LN: OPPD.OPPD.NEBRCSUB3434_1.1 | LN: LES.LES.103_RNEBRC34_1.1
24400 | TMP352_24400 | SWPP | RCF | LN BEULAH - HALIDYWP 115 kV ftlo LN ROUNDUP - CHAR_CK 345 kV | 120 | 131 | LN BEULAH - HALIDYWP 115 kV | LN ROUNDUP - CHAR_CK 345 kV | 2018-12-06 16:43 | 2019-02-01 00:14 | LN: MDU.MDU.HALIDBEULA11_1.1 | LN: WAUE.WAUE.CHAR_CK_ROUNDP.A
24401 | TMP353_24401 | SWPP | RCF | XF SIOUXCY2 345/1 kV ftlo LN RAUN - FT_CAL 345 kV | 250 | 313 | XF SIOUXCY2 345/1 kV | LN RAUN - FT_CAL 345 kV | 2018-12-06 16:43 | 2019-02-01 00:14 | XF: WAUE.WAUE.SIOUXCY2.KU1A.KU1A1 | LN: MEC.MEC.FT_CARAUN34_1.1
24381 | TMP317_24381 | SWPP | RCF | XF ST_JOE 345/1 kV ftlo LN ST_JOE - NASHUA 345 kV | 336 | 369 | XF ST_JOE 345/1 kV | LN ST_JOE - NASHUA 345 kV | 2018-11-30 21:05 | 2019-02-01 00:14 | XF: MPS.MPS.ST_JOE.T33B.T33_H | LN: KCPL.KCPL.NASHUA_ST_JOE.A
24391 | TMP323_24391 | SWPP | INT | XF NSES 161/138 kV ftlo XF NSES 161/138 kV | 110 | 123 | XF NSES 161/138 kV | XF NSES 161/138 kV | 2018-12-02 23:33 | 2019-02-01 00:14 | XF: WR.WR.NSES.1049.NSES_4 | XF: WR.WR.NSES.1050.NSES_5
24152 | TMP304_24152 | SWPP | INT | LN IODINE4 - REDCLFTP 138 kV ftlo LN TATONGA - MATHWSN7 345 kV | 194 | 222 | LN IODINE4 - REDCLFTP 138 kV | LN TATONGA - MATHWSN7 345 kV | 2018-09-20 13:14 | 2019-02-01 00:14 | LN: OKGE.OKGE.IODINE_REDCLIF.A | LN: OKGE.OKGE.TATONGA_MATHWS.A
24267 | TMP344_24267 | SWPP | INT | LN PAULINE - HASTING_ 115 kV ftlo LN SWEETW4 - GRISLD1 345 kV | 115 | 126 | LN PAULINE - HASTING_ 115 kV | LN SWEETW4 - GRISLD1 345 kV | 2018-10-29 01:09 | 2019-02-01 00:14 | LN: NPPD.NPPD.NP_1148-A.1 | LN: NPPD.NPPD.GRISLD1_SWEETW.A
24344 | TMP325_24344 | SWPP | INT | XF HEIZER 230/115 kV ftlo XF MULGRE2 230/115 kV | 159 | 159 | XF HEIZER 230/115 kV | XF MULGRE2 230/115 kV | 2018-11-19 17:22 | 2019-02-01 00:14 | XF: WR.MIDW.HEIZER.AA.AA | XF: SECI.SECI.MULGRE2.1095.AC
24349 | TMP302_24349 | SWPP | INT | LN 70_BLUF - SUB1214 161 kV ftlo LN 103_ROKE - NEBRCTY 345 kV | 110 | 116 | LN 70_BLUF - SUB1214 161 kV | LN 103_ROKE - NEBRCTY 345 kV | 2018-11-21 16:03 | 2019-02-01 00:14 | LN: LES.LES.SUB1270_BL16_1.1 | LN: LES.LES.103_RNEBRC34_1.1
24350 | TMP303_24350 | SWPP | INT | LN AURORA - YORK_NP 115 kV ftlo LN GRISLD1 - MCCOOL 345 kV | 137 | 151 | LN AURORA - YORK_NP 115 kV | LN GRISLD1 - MCCOOL 345 kV | 2018-11-21 16:03 | 2019-02-01 00:14 | LN: NPPD.NPPD.NP_1150-A.A | LN: NPPD.NPPD.12198.A
23866 | TMP327_23866 | SWPP | INT | XF WDRNG1 345/138 kV ftlo LN REDGNTN7 - MATHWSN7 345 kV | 330 | 359 | XF WDRNG1 345/138 kV | LN REDGNTN7 - MATHWSN7 345 kV | 2018-05-16 21:01 | 2019-02-01 00:14 | XF: OKGE.OKGE.WDRNG1.8618.A | LN: OKGE.OKGE.MATHWSN7_REDGN.A
23903 | TMP336_23903 | SWPP | INT | LN DENVER_C - TERRY_CO 115 kV ftlo LN YOAKUM - AMOCO_SW 230 kV | 96 | 100 | LN DENVER_C - TERRY_CO 115 kV | LN YOAKUM - AMOCO_SW 230 kV | 2018-05-30 15:55 | 2019-02-01 00:14 | LN: SPS.SPS.163.1 | LN: SPS.SPS.167.1
24361 | TMP358_24361 | SWPP | RCF | XF KELL 161/115 kV ftlo LN BEATRICE - HARBINE 115 kV | 112 | 123 | XF KELL 161/115 kV | LN BEATRICE - HARBINE 115 kV | 2018-11-26 11:55 | 2019-02-01 00:14 | XF: WR.WR.KELL.4056.KELL_10 | LN: NPPD.NPPD.1175A.A
24279 | TMP384_24279 | SWPP | RCF | LN SUB1221 - SUB1231 161 kV ftlo LN SUB3456 - SUB3459 345 kV | 249 | 249 | LN SUB1221 - SUB1231 161 kV | LN SUB3456 - SUB3459 345 kV | 2018-10-31 15:59 | 2019-02-01 00:14 | LN: OPPD.OPPD.SUB12SUB1216_9.1 | LN: OPPD.OPPD.SUB34SUB3434_2.1
24281 | TMP364_24281 | SWPP | INT | XF CRSW 138/69 kV ftlo LN CRSW - OXFO 138 kV | 100 | 110 | XF CRSW 138/69 kV | LN CRSW - OXFO 138 kV | 2018-11-01 16:13 | 2019-02-01 00:14 | XF: WR.WR.CRSW.1013.CRSW_1 | LN: WR.WR.73.1
24266 | TMP379_24266 | SWPP | INT | LN MCROY - UNVRSTY4 138 kV ftlo LN STILW1 - SPVALLY2 138 kV | 194 | 222 | LN MCROY - UNVRSTY4 138 kV | LN STILW1 - SPVALLY2 138 kV | 2018-10-29 00:58 | 2019-02-01 00:14 | LN: OKGE.OKGE.UNVRSTY4_MCROY.A | LN: OKGE.OKGE.SPVALLY2_STILW.A
24382 | TMP381_24382 | SWPP | INT | XF TARBY1 161/69 kV ftlo LN TARBY1 - SHAD-PT5 161 kV | 123 | 134 | XF TARBY1 161/69 kV | LN TARBY1 - SHAD-PT5 161 kV | 2018-11-30 23:00 | 2019-02-01 00:14 | XF: OKGE.OKGE.TARBY1.9131.B | LN: OKGE.OKGE.7431.A
24374 | TMP362_24374 | SWPP | RCF | XF EASTTOWN 345/161 kV ftlo LN NASHUA - ST_JOE 345 kV | 400 | 440 | XF EASTTOWN 345/161 kV | LN NASHUA - ST_JOE 345 kV | 2018-11-30 01:10 | 2019-02-01 00:14 | XF: MPS.MPS.EASTTOWN.XF11.XF11 | LN: KCPL.KCPL.NASHUA_ST_JOE.A
24264 | TMP403_24264 | SWPP | INT | LN QUAIL - SKYLN 138 kV ftlo LN NOWST1 - ARCAD7 345 kV | 268 | 308 | LN QUAIL - SKYLN 138 kV | LN NOWST1 - ARCAD7 345 kV | 2018-10-29 00:47 | 2019-02-01 00:14 | LN: OKGE.OKGE.8759.A | LN: OKGE.OKGE.8790.A
24370 | TMP386_24370 | SWPP | INT | LN ASB3491 - CJ366 161 kV ftlo LN ASB3491 - PUR421 161 kV | 223 | 223 | LN ASB3491 - CJ366 161 kV | LN ASB3491 - PUR421 161 kV | 2018-11-29 01:20 | 2019-02-01 00:14 | LN: EDE.EDE.11359.A | LN: EDE.EDE.11360.A
24341 | TMP396_24341 | SWPP | INT | LN 2_N - 3_VAND 115 kV ftlo LN 30_A - 56_EV 115 kV | 138 | 141 | LN 2_N - 3_VAND 115 kV | LN 30_A - 56_EV 115 kV | 2018-11-16 23:45 | 2019-02-01 00:14 | LN: LES.LES.3_VAN2_N11_1.1 | LN: LES.LES.L5256.A
24285 | TMP404_24285 | SWPP | INT | LN AXTELL1 - KEARNEY9 115 kV ftlo LN AXTELL1 - SWEETW4 345 kV | 161 | 177 | LN AXTELL1 - KEARNEY9 115 kV | LN AXTELL1 - SWEETW4 345 kV | 2018-11-03 | 2019-02-01 00:14 | LN: NPPD.NPPD.1067.A | LN: NPPD.NPPD.12006.A
24263 | TMP409_24263 | SWPP | INT | LN OSAGE_OG - WEBBTAP4 138 kV ftlo LN MORSN - STILW1 138 kV | 152 | 180 | LN OSAGE_OG - WEBBTAP4 138 kV | LN MORSN - STILW1 138 kV | 2018-10-28 20:38 | 2019-02-01 00:14 | LN: CSWS.CSWS.OSAGE.B | LN: OKGE.OKGE.8904.A
24347 | TMP406_24347 | SWPP | INT | XF BLACKHAW 115/69 kV ftlo LN BLACKHAW - Q_RYTON 115 kV | 84 | 84 | XF BLACKHAW 115/69 kV | LN BLACKHAW - Q_RYTON 115 kV | 2018-11-21 16:13 | 2019-02-01 00:14 | XF: SPS.SPS.BLACKHAW.XF1.BLKHAW_XF | LN: SPS.SPS.BLKHAW_PRINGLE.1
24135 | TMP408_24135 | SWPP | INT | LN PRALEE - BLSPS 161 kV ftlo LN PHILL - LKWINGB 161 kV | 228 | 259 | LN PRALEE - BLSPS 161 kV | LN PHILL - LKWINGB 161 kV | 2018-09-17 00:42 | 2019-02-01 00:14 | LN: MPS.MPS.10995.A | LN: MPS.MPS.11032.A
24093 | TMP420_24093 | SWPP | INT | LN JONESSUB - LP-HOLL2 230 kV ftlo LN LUBBOCKE - LP-WADS6 230 kV | 179 | 179 | LN JONESSUB - LP-HOLL2 230 kV | LN LUBBOCKE - LP-WADS6 230 kV | 2018-08-27 15:17 | 2019-02-01 00:14 | LN: SPS.SPS.LP-HOL_JONES_1.A | LN: SPS.SPS.LP-WAD_LUBBO_1.A
24167 | TMP423_24167 | SWPP | INT | XF COLMBS_E 230/115 kV ftlo LN KELLY - SHELLCRK 230 kV | 187 | 234 | XF COLMBS_E 230/115 kV | LN KELLY - SHELLCRK 230 kV | 2018-09-26 20:30 | 2019-02-01 00:14 | XF: NPPD.NPPD.COLMBS_E.3.3 | LN: NPPD.NPPD.NP_2321.A
24343 | TMP431_24343 | SWPP | RCF | LN NASHUA - HAWTHORN 345 kV ftlo XF NASHUA 345/1 kV | 1215 | 1325 | LN NASHUA - HAWTHORN 345 kV | XF NASHUA 345/1 kV | 2018-11-19 13:37 | 2019-02-01 00:14 | LN: KCPL.KCPL.NASHUA_HAWTH.A | XF: KCPL.KCPL.NASHUA.T1.T1_H
24321 | TMP422_24321 | SWPP | INT | LN FULTON_C - PAT_WX 115 kV ftlo LN FULTON_C - HOPESWTC 115 kV | 158 | 158 | LN FULTON_C - PAT_WX 115 kV | LN FULTON_C - HOPESWTC 115 kV | 2018-11-13 17:50 | 2019-02-01 00:14 | LN: EES.EES.FULTON_PATMO.A | LN: CSWS.CSWS.FULTON_HOPES.A
24355 | TMP426_24355 | SWPP | RCF | LN LEWISWP - RICHLND2 115 kV ftlo LN HEBRON4 - MANDAN 230 kV | 102 | 102 | LN LEWISWP - RICHLND2 115 kV | LN HEBRON4 - MANDAN 230 kV | 2018-11-23 05:29 | 2019-02-01 00:14 | LN: WAUE.WAUE.LEWISRICHL11_1.1 | LN: WAUE.WAUE.HEBRON4_MANDAN.A
24359 | TMP425_24359 | SWPP | INT | LN MEADW_GR - KELLY 230 kV ftlo LN GRPRAIR - GRISLD1 345 kV | 387 | 425 | LN MEADW_GR - KELLY 230 kV | LN GRPRAIR - GRISLD1 345 kV | 2018-11-23 20:15 | 2019-02-01 00:14 | LN: NPPD.NPPD.MEADWGRV_KELLY.A | LN: NPPD.NPPD.GRISLD1_GRPRAI.A
24323 | TMP436_24323 | SWPP | INT | XF GRISLD1 345/230 kV ftlo LN GRISLD1 - MCCOOL 345 kV | 302 | 370 | XF GRISLD1 345/230 kV | LN GRISLD1 - MCCOOL 345 kV | 2018-11-14 06:37 | 2019-02-01 00:14 | XF: NPPD.NPPD.GRISLD1.KU3A.KU3A | LN: NPPD.NPPD.12198.A
24317 | TMP449_24317 | SWPP | INT | LN LIEBERM - ARSENAL 138 kV ftlo LN SWSHREV - POWELL 138 kV | 156 | 173 | LN LIEBERM - ARSENAL 138 kV | LN SWSHREV - POWELL 138 kV | 2018-11-13 03:01 | 2019-02-01 00:14 | LN: CSWS.CSWS.825.A | LN: CSWS.CSWS.850B.A
24247 | TMP434_24247 | SWPP | INT | LN FREM_A - SUB991 69 kV ftlo LN FREM_A - SUB976 69 kV | 65 | 65 | LN FREM_A - SUB991 69 kV | LN FREM_A - SUB976 69 kV | 2018-10-23 08:09 | 2019-02-01 00:14 | LN: OPPD.OPPD.FREMONT_SUB991.A | LN: OPPD.OPPD.SUB97FREM_69_1.1
24290 | TMP442_24290 | SWPP | INT | XF CATSAGR5 161/138 kV ftlo LN GREC3 - TULSA_NO 345 kV | 150 | 188 | XF CATSAGR5 161/138 kV | LN GREC3 - TULSA_NO 345 kV | 2018-11-05 18:18 | 2019-02-01 00:14 | XF: GRDA.GRDA.CATSAGR5.1393.3 | LN: GRDA.GRDA.GREC3_TULSA_NO.A
24225 | TMP445_24225 | SWPP | INT | XF STILWELL 345/1 kV ftlo XF STILWELL 345/1 kV | 550 | 605 | XF STILWELL 345/1 kV | XF STILWELL 345/1 kV | 2018-10-12 07:53 | 2019-02-01 00:14 | XF: KCPL.KCPL.STILWELL.XF22.XF22H | XF: KCPL.KCPL.STILWELL.XF11.XF11H
24429 | TMP451_24429 | SWPP | RCF | XF SUB3456 345/1 kV ftlo LN SUB3456 - SUB3459 345 kV | 475 | 500 | XF SUB3456 345/1 kV | LN SUB3456 - SUB3459 345 kV | 2018-12-26 14:02 | 2019-02-01 00:14 | XF: OPPD.OPPD.SUB3456.T4.T4_H | LN: OPPD.OPPD.SUB34SUB3434_2.1
24096 | TMP413_24096 | MISO | RCF | LN BROKAW - CRNBELT 138 kV ftlo LN EUGENE - BUNSONVL 345 kV | 205 | 209 | LN BROKAW - CRNBELT 138 kV | LN EUGENE - BUNSONVL 345 kV | 2018-08-31 09:46 | 2019-02-08 00:16 | LN: AMIL.AMIL.BROK_GBCS_1582.1 | LN: AMIL.AMIL.BNSV_EGNE_4501.A
24097 | TMP415_24097 | MISO | RCF | LN BROKAW - NLEROY 138 kV ftlo LN BROKAW - PONTIAC 345 kV | 160 | 202 | LN BROKAW - NLEROY 138 kV | LN BROKAW - PONTIAC 345 kV | 2018-08-31 10:01 | 2019-02-08 00:16 | LN: AMIL.AMIL.BROK_WEED_1376.A | LN: AMIL.AMIL.PONT_BROK_8001.A
24098 | TMP416_24098 | MISO | RCF | LN BROKAW - NLEROY 138 kV ftlo LN KANS2 - SDNY 345 kV | 160 | 202 | LN BROKAW - NLEROY 138 kV | LN KANS2 - SDNY 345 kV | 2018-08-31 10:01 | 2019-02-08 00:16 | LN: AMIL.AMIL.BROK_WEED_1376.A | LN: AMIL.AMIL.KANS_SDNY_4560.A
24099 | TMP417_24099 | MISO | RCF | LN BROKAW - NLEROY 138 kV ftlo LN WILTON00 - DUMONT 765 kV | 160 | 202 | LN BROKAW - NLEROY 138 kV | LN WILTON00 - DUMONT 765 kV | 2018-08-31 10:11 | 2019-02-08 00:16 | LN: AMIL.AMIL.BROK_WEED_1376.A | LN: AEP.AEP.DUMONWILTO76_1.1
24100 | TMP414_24100 | MISO | RCF |  | 160 | 202 | LN BROKAW - NLEROY 138 kV |  | 2018-08-31 09:50 | 2019-02-08 00:16 | LN: AMIL.AMIL.BROK_WEED_1376.A
24101 | TMP418_24101 | MISO | RCF |  | 1064 | 1195 | LN KANS2 - SDNY 345 kV |  | 2018-08-31 10:11 | 2019-02-08 00:16 | LN: AMIL.AMIL.KANS_SDNY_4560.A
24064 | TMP401_24064 | MISO | RCF | LN STAN_TP - BEULAH 115 kV ftlo LN ROUNDUP - CHAR_CK 345 kV | 121 | 121 | LN STAN_TP - BEULAH 115 kV | LN ROUNDUP - CHAR_CK 345 kV | 2018-08-01 11:38 | 2019-02-08 00:16 | LN: MDU.MDU.STAN_BEULA11_1.1 | LN: WAUE.WAUE.CHAR_CK_ROUNDP.A
24084 | TMP309_24084 | MISO | RCF | LN WALRDG - BLKROK 161 kV ftlo LN ST_FRAN - GOBKNOB 345 kV | 160 | 160 | LN WALRDG - BLKROK 161 kV | LN ST_FRAN - GOBKNOB 345 kV | 2018-08-14 16:02 | 2019-02-08 00:16 | LN: EES.EES.WALRDG_BLKROK5.A | LN: AECI.AECI.STFRAN_GKNOB.A
23114 | TEMP04_23114 | MISO | RCF | LN LTLMUDDY - RAY_JCT 115 kV ftlo XF TIOGA 230/1 kV | 102 | 102 | LN LTLMUDDY - RAY_JCT 115 kV | XF TIOGA 230/1 kV | 2017-09-25 14:25 | 2019-02-08 00:16 | LN: MDU.MDU.LTLMURAY_J11_1.1 | XF: MDU.MDU.TIOGA.TR1.TR1
23244 | TMP275_23244 | MISO | RCF | LN LTLMUDDY - RAY_JCT 115 kV ftlo LN WHEELOK - TIOGAWP 230 kV | 102 | 102 | LN LTLMUDDY - RAY_JCT 115 kV | LN WHEELOK - TIOGAWP 230 kV | 2017-11-05 21:50 | 2019-02-08 00:16 | LN: MDU.MDU.LTLMURAY_J11_1.1 | LN: WAUE.WAUE.WHEELTIOGA23_1.1
22749 | TMP161_22749 | MISO | RCF | XF DOLET 345/230 kV ftlo LN EL_EHV - MOLIVE 500 kV | 700 | 770 | XF DOLET 345/230 kV | LN EL_EHV - MOLIVE 500 kV | 2017-04-25 11:29 | 2019-03-01 00:17 | XF: CLEC.CLEC.DOLET.5093.DOLET_AUT | LN: EES.EES.EL_EHV_MOLIVE8.A
23419 | TEMP80_23419 | MISO | RCF | LN PERVIL - B_WLSN 500 kV ftlo LN WELLS_E - WEB 500 kV | 1732 | 1732 | LN PERVIL - B_WLSN 500 kV | LN WELLS_E - WEB 500 kV | 2018-01-09 16:45 | 2019-03-01 00:17 | LN: EES.EES.B_WLSN_PERVIL8.A | LN: EES.EES.WELLS__WEBRE_8.A
23286 | TMP114_23286 | MISO | RCF | LN OVER - CALF 161 kV ftlo LN MCRD - MCC2 345 kV | 312 | 312 | LN OVER - CALF 161 kV | LN MCRD - MCC2 345 kV | 2017-11-20 11:06 | 2019-03-01 00:17 | LN: AMRN.AMRN.CALF-OVRT-1.A | LN: AMRN.AMRN.AECI-MCRD.A
24229 | TMP444_24229 | MISO | RCF | LN DRAGER - GR_JCT 161 kV ftlo LN CRFRDCO - MONONA 161 kV | 244 | 244 | LN DRAGER - GR_JCT 161 kV | LN CRFRDCO - MONONA 161 kV | 2018-10-14 18:16 | 2019-03-01 00:17 | LN: ALTW.ALTW.DRAGEGR_JC16_1.1 | LN: MEC.MEC.CRFRDMONON16_1.1
24239 | TMP443_24239 | MISO | RCF | LN FRANKLN - HAMP_TP 161 kV ftlo LN NUTHTCH - IFIP 161 kV | 215 | 236 | LN FRANKLN - HAMP_TP 161 kV | LN NUTHTCH - IFIP 161 kV | 2018-10-19 10:35 | 2019-03-01 00:17 | LN: MEC.MEC.FRANKHAMP_16_1.1 | LN: ALTW.ALTW.IFIPNUTHT16_2.1
24242 | TMP438_24242 | MISO | RCF | XF WMPEHV 500/1 kV ftlo LN DRIVER - SANSSU 500 kV | 450 | 450 | XF WMPEHV 500/1 kV | LN DRIVER - SANSSU 500 kV | 2018-10-19 20:20 | 2019-03-01 00:17 | XF: EES.EES.WMPEHV.AT1.AT1 | LN: EES.EES.DRIVER_SANSSU8.1
24243 | TMP435_24243 | MISO | RCF | LN BIGSTON - BROWNSV 230 kV ftlo LN QUARRYN - ALEXMRES 345 kV | 259 | 285 | LN BIGSTON - BROWNSV 230 kV | LN QUARRYN - ALEXMRES 345 kV | 2018-10-20 14:12 | 2019-03-01 00:17 | LN: OTP.OTP.BIGSTBROWN23_1.1 | LN: OTP.OTP.ALEXMQUARR34_1.1
24244 | TMP113_24244 | MISO | RCF | LN WEBSTER2 - WRIGHT2 161 kV ftlo LN BVRCRFBC - GRIMES 345 kV | 212 | 254 | LN WEBSTER2 - WRIGHT2 161 kV | LN BVRCRFBC - GRIMES 345 kV | 2018-10-22 16:35 | 2019-03-01 00:17 | LN: MEC.MEC.WEBSTWRIGH16_1.1 | LN: MEC.MEC.BVRCRGRIME34_1.1
24169 | TMP239_24169 | MISO | RCF | LN KEWAN_IP - PRINCETP 138 kV ftlo LN SNBG - FARGO3 345 kV | 165 | 165 | LN KEWAN_IP - PRINCETP 138 kV | LN SNBG - FARGO3 345 kV | 2018-09-28 15:13 | 2019-03-01 00:17 | LN: AMIL.AMIL.HENN_EKEW_1552.D | LN: AMIL.AMIL.SNBG_FARG_4547.A
24296 | TMP250_24296 | MISO | RCF | LN CSYW - SULLIVAN 345 kV ftlo LN WILTON00 - DUMONT 765 kV | 1770 | 1770 | LN CSYW - SULLIVAN 345 kV | LN WILTON00 - DUMONT 765 kV | NOT M2M. PASSED COORDINATION ON 11/8/18." | 2018-11-07 22:24 | 2019-03-01 00:17 | LN: AEP.AEP.SULL-CSYW-1.1
24309 | TMP139_24309 | MISO | RCF | LN FRANKLN - HAMP_TP 161 kV ftlo LN WELSBRG - M_TOWN 161 kV | 215 | 262 | LN FRANKLN - HAMP_TP 161 kV | LN WELSBRG - M_TOWN 161 kV | 2018-11-09 21:02 | 2019-03-01 00:17 | LN: MEC.MEC.FRANKHAMP_16_1.1 | LN: ALTW.ALTW.M_TOWWELSB16_2.1
24410 | TMP411_24410 | SWPP | INT | LN SUNDOWN2 - AMOCO_SW 230 kV ftlo LN NEEDMORE - YOAKUM 230 kV | 329 | 329 | LN SUNDOWN2 - AMOCO_SW 230 kV | LN NEEDMORE - YOAKUM 230 kV | 2018-12-11 01:25 | 2019-03-12 10:20 | LN: SPS.SPS.153.1 | LN: SPS.SPS.NEEDMORE_YOAKU.A
24624 | TMP479_24624 | SWPP | INT | LN OGALALA - BRULE 115 kV ftlo LN OGALALA - SIDNEY 230 kV | 109 | 120 | LN OGALALA - BRULE 115 kV | LN OGALALA - SIDNEY 230 kV | 2019-03-13 19:20 | 2019-03-13 20:42 | LN: NPPD.NPPD.OGALABRULE11_1.1 | LN: NPPD.NPPD.SIDNEOGALA23_1.1
23359 | TMP127_23359 | SWPP | INT | LN SCOTSBLF - VICTRY_H 115 kV ftlo XF STEGALL 345/1 kV | 155 | 170 | LN SCOTSBLF - VICTRY_H 115 kV | XF STEGALL 345/1 kV | 2017-12-26 17:08 | 2019-03-25 10:02 | LN: NPPD.NPPD.NP_690-A.A | XF: WAUE.WAUE.STEGALL.V3A1.KV3A1
24657 | TMP218_24657 | MISO | RCF | LN FULTON_C - PAT_WX 115 kV ftlo XF MCNEIL 500/115 kV | 159 | 159 | LN FULTON_C - PAT_WX 115 kV | XF MCNEIL 500/115 kV | 2019-03-25 02:09 | 2019-03-26 16:54 | LN: EES.EES.FULTON_PATMO.A | XF: EES.EES.MCNEIL.AT1.AT1
24363 | TMP331_24363 | MISO | RCF | LN NEBISMRK - BISSTEIN 115 kV ftlo LN MANDAN - WARDWA 230 kV | 120 | 131 | LN NEBISMRK - BISSTEIN 115 kV | LN MANDAN - WARDWA 230 kV | 2018-11-26 21:48 | 2019-04-01 22:37 | LN: MDU.MDU.BISSTNEBIS11_1.1 | LN: MDU.MDU.MANDAWARDW23_1.1
24789 | TMP188_24789 | SWPP | INT | LN S3 - GRANITF 115 kV ftlo XF LYON_CO 1/345 kV | 106 | 106 | LN S3 - GRANITF 115 kV | XF LYON_CO 1/345 kV | 2019-04-08 12:15 | 2019-04-08 13:19 | LN: WAUE.WAUE.S3GRANI11_1.1 | XF: NSP.NSP.LYON_CO.TR9.TR9
24729 | TMP161_24729 | MISO | RCF | LN FRANKLN - HAMP_TP 161 kV ftlo LN FRANKLN - ACKLYACK 161 kV | 223 | 245 | LN FRANKLN - HAMP_TP 161 kV | LN FRANKLN - ACKLYACK 161 kV | 2019-04-10 17:27 | 2019-04-11 01:29 | LN: MEC.MEC.FRANKHAMP_16_1.1 | LN: MEC.MEC.ACKLYFRANK16_1.1
24550 | TEMP04_24550 | SWPP | INT | LN VALLIANT - HUGOPP4 138 kV ftlo LN VALLIANT - HUGOPP4 345 kV | 287 | 287 | LN VALLIANT - HUGOPP4 138 kV | LN VALLIANT - HUGOPP4 345 kV | 2019-02-15 23:09 | 2019-04-15 16:42 | LN: WFEC.WFEC.VALLIANT_WFE.A | LN: WFEC.WFEC.HUGO_VALLIANT.A
24564 | TEMP07_24564 | SWPP | INT | LN EASTX_SW - HARRISON 138 kV ftlo LN EASTX_SW - WHITNEY 138 kV | 286 | 286 | LN EASTX_SW - HARRISON 138 kV | LN EASTX_SW - WHITNEY 138 kV | 2019-02-21 07:10 | 2019-04-15 17:14 | LN: CSWS.CSWS.HARRIS_NTEXEAS.A | LN: CSWS.CSWS.946.A
24353 | TEMP18_24353 | SWPP | INT | LN EDISON_T - SAND_SPG 138 kV ftlo LN WEKIWA - SAPULPA 345 kV | 156 | 173 | LN EDISON_T - SAND_SPG 138 kV | LN WEKIWA - SAPULPA 345 kV | 2018-11-22 23:02 | 2019-04-15 17:14 | LN: CSWS.CSWS.1978C.T1 | LN: CSWS.CSWS.90-927.A
24383 | TEMP19_24383 | SWPP | INT | XF SUNDOWN2 230/115 kV ftlo LN YOAKUM - NEEDMORE 230 kV | 149 | 149 | XF SUNDOWN2 230/115 kV | LN YOAKUM - NEEDMORE 230 kV | 2018-12-01 01:33 | 2019-04-15 17:14 | XF: SPS.SPS.SUNDOWN2.769.SDN_115XF | LN: SPS.SPS.NEEDMORE_YOAKU.A
24067 | TEMP13_24067 | SWPP | INT | LN MULGRE2 - ELLSWTP3 115 kV ftlo XF NEW_RICE 230/115 kV | 89 | 89 | LN MULGRE2 - ELLSWTP3 115 kV | XF NEW_RICE 230/115 kV | 2018-08-03 11:24 | 2019-04-15 17:14 | LN: SECI.SECI.10900.A | XF: WR.MIDW.NEW_RICE.XF1.XF1
24041 | TEMP09_24041 | SWPP | INT | LN RICHLND2 - FAIRVIWP 115 kV ftlo LN CHAR_CK - PATENT_G 345 kV | 109 | 119 | LN RICHLND2 - FAIRVIWP 115 kV | LN CHAR_CK - PATENT_G 345 kV | 2018-07-24 07:40 | 2019-04-15 17:14 | LN: WAUE.WAUE.FAIRVRICHL11_1.1 | LN: WAUE.WAUE.CHAR_CK_PATENT.A
23479 | TEMP26_23479 | SWPP | INT | LN CKSKI1 - KILDR 138 kV ftlo LN HUNTERS7 - WDRNG1 345 kV | 249 | 256 | LN CKSKI1 - KILDR 138 kV | LN HUNTERS7 - WDRNG1 345 kV | 2018-01-19 21:44 | 2019-04-15 17:14 | LN: OKGE.OKGE.8669.A | LN: OKGE.OKGE.8622.A
23665 | TEMP12_23665 | SWPP | INT | LN CARLISLE - DOUDTAP 115 kV ftlo XF WOLFFORT 230/115 kV | 120 | 120 | LN CARLISLE - DOUDTAP 115 kV | XF WOLFFORT 230/115 kV | 2018-04-01 03:13 | 2019-04-15 17:14 | LN: SPS.SPS.DOUDTP_CARLISL.A | XF: SPS.SPS.WOLFFORT.767.WLF_115XF
23727 | TEMP24_23727 | SWPP | INT | LN POTEA - HOWE_TP 69 kV ftlo LN AES5 - BONTP 161 kV | 72 | 72 | LN POTEA - HOWE_TP 69 kV | LN AES5 - BONTP 161 kV | 2018-04-13 16:10 | 2019-04-15 17:14 | LN: OKGE.OKGE.HOWEINT_POTEAU.A | LN: OKGE.OKGE.AES5___BONTP_1.A
23703 | TEMP92_23703 | SWPP | INT | LN 134PENTP - WESTMOR4 138 kV ftlo LN PLVAL - HOLWD 138 kV | 268 | 308 | LN 134PENTP - WESTMOR4 138 kV | LN PLVAL - HOLWD 138 kV | 2018-04-06 15:37 | 2019-04-15 17:14 | LN: OKGE.OKGE.WEST_134PENTP.A | LN: OKGE.OKGE.8826.A
23233 | TEMP48_23233 | SWPP | INT | XF WICH 345/138 kV ftlo LN WICH - BENT 345 kV | 400 | 430 | XF WICH 345/138 kV | LN WICH - BENT 345 kV | 2017-11-01 03:32 | 2019-04-15 17:14 | XF: WR.WR.WICH.4359.WICH_12 | LN: WR.WR.BENTWICH34_1.1
23898 | TEMP88_23898 | SWPP | INT | LN 134PENTP - WESTMOR4 138 kV ftlo LN PLVAL - CHRCK 138 kV | 268 | 308 | LN 134PENTP - WESTMOR4 138 kV | LN PLVAL - CHRCK 138 kV | 2018-05-29 11:14 | 2019-04-15 17:14 | LN: OKGE.OKGE.WEST_134PENTP.A | LN: OKGE.OKGE.8827.A
24166 | TEMP59_24166 | SWPP | INT | LN SETAB1 - SCOTCTY 115 kV ftlo LN SETAB1 - HOLCOM1 345 kV | 195.4 | 195.4 | LN SETAB1 - SCOTCTY 115 kV | LN SETAB1 - HOLCOM1 345 kV | 2018-09-26 14:41 | 2019-04-15 17:14 | LN: SECI.SECI.10130.A | LN: SECI.SECI.10148.A
24160 | TEMP53_24160 | SWPP | INT | LN N_PLT1 - C_CREEK 230 kV ftlo LN G_GENT1 - SWEETW4 345 kV | 392 | 431 | LN N_PLT1 - C_CREEK 230 kV | LN G_GENT1 - SWEETW4 345 kV | 2018-09-24 09:25 | 2019-04-15 17:14 | LN: NPPD.NPPD.N_PLT1_C_CREEK.A | LN: NPPD.NPPD.12212.A
24150 | TEMP58_24150 | SWPP | INT | LN LONGWOO - LIEBERM 138 kV ftlo LN LINWOOD2 - MCWILLIE 138 kV | 212 | 212 | LN LONGWOO - LIEBERM 138 kV | LN LINWOOD2 - MCWILLIE 138 kV | 2018-09-20 11:48 | 2019-04-15 17:14 | LN: CSWS.CSWS.846.A | LN: CSWS.CSWS.826.A
24151 | TEMP52_24151 | SWPP | INT | LN PRALEE - BLSPS 161 kV ftlo XF SIBLEY 345/1 kV | 228 | 259 | LN PRALEE - BLSPS 161 kV | XF SIBLEY 345/1 kV | 2018-09-20 12:52 | 2019-04-15 17:14 | LN: MPS.MPS.10995.A | XF: MPS.MPS.SIBLEY.T1.T1_P
24458 | TEMP71_24458 | SWPP | INT | LN BROOK_LN - JUNCTN5 161 kV ftlo LN SWDISP - BATFLD5 161 kV | 336 | 355 | LN BROOK_LN - JUNCTN5 161 kV | LN SWDISP - BATFLD5 161 kV | 2019-01-10 07:48 | 2019-04-15 17:14 | LN: SPRM.SPRM.BROOK-NICHOL.A | LN: SPRM.SPRM.11591.A
24464 | TEMP79_24464 | SWPP | INT |  | 99 | 109 | LN HARBINE - BEATRICE 115 kV |  | 2019-01-12 03:54 | 2019-04-15 17:14 | LN: NPPD.NPPD.1175A.A
24591 | TEMP76_24591 | SWPP | INT | LN VERD_TAP - AMC_TAP 138 kV ftlo LN NE_GAS - OWASSO 138 kV | 169 | 169 | LN VERD_TAP - AMC_TAP 138 kV | LN NE_GAS - OWASSO 138 kV | 2019-03-04 01:10 | 2019-04-15 17:14 | LN: CSWS.CSWS.2078A.A | LN: CSWS.CSWS.2079.A
22466 | TEMP60_22466 | SWPP | INT | LN TUCO - STANTON 115 kV ftlo LN TUCO - CARLISLE 230 kV | 114 | 120 | LN TUCO - STANTON 115 kV | LN TUCO - CARLISLE 230 kV | 2016-12-15 21:04 | 2019-04-15 17:14 | LN: SPS.SPS.134.1 | LN: SPS.SPS.135.1
24473 | TMP102_24473 | SWPP | INT | XF STORLA 230/1 kV ftlo LN FTTHOMP - LELANDO 345 kV | 100 | 125 | XF STORLA 230/1 kV | LN FTTHOMP - LELANDO 345 kV | 2019-01-17 07:46 | 2019-04-25 16:34 | XF: WAUE.WAUE.STORLA.V1A1.KV1A1 | LN: WAUE.WAUE.FTTHOLELAN34_1.1
24481 | TMP122_24481 | SWPP | INT | LN CLEVLND7 - CLEV_AEC 138 kV ftlo LN MORSN - STILW1 138 kV | 408 | 408 | LN CLEVLND7 - CLEV_AEC 138 kV | LN MORSN - STILW1 138 kV | 2019-01-19 00:54 | 2019-04-25 16:34 | LN: GRDA.GRDA.CLEVL_GRD_AECI.A | LN: OKGE.OKGE.8904.A
24233 | TMP108_24233 | SWPP | INT | LN EMAN - NMAN 230 kV ftlo LN JEFF - MORR 345 kV | 363 | 363 | LN EMAN - NMAN 230 kV | LN JEFF - MORR 345 kV | 2018-10-16 11:06 | 2019-04-25 16:34 | LN: WR.WR.NMAN_EMAN.A | LN: WR.WR.12.1
24259 | TMP116_24259 | SWPP | INT | LN HASTING_ - PAULINE 115 kV ftlo LN SWEETW4 - AXTELL1 345 kV | 115 | 126 | LN HASTING_ - PAULINE 115 kV | LN SWEETW4 - AXTELL1 345 kV | 2018-10-28 14:11 | 2019-04-25 16:34 | LN: NPPD.NPPD.NP_1148-A.1 | LN: NPPD.NPPD.12006.A
24249 | TMP182_24249 | SWPP | INT | XF SEMIN 230/115 kV ftlo LN DENVER_C - SAN_AND1 115 kV | 150 | 150 | XF SEMIN 230/115 kV | LN DENVER_C - SAN_AND1 115 kV | 2018-10-24 09:40 | 2019-04-25 16:34 | XF: SPS.SPS.SEMIN.TRW.TRW115 | LN: SPS.SPS.W11.A
24125 | TMP133_24125 | SWPP | INT | LN 134PENTP - WESTMOR4 138 kV ftlo LN MCCLAI - SARA 138 kV | 268 | 308 | LN 134PENTP - WESTMOR4 138 kV | LN MCCLAI - SARA 138 kV | 2018-09-14 16:09 | 2019-04-25 16:34 | LN: OKGE.OKGE.WEST_134PENTP.A | LN: OKGE.OKGE.MCCLAI_SARA__1.A
24112 | TMP199_24112 | SWPP | INT | LN LONGWOO - LIEBERM 138 kV ftlo LN LONGWOO - SWSHREV 345 kV | 212 | 212 | LN LONGWOO - LIEBERM 138 kV | LN LONGWOO - SWSHREV 345 kV | 2018-09-07 15:43 | 2019-04-25 16:34 | LN: CSWS.CSWS.846.A | LN: CSWS.CSWS.857.A
23917 | TMP195_23917 | SWPP | INT | LN HURON - HURONTAP 115 kV ftlo LN HURON - WESTPRK 115 kV | 120 | 120 | LN HURON - HURONTAP 115 kV | LN HURON - WESTPRK 115 kV | 2018-06-05 01:24 | 2019-04-25 16:34 | LN: WAUE.WAUE.HURONHURON11_1.1 | LN: WAUE.WAUE.WESTPHURON11_1.1
23891 | TMP187_23891 | SWPP | INT | XF LAWH 230/115 kV ftlo LN LAWH - MIDJ 230 kV | 280 | 308 | XF LAWH 230/115 kV | LN LAWH - MIDJ 230 kV | 2018-05-26 15:00 | 2019-04-25 16:34 | XF: WR.WR.LAWH.3034.LAWH_29 | LN: WR.WR.LAWHMIDJ23_1.1
24457 | TMP147_24457 | SWPP | INT | LN LAWH - MOCK 115 kV ftlo LN LAWH - BALDCRK 115 kV | 86 | 92 | LN LAWH - MOCK 115 kV | LN LAWH - BALDCRK 115 kV | 2019-01-10 01:23 | 2019-04-25 16:34 | LN: WR.WR.4213.1 | LN: WR.WR.BALDCR_LAWH_1.A
24494 | TMP142_24494 | SWPP | INT | LN STEXEAS - KNOXLEE 138 kV ftlo LN KNOXLEE - EASTON 138 kV | 303 | 303 | LN STEXEAS - KNOXLEE 138 kV | LN KNOXLEE - EASTON 138 kV | 2019-01-24 06:07 | 2019-04-25 16:34 | LN: CSWS.CSWS.906.A | LN: CSWS.CSWS.KNOX_EAST.A
24506 | TMP128_24506 | SWPP | INT | LN HOOKRD5 - LNGVW1 161 kV ftlo LN PHILL - HARRS_RD 161 kV | 557 | 557 | LN HOOKRD5 - LNGVW1 161 kV | LN PHILL - HARRS_RD 161 kV | 2019-01-29 06:37 | 2019-04-25 16:34 | LN: MPS.MPS.LNGVW1_HOOKR_1.A | LN: MPS.MPS.11021.A
23193 | TMP151_23193 | SWPP | INT | LN OAK432 - ATL1091 161 kV ftlo LN ASB3491 - PUR421 161 kV | 223 | 223 | LN OAK432 - ATL1091 161 kV | LN ASB3491 - PUR421 161 kV | 2017-10-19 11:08 | 2019-04-25 16:34 | LN: EDE.EDE.11328.A | LN: EDE.EDE.11360.A
23520 | TMP135_23520 | SWPP | INT | LN LUBBOCKS - WOLFFORT 230 kV ftlo LN JONESSUB - TUCO 230 kV | 319 | 319 | LN LUBBOCKS - WOLFFORT 230 kV | LN JONESSUB - TUCO 230 kV | 2018-02-06 10:38 | 2019-04-25 16:34 | LN: SPS.SPS.160.1 | LN: SPS.SPS.137.1
23773 | TEMP65_23773 | SWPP | RCF | LN SWIS - W_GARDNR 345 kV ftlo LN HOYT - STRA 345 kV | 956 | 956 | LN SWIS - W_GARDNR 345 kV | LN HOYT - STRA 345 kV | 2018-04-24 00:58 | 2019-05-01 00:09 | LN: KCPL.KCPL.SWIS_WGARD.A | LN: WR.WR.11_HOYT.1
22945 | TEMP69_22945 | SWPP | RCF | LN WARDWA - BISMARK2 230 kV ftlo LN JMSTNOTP - BUFFALO2 345 kV | 320 | 352 | LN WARDWA - BISMARK2 230 kV | LN JMSTNOTP - BUFFALO2 345 kV | 2017-07-06 16:44 | 2019-05-01 00:09 | LN: WAUE.WAUE.WARDWBISMA23_1.1 | LN: OTP.OTP.BUFFAJMSTN34_1.1
24515 | TMP176_24515 | SWPP | RCF | LN LACYGNE - STILWELL 345 kV ftlo LN LACYGNE - W_GARDNR 345 kV | 1792 | 1792 | LN LACYGNE - STILWELL 345 kV | LN LACYGNE - W_GARDNR 345 kV | 2019-01-30 17:04 | 2019-05-01 00:09 | LN: KCPL.KCPL.LACYGN_STILWE1.1 | LN: KCPL.KCPL.LACYGN_W_GARD1.1
24488 | TMP231_24488 | SWPP | INT | LN LYN_REC1 - TERRY_CO 115 kV ftlo LN WOLFFORT - TERRY_CO 115 kV | 80 | 80 | LN LYN_REC1 - TERRY_CO 115 kV | LN WOLFFORT - TERRY_CO 115 kV | 2019-01-22 21:43 | 2019-05-01 00:09 | LN: SPS.SPS.TERRYLYN_R11_1.1 | LN: SPS.SPS.161.1
24474 | TMP148_24474 | SWPP | RCF | XF ST_JOE 345/1 kV ftlo XF EASTTOWN 345/161 kV | 336 | 369 | XF ST_JOE 345/1 kV | XF EASTTOWN 345/161 kV | 2019-01-17 08:01 | 2019-05-01 00:09 | XF: MPS.MPS.ST_JOE.T22A.T22_H | XF: MPS.MPS.EASTTOWN.XF11.XF11
24476 | TMP253_24476 | SWPP | INT | XF HAWTHORN 345/161 kV ftlo LN 87TH_ST - CRAIG 345 kV | 500 | 550 | XF HAWTHORN 345/161 kV | LN 87TH_ST - CRAIG 345 kV | 2019-01-17 14:59 | 2019-05-01 00:09 | XF: KCPL.KCPL.HAWTHORN.XF20.XF20 | LN: WR.WR.CRAIG__STR_CR1.A
24538 | TMP262_24538 | SWPP | INT | LN VINETAP3 - NHAYS 115 kV ftlo LN SHAYS - POSTROCK 230 kV | 106 | 118 | LN VINETAP3 - NHAYS 115 kV | LN SHAYS - POSTROCK 230 kV | 2019-02-12 00:33 | 2019-05-01 00:09 | LN: WR.MIDW.NHAYS_VINETAP3.A | LN: WR.MIDW.SHAYS_KNOLL1.B
24466 | TMP124_24466 | SWPP | RCF | LN WILKES - LONGWOO 345 kV ftlo LN DIANA - SWSHREV 345 kV | 776 | 776 | LN WILKES - LONGWOO 345 kV | LN DIANA - SWSHREV 345 kV | 2019-01-13 00:07 | 2019-05-01 00:09 | LN: CSWS.CSWS.858.A | LN: CSWS.CSWS.SWSHRDIANA11_1.A
24467 | TEMP85_24467 | SWPP | RCF | XF POSTROCK 345/230 kV ftlo LN POSTROCK - SPERVI1 345 kV | 480 | 600 | XF POSTROCK 345/230 kV | LN POSTROCK - SPERVI1 345 kV | 2019-01-13 20:13 | 2019-05-01 00:09 | XF: WR.MIDW.POSTROCK.XF1.XF1 | LN: WR.MIDW.POSTRCK_SPERV.A
24468 | TMP228_24468 | SWPP | RCF | LN IATAN - STRA 345 kV ftlo LN IATAN - NASHUA 345 kV | 1195 | 1195 | LN IATAN - STRA 345 kV | LN IATAN - NASHUA 345 kV | 2019-01-14 00:35 | 2019-05-01 00:09 | LN: KCPL.KCPL.IATAN__STR_CR1.1 | LN: KCPL.KCPL.IATAN_NASHUA.A
24470 | TMP252_24470 | SWPP | INT | XF EDWV 115/161 kV ftlo LN IATAN - NASHUA 345 kV | 167 | 167 | XF EDWV 115/161 kV | LN IATAN - NASHUA 345 kV | 2019-01-14 15:47 | 2019-05-01 00:09 | XF: WR.WR.EDWV.4382.EDWV_16 | LN: KCPL.KCPL.IATAN_NASHUA.A
24450 | TMP280_24450 | SWPP | INT | LN LAWH - MOCK 115 kV ftlo LN LAWH - SWIS 230 kV | 86 | 92 | LN LAWH - MOCK 115 kV | LN LAWH - SWIS 230 kV | 2019-01-07 19:24 | 2019-05-01 00:09 | LN: WR.WR.4213.1 | LN: WR.WR.39.1
24392 | TMP251_24392 | SWPP | INT | LN OAK432 - ATL1091 161 kV ftlo LN ORO1101 - FIR417 161 kV | 223 | 223 | LN OAK432 - ATL1091 161 kV | LN ORO1101 - FIR417 161 kV | 2018-12-02 23:44 | 2019-05-01 00:09 | LN: EDE.EDE.11328.A | LN: EDE.EDE.11332.A
24415 | TMP204_24415 | SWPP | INT | XF SIOUXCY2 345/1 kV ftlo XF SIOUXCY2 13.8/1 kV | 250 | 313 | XF SIOUXCY2 345/1 kV | XF SIOUXCY2 13.8/1 kV | 2018-12-11 08:19 | 2019-05-01 00:09 | XF: WAUE.WAUE.SIOUXCY2.KU1A.KU1A1 | XF: WAUE.WAUE.SIOUXCY2.KU1B.KU1B3
24421 | TMP242_24421 | SWPP | INT | XF FTSUPL1 138/69 kV ftlo XF FTSUPL1 138/69 kV | 70 | 70 | XF FTSUPL1 138/69 kV | XF FTSUPL1 138/69 kV | 2018-12-17 19:51 | 2019-05-01 00:09 | XF: WFEC.WFEC.FTSUPL1.XFA.A | XF: WFEC.WFEC.FTSUPL1.XFB.B
24406 | TMP219_24406 | SWPP | INT | LN NASHUA - ROANRDGE 161 kV ftlo LN NASHUA - NASH_MPS 161 kV | 334 | 334 | LN NASHUA - ROANRDGE 161 kV | LN NASHUA - NASH_MPS 161 kV | 2018-12-09 01:57 | 2019-05-01 00:09 | LN: MPS.MPS.NASHUA_ROANRD1.A | LN: MPS.MPS.NASH_M_NASHUA1.1
24621 | TMP255_24621 | SWPP | RCF | LN NEBRCTY - SUB3456 345 kV ftlo LN WAGENER - SUB3454 345 kV | 956 | 956 | LN NEBRCTY - SUB3456 345 kV | LN WAGENER - SUB3454 345 kV | 2019-03-11 11:01 | 2019-05-01 00:09 | LN: OPPD.OPPD.NEBRCSUB3434_1.1 | LN: LES.LES.WAGENSUB3434_1.1
24633 | TMP200_24633 | SWPP | INT |  | 3500 | 3500 | LN CLARKCO - THISTLE7 345 kV |  | 2019-03-13 18:07 | 2019-05-01 00:09 | LN: SECI.SECI.CLARK_THISTLE1.A
23918 | TMP213_23918 | SWPP | INT | LN KNOLL1 - SALINE 115 kV ftlo LN RHOADES - PHLBUR1 115 kV | 80 | 80 | LN KNOLL1 - SALINE 115 kV | LN RHOADES - PHLBUR1 115 kV | 2018-06-05 14:24 | 2019-05-01 00:09 | LN: WR.MIDW.9975.A | LN: SECI.SECI.PHLB_RHOA.A
23930 | TMP265_23930 | SWPP | INT | LN 134PENTP - WESTMOR4 138 kV ftlo LN MCCLAI - PLVAL 138 kV | 268 | 308 | LN 134PENTP - WESTMOR4 138 kV | LN MCCLAI - PLVAL 138 kV | 2018-06-08 01:24 | 2019-05-01 00:09 | LN: OKGE.OKGE.WEST_134PENTP.A | LN: OKGE.OKGE.MCCLAI_PLVAL_1.A
23940 | TMP227_23940 | SWPP | INT | LN MULGRE2 - ELLSWTP3 115 kV ftlo LN MULGRE2 - CIRC 230 kV | 89 | 89 | LN MULGRE2 - ELLSWTP3 115 kV | LN MULGRE2 - CIRC 230 kV | 2018-06-11 16:04 | 2019-05-01 00:09 | LN: SECI.SECI.10900.A | LN: SECI.SECI.10255.A
24132 | TMP277_24132 | SWPP | INT | XF STILWELL 345/1 kV ftlo LN STILWELL - PECULIA7 345 kV | 550 | 605 | XF STILWELL 345/1 kV | LN STILWELL - PECULIA7 345 kV | 2018-09-16 01:42 | 2019-05-01 00:09 | XF: KCPL.KCPL.STILWELL.XF11.XF11H | LN: MPS.MPS.SIBLEY_STILWE1.B
24147 | TMP230_24147 | SWPP | INT | LN SHAYS - MULGRE2 230 kV ftlo LN SPERVI1 - MULGRE2 230 kV | 297 | 297 | LN SHAYS - MULGRE2 230 kV | LN SPERVI1 - MULGRE2 230 kV | 2018-09-19 09:43 | 2019-05-01 00:09 | LN: WR.MIDW.MULGRE2_SHAYS.A | LN: SECI.SECI.10940.A
24335 | TEMP15_24335 | SWPP | RCF | LN KEARNEY9 - AXTELL1 115 kV ftlo LN SWEETW4 - AXTELL1 345 kV | 161 | 177 | LN KEARNEY9 - AXTELL1 115 kV | LN SWEETW4 - AXTELL1 345 kV | 2018-11-16 01:27 | 2019-05-01 00:09 | LN: NPPD.NPPD.1067.A | LN: NPPD.NPPD.12006.A
24342 | TEMP91_24342 | SWPP | RCF | XF NASHUA 345/1 kV ftlo LN STRA - 87TH_ST 345 kV | 650 | 715 | XF NASHUA 345/1 kV | LN STRA - 87TH_ST 345 kV | 2018-11-16 23:56 | 2019-05-01 00:09 | XF: KCPL.KCPL.NASHUA.T1.T1_H | LN: WR.WR.CRAIG__STR_CR1.B
24345 | TMP223_24345 | SWPP | INT | LN NSES - MARM 161 kV ftlo LN PAOLA - CNTRVILL 161 kV | 148 | 148 | LN NSES - MARM 161 kV | LN PAOLA - CNTRVILL 161 kV | 2018-11-20 00:25 | 2019-05-01 00:09 | LN: WR.WR.29.1 | LN: KCPL.KCPL.CNTRVI_PAOLA_1.1
24320 | TMP286_24320 | SWPP | INT | XF BLACKHAW 115/69 kV ftlo LN BLACKHAW - WO_OPER 115 kV | 84 | 84 | XF BLACKHAW 115/69 kV | LN BLACKHAW - WO_OPER 115 kV | 2018-11-13 21:10 | 2019-05-01 00:09 | XF: SPS.SPS.BLACKHAW.XF1.BLKHAW_XF | LN: SPS.SPS.BLACK_OPER.1
24339 | TMP300_24339 | SWPP | RCF | LN EMERY - SHEFFLD1 161 kV ftlo LN KILLDEER - BLKHAWK 345 kV | 326 | 335 | LN EMERY - SHEFFLD1 161 kV | LN KILLDEER - BLKHAWK 345 kV | 2018-11-16 14:08 | 2019-05-01 00:09 | LN: WAUE.WAUE.SHEFFEMERY16_1.1 | LN: ALTW.ALTW.BLKHAKILLD34_1.1
24362 | TMP329_24362 | SWPP | RCF | LN BEATRICE - HARBINE 115 kV ftlo LN POSTROCK - AXTELL1 345 kV | 99 | 109 | LN BEATRICE - HARBINE 115 kV | LN POSTROCK - AXTELL1 345 kV | 2018-11-26 12:01 | 2019-05-01 00:09 | LN: NPPD.NPPD.1175A.A | LN: WR.MIDW.POSTRCK_AXTEL.A
24366 | TMP290_24366 | SWPP | INT | LN INDI - 17FL 115 kV ftlo LN AUBU - SHWD2 115 kV | 135 | 160 | LN INDI - 17FL 115 kV | LN AUBU - SHWD2 115 kV | 2018-11-27 19:45 | 2019-05-01 00:09 | LN: WR.WR.4122.1 | LN: WR.WR.4016.1
24133 | TMP283_24133 | SWPP | INT | XF TARBY1 161/69 kV ftlo LN AES5 - BONTP 161 kV | 123 | 134 | XF TARBY1 161/69 kV | LN AES5 - BONTP 161 kV | 2018-09-16 01:53 | 2019-05-01 00:09 | XF: OKGE.OKGE.TARBY1.9130.A | LN: OKGE.OKGE.AES5___BONTP_1.A
23938 | TMP369_23938 | SWPP | INT | LN CIMARRON - CKHAL 138 kV ftlo LN MCCLAI - PLVAL 138 kV | 382 | 382 | LN CIMARRON - CKHAL 138 kV | LN MCCLAI - PLVAL 138 kV | 2018-06-11 09:59 | 2019-05-01 00:09 | LN: OKGE.OKGE.8798.A | LN: OKGE.OKGE.MCCLAI_PLVAL_1.A
24000 | TMP355_24000 | SWPP | INT | LN PRALEE - BLSPS 161 kV ftlo LN PHILL - SIBLEY 345 kV | 228 | 259 | LN PRALEE - BLSPS 161 kV | LN PHILL - SIBLEY 345 kV | 2018-06-30 11:09 | 2019-05-01 00:09 | LN: MPS.MPS.10995.A | LN: MPS.MPS.10978.A
23988 | TMP288_23988 | SWPP | CFG | LN MUSKTAP - GORE1 161 kV ftlo LN MUSKOGEE - FTSMTH 345 kV | 171 | 206 | LN MUSKTAP - GORE1 161 kV | LN MUSKOGEE - FTSMTH 345 kV | 2018-06-25 14:31 | 2019-05-01 00:09 | LN: SPA.SPA.7408.A | LN: OKGE.OKGE.9099.A
23963 | TMP291_23963 | SWPP | INT | XF TARBY1 161/69 kV ftlo LN AES5 - BONTP 161 kV | 123 | 134 | XF TARBY1 161/69 kV | LN AES5 - BONTP 161 kV | 2018-06-18 12:47 | 2019-05-01 00:09 | XF: OKGE.OKGE.TARBY1.9131.B | LN: OKGE.OKGE.AES5___BONTP_1.A
23953 | TMP357_23953 | SWPP | INT | LN GAVINS - HARTNGTN 115 kV ftlo LN BLMFLD - CREITON 115 kV | 120 | 132 | LN GAVINS - HARTNGTN 115 kV | LN BLMFLD - CREITON 115 kV | 2018-06-15 01:02 | 2019-05-01 00:09 | LN: WAUE.WAUE.HARTGGAVIN11_1.1 | LN: NPPD.NPPD.BLMFLD_CREITON.A
24577 | TMP353_24577 | SWPP | INT | LN MCTY_MPS - SOUTHTWN 161 kV ftlo LN PHILL - SIBLEY 345 kV | 317 | 335 | LN MCTY_MPS - SOUTHTWN 161 kV | LN PHILL - SIBLEY 345 kV | 2019-02-25 07:57 | 2019-05-01 00:09 | LN: MPS.MPS.MCTY_M_SOUTHT1.A | LN: MPS.MPS.10978.A
24606 | TMP364_24606 | MISO | RCF |  | 1195 | 1195 | LN EAU_CLA - ARPIN 345 kV |  | 2019-03-07 15:41 | 2019-05-01 00:09 | LN: ALTE.ALTE.ARPINEAU_C34_1.1
24612 | TMP336_24612 | SWPP | INT | LN ALIANCE - SNAKECK 115 kV ftlo LN WAYSID_W - STEGALL 230 kV | 109 | 109 | LN ALIANCE - SNAKECK 115 kV | LN WAYSID_W - STEGALL 230 kV | 2019-03-08 23:56 | 2019-05-01 00:09 | LN: NPPD.NPPD.ALIANSNAKE11_1.1 | LN: WAUE.WAUE.WAYSISTEGA23_1.1
24405 | TMP333_24405 | SWPP | RCF | LN KELL - TECH 161 kV ftlo LN ST_JOE - FAIRPORT 345 kV | 112 | 123 | LN KELL - TECH 161 kV | LN ST_JOE - FAIRPORT 345 kV | 2018-12-09 01:46 | 2019-05-01 00:09 | LN: WR.WR.4055.1 | LN: MPS.MPS.FAIRPT-STJOE.A
24398 | TMP351_24398 | SWPP | INT | LN NSES - MARM 161 kV ftlo LN LACYGNE - STILWELL 345 kV | 148 | 148 | LN NSES - MARM 161 kV | LN LACYGNE - STILWELL 345 kV | 2018-12-05 16:49 | 2019-05-01 00:09 | LN: WR.WR.29.1 | LN: KCPL.KCPL.LACYGN_STILWE1.1
24394 | TMP368_24394 | SWPP | INT | LN AUBU - SWIS 230 kV ftlo LN HOYT - JEFF 345 kV | 349 | 363 | LN AUBU - SWIS 230 kV | LN HOYT - JEFF 345 kV | 2018-12-04 07:46 | 2019-05-01 00:09 | LN: WR.WR.4011.1 | LN: WR.WR.HOYTJEFF34_1.1
24378 | TMP349_24378 | SWPP | INT | XF BLACKHAW 115/69 kV ftlo LN BLACKHAW - Q_RYTON 115 kV | 84 | 84 | XF BLACKHAW 115/69 kV | LN BLACKHAW - Q_RYTON 115 kV | 2018-12-01 13:52 | 2019-05-01 00:09 | XF: SPS.SPS.BLACKHAW.XF2.BLKHAW_XF | LN: SPS.SPS.BLKHAW_PRINGLE.1
24379 | TMP350_24379 | SWPP | INT | XF BLACKHAW 115/69 kV ftlo LN BLACKHAW - WO_OPER 115 kV | 84 | 84 | XF BLACKHAW 115/69 kV | LN BLACKHAW - WO_OPER 115 kV | 2018-12-01 13:56 | 2019-05-01 00:09 | XF: SPS.SPS.BLACKHAW.XF1.BLKHAW_XF | LN: SPS.SPS.BLACK_OPER.1
24452 | TMP338_24452 | SWPP | INT | LN VERD_TAP - AMC_TAP 138 kV ftlo LN OOLOGAH - CLARMR4 138 kV | 169 | 169 | LN VERD_TAP - AMC_TAP 138 kV | LN OOLOGAH - CLARMR4 138 kV | 2019-01-08 06:43 | 2019-05-01 00:09 | LN: CSWS.CSWS.2078A.A | LN: GRDA.GRDA.CLARMR_OOLG.A
24459 | TMP337_24459 | SWPP | INT | XF CRAIG 345/1 kV ftlo XF CRAIG 345/161 kV | 400 | 440 | XF CRAIG 345/1 kV | XF CRAIG 345/161 kV | 2019-01-10 13:53 | 2019-05-01 00:09 | XF: KCPL.KCPL.CRAIG.XF33.XF33_H | XF: KCPL.KCPL.CRAIG.XF11.XF11
24455 | TMP343_24455 | SWPP | INT | LN LAMTON - HALE_CO 115 kV ftlo LN PLXSUB - NEWHART 230 kV | 80 | 80 | LN LAMTON - HALE_CO 115 kV | LN PLXSUB - NEWHART 230 kV | 2019-01-09 23:10 | 2019-05-01 00:09 | LN: SPS.SPS.LAMTOHALE_11_1.1 | LN: SPS.SPS.108.1
24462 | TMP305_24462 | SWPP | INT | LN CLEVLND7 - CLEV_AEC 138 kV ftlo LN SONR1 - ONEOK 345 kV | 408 | 408 | LN CLEVLND7 - CLEV_AEC 138 kV | LN SONR1 - ONEOK 345 kV | 2019-01-11 11:35 | 2019-05-01 00:09 | LN: GRDA.GRDA.CLEVL_GRD_AECI.A | LN: OKGE.OKGE.ONEOK_SONR1.A
24442 | TMP334_24442 | SWPP | RCF | LN SIOUXCY - PLYMOTH 161 kV ftlo LN SIOUXCY2 - RAUN 345 kV | 446 | 480 | LN SIOUXCY - PLYMOTH 161 kV | LN SIOUXCY2 - RAUN 345 kV | 2019-01-03 22:13 | 2019-05-01 00:09 | LN: MEC.MEC.PLYMOSIOUX16_1.1 | LN: WAUE.WAUE.RAUNSIOUX34_1.1
24445 | TMP348_24445 | SWPP | INT | LN HEREFORD - FRIONA_R 115 kV ftlo LN NEWHART - PLXSUB 230 kV | 106 | 117 | LN HEREFORD - FRIONA_R 115 kV | LN NEWHART - PLXSUB 230 kV | 2019-01-04 15:32 | 2019-05-01 00:09 | LN: SPS.SPS.HEREFFRION11_1.1 | LN: SPS.SPS.108.1
24545 | TMP358_24545 | SWPP | INT |  | 106 | 117 | LN HEREFORD - FRIONA_R 115 kV |  | 2019-02-14 20:33 | 2019-05-01 00:09 | LN: SPS.SPS.HEREFFRION11_1.1
24489 | TMP354_24489 | SWPP | INT | LN JOHNSON2 - CANADAY 115 kV ftlo LN JOHNSON2 - CANADAY 115 kV | 80 | 88 | LN JOHNSON2 - CANADAY 115 kV | LN JOHNSON2 - CANADAY 115 kV | 2019-01-23 07:13 | 2019-05-01 00:09 | LN: NPPD.NPPD.NP_1243.A | LN: NPPD.NPPD.NP_1449.A
24486 | TMP314_24486 | SWPP | INT | LN LONGWOO - LIEBERM 138 kV ftlo LN POWELL - LINWOOD2 138 kV | 261 | 261 | LN LONGWOO - LIEBERM 138 kV | LN POWELL - LINWOOD2 138 kV | 2019-01-22 10:13 | 2019-05-01 00:09 | LN: CSWS.CSWS.846.A | LN: CSWS.CSWS.850.A
24520 | TMP426_24520 | SWPP | INT | XF YOAKUM 230/115 kV ftlo LN MSTNG - SEAGRAVE 115 kV | 149 | 149 | XF YOAKUM 230/115 kV | LN MSTNG - SEAGRAVE 115 kV | 2019-02-05 14:14 | 2019-05-01 00:09 | XF: SPS.SPS.YOAKUM.XF2.TRN115 | LN: SPS.SPS.MSTNG_SEAGR_1.A
24482 | TMP412_24482 | SWPP | INT | LN KNOXLEE - OAKHILL2 138 kV ftlo LN LEBROCK - TENASKA 345 kV | 293 | 293 | LN KNOXLEE - OAKHILL2 138 kV | LN LEBROCK - TENASKA 345 kV | 2019-01-19 18:22 | 2019-05-01 00:09 | LN: CSWS.CSWS.907A.A | LN: CSWS.CSWS.LEBROCK_TENA_1.A
24540 | TMP386_24540 | SWPP | INT | LN RANDALL1 - CANYON_E 115 kV ftlo LN POTTER_S - NEWHART 230 kV | 106 | 117 | LN RANDALL1 - CANYON_E 115 kV | LN POTTER_S - NEWHART 230 kV | 2019-02-12 16:44 | 2019-05-01 00:09 | LN: SPS.SPS.CANYNE_RANDAL2.A | LN: SPS.SPS.K90.A
24542 | TMP422_24542 | SWPP | INT | XF CIMARRON 345/138 kV ftlo LN MATHWSN7 - NOWST1 345 kV | 478 | 478 | XF CIMARRON 345/138 kV | LN MATHWSN7 - NOWST1 345 kV | 2019-02-13 15:10 | 2019-05-01 00:09 | XF: OKGE.OKGE.CIMARRON.8802.B | LN: OKGE.OKGE.MATHWSN7_NOWST.A
24552 | TMP442_24552 | SWPP | RCF | XF SUB3456 345/1 kV ftlo LN SUB3456 - SUB3459 345 kV | 475 | 500 | XF SUB3456 345/1 kV | LN SUB3456 - SUB3459 345 kV | 2019-02-19 07:39 | 2019-05-01 00:09 | XF: OPPD.OPPD.SUB3456.T4.T4_H | LN: OPPD.OPPD.SUB34SUB3434_2.1
24559 | TMP417_24559 | SWPP | INT | LN EASTX_SW - HARRISON 138 kV ftlo LN EASTX_SW - NTXEAST 138 kV | 286 | 286 | LN EASTX_SW - HARRISON 138 kV | LN EASTX_SW - NTXEAST 138 kV | 2019-02-19 15:57 | 2019-05-01 00:09 | LN: CSWS.CSWS.HARRIS_NTEXEAS.A | LN: CSWS.CSWS.NTEAS_NTEX_1.A
24579 | TMP406_24579 | SWPP | INT | XF SPERVI1 345/230 kV ftlo LN SPERVI1 - POSTROCK 345 kV | 336 | 359 | XF SPERVI1 345/230 kV | LN SPERVI1 - POSTROCK 345 kV | 2019-02-25 08:19 | 2019-05-01 00:09 | XF: SECI.SECI.SPERVI1.1016.A | LN: WR.MIDW.POSTRCK_SPERV.A
24581 | TMP423_24581 | SWPP | INT | XF NSES 138/161 kV ftlo XF N345 345/1 kV | 150 | 165 | XF NSES 138/161 kV | XF N345 345/1 kV | 2019-02-25 21:08 | 2019-05-01 00:09 | XF: WR.WR.NSES.1050.NSES_5 | XF: WR.WR.N345.1043.N345_2H
24582 | TMP436_24582 | SWPP | INT | LN WAGENER - 84_LEIG 115 kV ftlo LN MOORE - NW68HOL 345 kV | 319 | 319 | LN WAGENER - 84_LEIG 115 kV | LN MOORE - NW68HOL 345 kV | 2019-02-26 09:32 | 2019-05-01 00:09 | LN: LES.LES.84_LEWAGEN11_1.1 | LN: LES.LES.NW68HMOORE34_1.1
24449 | TMP374_24449 | SWPP | INT | XF FTRANDL 230/115 kV ftlo LN FTRANDL - UTICAJC 230 kV | 107 | 134 | XF FTRANDL 230/115 kV | LN FTRANDL - UTICAJC 230 kV | 2019-01-07 14:04 | 2019-05-01 00:09 | XF: WAUE.WAUE.FTRANDL.TRF.TRF | LN: WAUE.WAUE.FTRANUTICA23_1.1
24471 | TMP407_24471 | SWPP | INT | LN MSTNG1 - YUKON 69 kV ftlo LN MSTNG1 - MCART 69 kV | 67 | 72 | LN MSTNG1 - YUKON 69 kV | LN MSTNG1 - MCART 69 kV | 2019-01-14 16:09 | 2019-05-01 00:09 | LN: OKGE.OKGE.8710.A | LN: OKGE.OKGE.8771.A
24469 | TMP391_24469 | SWPP | INT | LN POWELL - LINWOOD2 138 kV ftlo LN SWSHREV - SSHREVE 138 kV | 305 | 341 | LN POWELL - LINWOOD2 138 kV | LN SWSHREV - SSHREVE 138 kV | 2019-01-14 10:25 | 2019-05-01 00:09 | LN: CSWS.CSWS.850.A | LN: CSWS.CSWS.SWSHR_SSHR.A
24407 | TMP377_24407 | SWPP | INT | LN LAMTON - HALE_CO 115 kV ftlo LN NEWHART - CASTRO 115 kV | 80 | 80 | LN LAMTON - HALE_CO 115 kV | LN NEWHART - CASTRO 115 kV | 2018-12-10 14:01 | 2019-05-01 00:09 | LN: SPS.SPS.LAMTOHALE_11_1.1 | LN: SPS.SPS.NEWHART_CASTRO.A
24427 | TMP432_24427 | MISO | RCF |  | 1014 | 1205 | LN MNTZUMA - HILLS 345 kV |  | 2018-12-21 06:09 | 2019-05-01 00:09 | LN: MEC.MEC.HILLSMNTZU34_1.1
24607 | TMP425_24607 | SWPP | INT | LN BROOK_LN - JUNCTN5 161 kV ftlo LN BROOK_LN - SPRGFLD 161 kV | 336 | 355 | LN BROOK_LN - JUNCTN5 161 kV | LN BROOK_LN - SPRGFLD 161 kV | 2019-03-07 06:43 | 2019-05-01 00:09 | LN: SPRM.SPRM.BROOK-NICHOL.A | LN: SPA.SPA.SPFLD-BROOKL.A
24001 | TMP383_24001 | SWPP | RCF | LN GARRISN - PICKCTY 115 kV ftlo LN HILKEN - BISMARK2 230 kV | 120 | 121 | LN GARRISN - PICKCTY 115 kV | LN HILKEN - BISMARK2 230 kV | 2018-07-01 07:51 | 2019-05-01 00:09 | LN: WAUE.WAUE.GARRIPICKC11_1.1 | LN: WAUE.WAUE.HILKEBISMA23_1.1
24022 | TMP397_24022 | SWPP | INT | LN PLXSUB - NEWHART 230 kV ftlo LN PLXSUB - DEAFSMIT 230 kV | 321 | 321 | LN PLXSUB - NEWHART 230 kV | LN PLXSUB - DEAFSMIT 230 kV | 2018-07-09 14:09 | 2019-05-01 00:09 | LN: SPS.SPS.108.1 | LN: SPS.SPS.7.1
24231 | TMP380_24231 | SWPP | RCF | LN AUR1241 - RDSPG5 161 kV ftlo LN BEAVER1 - EURK_SPA 161 kV | 167 | 167 | LN AUR1241 - RDSPG5 161 kV | LN BEAVER1 - EURK_SPA 161 kV | 2018-10-14 15:07 | 2019-05-01 00:09 | LN: EDE.EDE.11335.A | LN: SPA.SPA.BEAVER_EUREKA1.A
24227 | TMP441_24227 | SWPP | INT | XF SEMIN 230/115 kV ftlo XF MSTNG 230/115 kV | 150 | 150 | XF SEMIN 230/115 kV | XF MSTNG 230/115 kV | 2018-10-12 11:20 | 2019-05-01 00:09 | XF: SPS.SPS.SEMIN.TRW.TRW115 | XF: SPS.SPS.MSTNG.A.A
24200 | TMP433_24200 | SWPP | INT | LN AUBU - SWIS 230 kV ftlo LN HOYT - STRA 345 kV | 327 | 363 | LN AUBU - SWIS 230 kV | LN HOYT - STRA 345 kV | 2018-10-05 12:53 | 2019-05-01 00:09 | LN: WR.WR.4011.1 | LN: WR.WR.11_HOYT.1
24365 | TMP419_24365 | SWPP | RCF | XF EASTTOWN 345/161 kV ftlo LN IATAN - NASHUA 345 kV | 400 | 440 | XF EASTTOWN 345/161 kV | LN IATAN - NASHUA 345 kV | 2018-11-27 09:13 | 2019-05-01 00:09 | XF: MPS.MPS.EASTTOWN.XF11.XF11 | LN: KCPL.KCPL.IATAN_NASHUA.A
24351 | TMP410_24351 | SWPP | INT | XF CATSAGR5 138/161 kV ftlo LN GREC3 - GRDA17 345 kV | 150 | 167 | XF CATSAGR5 138/161 kV | LN GREC3 - GRDA17 345 kV | 2018-11-22 13:23 | 2019-05-01 00:09 | XF: GRDA.GRDA.CATSAGR5.1292.2 | LN: GRDA.GRDA.GRDA17_GREC3.A
24262 | TMP405_24262 | SWPP | INT | LN CIMARRON - CKHAL 138 kV ftlo LN CIMARRON - SARA 138 kV | 382 | 382 | LN CIMARRON - CKHAL 138 kV | LN CIMARRON - SARA 138 kV | 2018-10-28 20:27 | 2019-05-01 00:09 | LN: OKGE.OKGE.8798.A | LN: OKGE.OKGE.8799.A
24310 | TMP440_24310 | SWPP | INT | XF STILWELL 345/1 kV ftlo LN STILWELL - PECULIA7 345 kV | 550 | 605 | XF STILWELL 345/1 kV | LN STILWELL - PECULIA7 345 kV | 2018-11-08 17:43 | 2019-05-01 00:09 | XF: KCPL.KCPL.STILWELL.XF22.XF22H | LN: MPS.MPS.SIBLEY_STILWE1.B
24311 | TMP430_24311 | SWPP | INT | LN 134PENTP - WESTMOR4 138 kV ftlo LN CIMARRON - CKHAL 138 kV | 268 | 308 | LN 134PENTP - WESTMOR4 138 kV | LN CIMARRON - CKHAL 138 kV | 2018-11-09 16:25 | 2019-05-01 00:09 | LN: OKGE.OKGE.WEST_134PENTP.A | LN: OKGE.OKGE.8798.A
24315 | TMP428_24315 | SWPP | INT | LN MARSHAL3 - SMIT 115 kV ftlo LN NMAN - ELM_CRK 230 kV | 86 | 92 | LN MARSHAL3 - SMIT 115 kV | LN NMAN - ELM_CRK 230 kV | 2018-11-12 13:13 | 2019-05-01 00:09 | LN: WR.WR.MARSHAL3_SMIT.A | LN: WR.WR.NMAN_ELMCRK.A
24316 | TMP448_24316 | SWPP | INT | LN MONETT - AUR1241 161 kV ftlo LN FLINTCRK - BROOK_LN 345 kV | 223 | 223 | LN MONETT - AUR1241 161 kV | LN FLINTCRK - BROOK_LN 345 kV | 2018-11-12 17:10 | 2019-05-01 00:09 | LN: EDE.EDE.11337.A | LN: AECI.AECI.FLNTCK-BROOK1.A
24578 | TMP476_24578 | SWPP | INT | LN MARSHAL3 - KNOB 115 kV ftlo LN POSTROCK - AXTELL1 345 kV | 86 | 92 | LN MARSHAL3 - KNOB 115 kV | LN POSTROCK - AXTELL1 345 kV | 2019-02-25 08:08 | 2019-05-01 00:09 | LN: WR.WR.KNOB_MARSHAL3.A | LN: WR.MIDW.POSTRCK_AXTEL.A
24585 | TMP451_24585 | SWPP | INT | LN SNEED_RB - MOORE_CO 115 kV ftlo XF MOORE_CO 230/115 kV | 120 | 120 | LN SNEED_RB - MOORE_CO 115 kV | XF MOORE_CO 230/115 kV | 2019-02-27 15:34 | 2019-05-01 00:09 | LN: SPS.SPS.MOORESNEED11_1.1 | XF: SPS.SPS.MOORE_CO.718.MC_115XFM
24428 | TMP470_24428 | SWPP | INT | LN EHALLTP3 - ROLLHLS3 115 kV ftlo LN NEW_RICE - LYON 115 kV | 106 | 106 | LN EHALLTP3 - ROLLHLS3 115 kV | LN NEW_RICE - LYON 115 kV | 2018-12-26 13:25 | 2019-05-01 00:09 | LN: SECI.SECI.ROLL_EHALLTP3.A | LN: WR.MIDW.LYON_NEWRICE.A
24389 | TMP473_24389 | SWPP | RCF | XF CATSAGR5 161/138 kV ftlo LN GRDA17 - TONNECE 345 kV | 150 | 167 | XF CATSAGR5 161/138 kV | LN GRDA17 - TONNECE 345 kV | 2018-12-02 17:18 | 2019-05-01 00:09 | XF: GRDA.GRDA.CATSAGR5.1292.2 | LN: GRDA.GRDA.TONN_GRDA.A
24420 | TMP460_24420 | SWPP | RCF | LN COOPER - FAIRPORT 345 kV ftlo LN KETCHEM - SIBLEY 345 kV | 1195 | 1195 | LN COOPER - FAIRPORT 345 kV | LN KETCHEM - SIBLEY 345 kV | 2018-12-15 08:40 | 2019-05-01 00:09 | LN: NPPD.NPPD.FAIRPT-COOPR.A | LN: MPS.MPS.SIBLEY_KETCH.A
24397 | TMP458_24397 | SWPP | RCF | LN AVOCA - BEAVER1 161 kV ftlo XF BROOK_LN 345/161 kV | 223 | 223 | LN AVOCA - BEAVER1 161 kV | XF BROOK_LN 345/161 kV | 2018-12-05 16:56 | 2019-05-01 00:09 | LN: SPA.SPA.BEAVER_SPA_1A.A | XF: AECI.AECI.BROOK_LN.3145.T1
24386 | TMP475_24386 | SWPP | RCF | LN MIAMI_1 - HOCKERVL 161 kV ftlo LN GRDA17 - TONNECE 345 kV | 167 | 167 | LN MIAMI_1 - HOCKERVL 161 kV | LN GRDA17 - TONNECE 345 kV | 2018-12-01 06:35 | 2019-05-01 00:09 | LN: GRDA.GRDA.8520.A | LN: GRDA.GRDA.TONN_GRDA.A
24387 | TMP474_24387 | SWPP | INT | LN WELSH - DIANA 345 kV ftlo LN WELSH - DIANA 345 kV | 905 | 1059 | LN WELSH - DIANA 345 kV | LN WELSH - DIANA 345 kV | 2018-12-01 15:56 | 2019-05-01 00:09 | LN: CSWS.CSWS.897.B | LN: CSWS.CSWS.896.A
24463 | TMP466_24463 | SWPP | INT | LN GRACMONT - ANADARKO 138 kV ftlo LN GRACMONT - LAW_ES 345 kV | 253 | 279 | LN GRACMONT - ANADARKO 138 kV | LN GRACMONT - LAW_ES 345 kV | 2019-01-11 16:08 | 2019-05-01 00:09 | LN: OKGE.OKGE.WASH_ANAD_2.A | LN: OKGE.OKGE.LAWTON_MINCO.B
24456 | TMP459_24456 | SWPP | INT | LN JOHNSON2 - CANADAY 115 kV ftlo LN N_PLT1 - C_CREEK 230 kV | 80 | 88 | LN JOHNSON2 - CANADAY 115 kV | LN N_PLT1 - C_CREEK 230 kV | 2019-01-10 01:12 | 2019-05-01 00:09 | LN: NPPD.NPPD.NP_1243.A | LN: NPPD.NPPD.N_PLT1_C_CREEK.A
24451 | TMP457_24451 | SWPP | INT | LN MDWST - FRNKLN1 138 kV ftlo LN SNRTP - CDRLN 138 kV | 268 | 287 | LN MDWST - FRNKLN1 138 kV | LN SNRTP - CDRLN 138 kV | 2019-01-07 19:24 | 2019-05-01 00:09 | LN: WFEC.WFEC.8853.A | LN: OKGE.OKGE.8857.A
24446 | TMP467_24446 | SWPP | INT | LN SP-ERSK3 - CARLISLE 115 kV ftlo LN TUCO - JONESSUB 230 kV | 104 | 114 | LN SP-ERSK3 - CARLISLE 115 kV | LN TUCO - JONESSUB 230 kV | 2019-01-05 04:22 | 2019-05-01 00:09 | LN: SPS.SPS.INDIACARLI11_1.B | LN: SPS.SPS.137.1
24441 | TMP456_24441 | SWPP | RCF | LN BEATRICE - HARBINE 115 kV ftlo LN HEBRON_N - FAIRBURY 115 kV | 99 | 109 | LN BEATRICE - HARBINE 115 kV | LN HEBRON_N - FAIRBURY 115 kV | 2019-01-03 13:05 | 2019-05-01 00:09 | LN: NPPD.NPPD.1175A.A | LN: NPPD.NPPD.NP_1174-B.A
24439 | TMP468_24439 | SWPP | RCF | XF ST_JOE 345/1 kV ftlo LN ST_JOE - EASTTOWN 345 kV | 336 | 369 | XF ST_JOE 345/1 kV | LN ST_JOE - EASTTOWN 345 kV | 2019-01-03 06:42 | 2019-05-01 00:09 | XF: MPS.MPS.ST_JOE.T33B.T33_H | LN: MPS.MPS.EASTTOWN_STJOE.A
24434 | TMP471_24434 | SWPP | INT | LN MCROY - UNVRSTY4 138 kV ftlo LN SONR1 - CLEVLND7 345 kV | 249 | 270 | LN MCROY - UNVRSTY4 138 kV | LN SONR1 - CLEVLND7 345 kV | 2018-12-31 15:40 | 2019-05-01 00:09 | LN: OKGE.OKGE.UNVRSTY4_MCROY.A | LN: GRDA.GRDA.SONR_CLEVLND.A
24569 | TMP478_24569 | SWPP | INT | LN CRKCREEK - CUDAHY1 115 kV ftlo LN HITCH - CARPENTR 345 kV | 119 | 148.2 | LN CRKCREEK - CUDAHY1 115 kV | LN HITCH - CARPENTR 345 kV | 2019-02-21 21:42 | 2019-05-01 00:09 | LN: SECI.SECI.10897.A | LN: SPS.SPS.CARPNTR_HITCH.A
24537 | TMP494_24537 | SWPP | RCF | LN NASHUA - HAWTHORN 345 kV ftlo LN KETCHEM - SIBLEY 345 kV | 1432 | 1434 | LN NASHUA - HAWTHORN 345 kV | LN KETCHEM - SIBLEY 345 kV | 2019-02-11 15:56 | 2019-05-01 00:09 | LN: KCPL.KCPL.NASHUA_HAWTH.A | LN: MPS.MPS.SIBLEY_KETCH.A
24565 | TMP490_24565 | SWPP | INT | XF POTTER_S 345/230 kV ftlo LN OKLAUNIO - TUCO 345 kV | 559 | 559 | XF POTTER_S 345/230 kV | LN OKLAUNIO - TUCO 345 kV | 2019-02-21 08:14 | 2019-05-01 00:09 | XF: SPS.SPS.POTTER_S.XF1.XF345 | LN: SPS.SPS.136.1
24534 | TMP485_24534 | SWPP | INT | LN 29EVENG3 - 29GA 115 kV ftlo LN JEFF - HOYT 345 kV | 141 | 141 | LN 29EVENG3 - 29GA 115 kV | LN JEFF - HOYT 345 kV | 2019-02-08 20:22 | 2019-05-01 00:09 | LN: WR.WR.4121.1 | LN: WR.WR.HOYTJEFF34_1.1
24551 | TMP491_24551 | SWPP | RCF | XF LELANDO 345/230 kV ftlo XF LELANDO 345/1 kV | 500 | 617 | XF LELANDO 345/230 kV | XF LELANDO 345/1 kV | 2019-02-18 05:01 | 2019-05-01 00:09 | XF: WAUE.WAUE.LELANDO.KVA2.KVA2 | XF: WAUE.WAUE.LELANDO.VA11.KVA11
24502 | TMP461_24502 | SWPP | RCF | LN IATAN - STRA 345 kV ftlo LN NASHUA - HAWTHORN 345 kV | 1195 | 1195 | LN IATAN - STRA 345 kV | LN NASHUA - HAWTHORN 345 kV | 2019-01-29 00:34 | 2019-05-01 00:09 | LN: KCPL.KCPL.IATAN__STR_CR2.A | LN: KCPL.KCPL.NASHUA_HAWTH.A
5324 | CEDCANMIDFRA | SWPP | CFG | LN CDRLN - CANDN 138 kV ftlo LN DRAPR1 - MDWST 138 kV | 268 | 287 | LN CDRLN - CANDN 138 kV | LN DRAPR1 - MDWST 138 kV | 2017-06-01 11:14 | 2019-05-22 14:45 | LN: OKGE.OKGE.8854.A | LN: OKGE.OKGE.8830.A
5008 | CRAASHVALLYD | SWPP | RCF | LN CRAIG_J - W_ASHDWN 138 kV ftlo LN VALLIANT - LYDIA 345 kV | 278 | 278 | LN CRAIG_J - W_ASHDWN 138 kV | LN VALLIANT - LYDIA 345 kV | 2017-06-01 11:14 | 2019-05-22 14:45 | LN: CSWS.CSWS.736_CRAIG_J.A | LN: CSWS.CSWS.926.A
3387 | CLAMARCOOSTJ | MISO | RCF | LN CLARNDA - MRYVL_SJ 161 kV ftlo LN COOPER - ST_JOE 345 kV | 167 | 168 | LN CLARNDA - MRYVL_SJ 161 kV | LN COOPER - ST_JOE 345 kV | 2016-09-30 23:59 | 2019-05-22 14:45 | LN: MEC.MEC.MRYVLCLARN16_1.A | LN: NPPD.NPPD.11310.A
5641 | CMRCIMHOLXFR | SWPP | INT | LN CMRIVTP - CIM-PL1 115 kV ftlo XF HOLCOM1 345/1 kV | 106 | 114 | LN CMRIVTP - CIM-PL1 115 kV | XF HOLCOM1 345/1 kV | 2017-06-29 22:29 | 2019-05-22 14:45 | LN: SECI.SECI.10883.A | XF: SECI.SECI.HOLCOM1.1016.AB
5592 | DFSHRFROOTOL | SWPP | INT | LN FRIONA_R - HEREFORD 115 kV ftlo LN ROOSEVE2 - TOLKSUB 230 kV | 96 | 105 | LN FRIONA_R - HEREFORD 115 kV | LN ROOSEVE2 - TOLKSUB 230 kV | 2017-06-01 11:14 | 2019-05-22 14:45 | LN: SPS.SPS.HEREFFRION11_1.1 | LN: SPS.SPS.120.1
5014 | ELKXFRTUCOKU | SWPP | CFG | XF ELK-CITY 230/138 kV ftlo LN TUCO - OKLAUNIO 345 kV | 279 | 330 | XF ELK-CITY 230/138 kV | LN TUCO - OKLAUNIO 345 kV | 2017-06-01 11:14 | 2019-05-22 14:45 | XF: CSWS.CSWS.ELK-CITY.2220.5 | LN: SPS.SPS.136.1
5533 | EASESIEASSTJ | SWPP | RCF | LN EASTTOWN - EAST2 161 kV ftlo LN EASTTOWN - ST_JOE 345 kV | 357 | 390 | LN EASTTOWN - EAST2 161 kV | LN EASTTOWN - ST_JOE 345 kV | 2016-09-30 23:59 | 2019-05-22 14:45 | LN: MPS.MPS.11313.A | LN: MPS.MPS.EASTTOWN_STJOE.A
1322 | ELDXFRVALLYD | MISO | CFG | XF EL_EHV 500/1 kV ftlo LN VALLIANT - LYDIA 345 kV | 896 | 896 | XF EL_EHV 500/1 kV | LN VALLIANT - LYDIA 345 kV | 2017-06-01 11:14 | 2019-05-22 14:45 | XF: EES.EES.EL_EHV.AT2.AT2 | LN: CSWS.CSWS.926.A
24566 | TMP120_24566 | SWPP | INT | LN ARROWHE2 - CANYON_E 115 kV ftlo LN OKLAUNIO - TUCO 345 kV | 106 | 117 | LN ARROWHE2 - CANYON_E 115 kV | LN OKLAUNIO - TUCO 345 kV | 2019-02-21 09:40 | 2019-06-01 00:02 | LN: SPS.SPS.ARROW_SHOOFLY.A | LN: SPS.SPS.136.1
24766 | TMP122_24766 | SWPP | INT | LN SUNDOWN2 - SUNDOWN_ 115 kV ftlo LN NEEDMORE - YOAKUM 230 kV | 120 | 120 | LN SUNDOWN2 - SUNDOWN_ 115 kV | LN NEEDMORE - YOAKUM 230 kV | 2019-04-27 02:15 | 2019-06-01 00:02 | LN: SPS.SPS.156.1 | LN: SPS.SPS.NEEDMORE_YOAKU.A
24768 | TMP199_24768 | SWPP | INT | LN WOLFFORT - TERRY_CO 115 kV ftlo LN YOAKUM - NEEDMORE 230 kV | 120 | 154 | LN WOLFFORT - TERRY_CO 115 kV | LN YOAKUM - NEEDMORE 230 kV | 2019-04-27 03:42 | 2019-06-01 00:02 | LN: SPS.SPS.161.1 | LN: SPS.SPS.NEEDMORE_YOAKU.A
24734 | TMP235_24734 | SWPP | INT | LN ARROWHE2 - CANYON_E 115 kV ftlo LN BUSHLAND - DEAFSMIT 230 kV | 96 | 106 | LN ARROWHE2 - CANYON_E 115 kV | LN BUSHLAND - DEAFSMIT 230 kV | 2019-04-13 01:28 | 2019-06-01 00:02 | LN: SPS.SPS.ARROW_SHOOFLY.A | LN: SPS.SPS.BUSHL_DEAFSM.1
24636 | TMP278_24636 | SWPP | INT | LN ARROWHE2 - CANYON_E 115 kV ftlo LN AMARIL_S - SWISHER 230 kV | 106 | 117 | LN ARROWHE2 - CANYON_E 115 kV | LN AMARIL_S - SWISHER 230 kV | 2019-03-14 10:43 | 2019-06-01 00:02 | LN: SPS.SPS.ARROW_SHOOFLY.A | LN: SPS.SPS.27.B
24570 | TMP401_24570 | SWPP | INT | LN ARROWHE2 - CANYON_E 115 kV ftlo LN POTTER_S - NEWHART 230 kV | 106 | 117 | LN ARROWHE2 - CANYON_E 115 kV | LN POTTER_S - NEWHART 230 kV | 2019-02-22 00:43 | 2019-06-01 00:02 | LN: SPS.SPS.ARROW_SHOOFLY.A | LN: SPS.SPS.K90.A
24547 | TMP492_24547 | MISO | RCF | XF FORMAN 1/115 kV ftlo XF WAHPETN 41.6/1 kV | 112 | 140 | XF FORMAN 1/115 kV | XF WAHPETN 41.6/1 kV | 2019-02-15 22:43 | 2019-06-03 22:29 | XF: OTP.OTP.FORMAN.TR11.TR12 | XF: OTP.OTP.WAHPETN.TR21.TR23
24511 | TMP465_24511 | MISO | RCF | LN WLLMSNCB - BLMT 69 kV ftlo LN SHEFFLD1 - EMERY 161 kV | 48 | 48 | LN WLLMSNCB - BLMT 69 kV | LN SHEFFLD1 - EMERY 161 kV | 2019-01-30 23:13 | 2019-06-03 22:29 | LN: WAUE.WAUE.WLLMSBLMT69_1.1 | LN: WAUE.WAUE.SHEFFEMERY16_1.1
24496 | TMP121_24496 | MISO | RCF | LN SALIX_J - MORNGSD 161 kV ftlo LN RAUN - SIOUXCY2 345 kV | 317 | 317 | LN SALIX_J - MORNGSD 161 kV | LN RAUN - SIOUXCY2 345 kV | 2019-01-26 15:28 | 2019-06-03 22:29 | LN: WAUE.WAUE.SALIXMORNG16_1.1 | LN: WAUE.WAUE.RAUNSIOUX34_1.1
24448 | TMP385_24448 | MISO | RCF | LN OZRK_B - OMAHA 161 kV ftlo LN HRSN_E - HRSN_S 161 kV | 162 | 162 | LN OZRK_B - OMAHA 161 kV | LN HRSN_E - HRSN_S 161 kV | 2019-01-08 00:16 | 2019-06-03 22:29 | LN: EDE.EDE.OZRK_B-OMAHA_5.A | LN: EES.EES.HRSN_E_HRSN_S5.A
24906 | TMP122_24906 | SWPP | INT | LN CLARNDA - MRYVL_SJ 161 kV ftlo LN ST_JOE - FAIRPORT 345 kV | 152 | 171 | LN CLARNDA - MRYVL_SJ 161 kV | LN ST_JOE - FAIRPORT 345 kV | 2019-06-17 13:19 | 2019-06-17 17:17 | LN: MEC.MEC.MRYVLCLARN16_1.A | LN: MPS.MPS.FAIRPT-STJOE.A
5404 | AFTXFRAFTMIA | SWPP | INT | XF AFTON1 161/69 kV ftlo LN AFTON1 - MIAMI_1 161 kV | 50 | 9999 | XF AFTON1 161/69 kV | LN AFTON1 - MIAMI_1 161 kV | 2018-06-28 09:46 | 2019-07-01 00:18 | XF: GRDA.GRDA.AFTON1.8521.A | LN: GRDA.GRDA.8519.A
5396 | ARCXFRARCNOW | SWPP | INT | XF ARCAD7 345/1 kV ftlo LN ARCAD7 - NOWST1 345 kV | 429 | 448 | XF ARCAD7 345/1 kV | LN ARCAD7 - NOWST1 345 kV | 2019-02-21 10:01 | 2019-07-01 00:19 | XF: OKGE.OKGE.ARCAD7.BNK2.A2 | LN: OKGE.OKGE.8790.A
5605 | BENCHIBENWIC | SWPP | RCF | LN BENT - CHIS 138 kV ftlo LN BENT - WICH 345 kV | 239 | 239 | LN BENT - CHIS 138 kV | LN BENT - WICH 345 kV | 2016-09-30 23:59 | 2019-07-01 00:19 | LN: WR.WR.BENTCHIS13_1.1 | LN: WR.WR.BENTWICH34_1.1
5531 | FTCRAUSHCHOS | SWPP | RCF | LN FT_CAL - RAUN 345 kV ftlo LN SHELLCRK - HOSKINS 345 kV | 956 | 956 | LN FT_CAL - RAUN 345 kV | LN SHELLCRK - HOSKINS 345 kV | 2016-10-01 | 2019-07-01 00:20 | LN: MEC.MEC.FT_CARAUN34_1.1 | LN: NPPD.NPPD.NP_3515.A
5560 | GREMETPENMUN | SWPP | INT | LN GRNWOOD - METROPOL 161 kV ftlo LN PENT - MUND3 115 kV | 318 | 318 | LN GRNWOOD - METROPOL 161 kV | LN PENT - MUND3 115 kV | 2016-10-01 | 2019-07-01 00:21 | LN: KACY.KACY.GRNWOO_METROP1.1 | LN: WR.WR.4207.B
5676 | HOLXF345PLSC | SWPP | INT | XF HOLCOM1 345/1 kV ftlo LN SCOTCTY - PILE 115 kV | 336 | 359 | XF HOLCOM1 345/1 kV | LN SCOTCTY - PILE 115 kV | 2018-07-02 23:05 | 2019-07-01 00:21 | XF: SECI.SECI.HOLCOM1.1016.AB | LN: SECI.SECI.10129.A
5628 | HOLXFRCUDCRK | SWPP | INT | XF HOLCOM1 345/1 kV ftlo LN CRKCREEK - CUDAHY1 115 kV | 336 | 359 | XF HOLCOM1 345/1 kV | LN CRKCREEK - CUDAHY1 115 kV | 2017-06-29 22:29 | 2019-07-01 00:22 | XF: SECI.SECI.HOLCOM1.1016.AB | LN: SECI.SECI.10897.A
5675 | HOLXFRHARXFR | SWPP | INT | XF HOLCOM1 115/1 kV ftlo LN WALKMY1 - HARBINGR 115 kV | 336 | 359 | XF HOLCOM1 115/1 kV | LN WALKMY1 - HARBINGR 115 kV | 2018-07-02 23:05 | 2019-07-01 00:22 | XF: SECI.SECI.HOLCOM1.1016.AA | LN: SECI.SECI.WALKMY_HARBING.A
5026 | HOLXFRHOLSET | SWPP | INT | XF HOLCOM1 345/1 kV ftlo LN HOLCOM1 - SETAB1 345 kV | 336 | 359 | XF HOLCOM1 345/1 kV | LN HOLCOM1 - SETAB1 345 kV | 2018-12-23 06:54 | 2019-07-01 00:22 | XF: SECI.SECI.HOLCOM1.1016.AB | LN: SECI.SECI.10148.A
6104 | IATAN_EASTO | SWPP | RCF |  | 1215 | 1215 | LN IATAN - EASTTOWN 345 kV |  | 2016-10-01 | 2019-07-01 00:22 | LN: MPS.MPS.IATAN__ST_JOE1.A
5393 | IATXFRIATSTR | SWPP | INT | XF IATAN 345/161 kV ftlo LN IATAN - STRA 345 kV | 400 | 440 | XF IATAN 345/161 kV | LN IATAN - STRA 345 kV | 2018-02-08 21:03 | 2019-07-01 00:23 | XF: KCPL.KCPL.IATAN.XF1.XF1 | LN: KCPL.KCPL.IATAN__STR_CR1.1
5589 | INDSTNTUCCAR | SWPP | INT | LN INDIANA - STANTON 115 kV ftlo LN CARLISLE - TUCO 230 kV | 120 | 154 | LN INDIANA - STANTON 115 kV | LN CARLISLE - TUCO 230 kV | 2018-08-24 06:56 | 2019-07-01 00:23 | LN: SPS.SPS.147.1 | LN: SPS.SPS.135.1
5686 | JTCBRKJTCBAT | SWPP | INT | LN SWPS5 - BROOK_LN 161 kV ftlo LN BATFLD5 - SWDISP 161 kV | 515 | 532 | LN SWPS5 - BROOK_LN 161 kV | LN BATFLD5 - SWDISP 161 kV | 2018-07-02 23:05 | 2019-07-01 00:23 | LN: SPRM.SPRM.BROOKL-SWPP.A | LN: SPRM.SPRM.11591.A
5654 | KETPENNEORIV | SWPP | INT | LN PENSA1 - KETCHUM 161 kV ftlo LN NSES - RAM452 161 kV | 194 | 194 | LN PENSA1 - KETCHUM 161 kV | LN NSES - RAM452 161 kV | 2017-06-29 22:29 | 2019-07-01 00:23 | LN: GRDA.GRDA.KETCHUM_PENSA1.A | LN: WR.WR.10291.A
5670 | LUBALLLUBWOL | SWPP | INT | LN LUBBOCKS - ALLEN2 115 kV ftlo LN LUBBOCKS - WOLFFORT 230 kV | 159 | 159 | LN LUBBOCKS - ALLEN2 115 kV | LN LUBBOCKS - WOLFFORT 230 kV | 2018-07-02 23:05 | 2019-07-01 00:23 | LN: SPS.SPS.173.1 | LN: SPS.SPS.160.1
5683 | NEAMAYNEASUN | SWPP | INT | LN NEARMAN - MAYWOOD 161 kV ftlo LN NEARMAN - SUNSET4 161 kV | 588 | 600 | LN NEARMAN - MAYWOOD 161 kV | LN NEARMAN - SUNSET4 161 kV | 2018-07-02 23:05 | 2019-07-01 00:24 | LN: KACY.KACY.11273.A | LN: KACY.KACY.11272.A
5673 | NESALXHOLSET | SWPP | INT | LN NESCTY - ALXNDR 115 kV ftlo LN SETAB1 - HOLCOM1 345 kV | 80 | 80 | LN NESCTY - ALXNDR 115 kV | LN SETAB1 - HOLCOM1 345 kV | 2018-07-02 22:54 | 2019-07-01 00:24 | LN: WR.MIDW.10028.A | LN: SECI.SECI.10148.A
5557 | ROSELPROSSTE | SWPP | INT | LN ROSE - ELPA 138 kV ftlo LN ROSE - STEA 138 kV | 382 | 382 | LN ROSE - ELPA 138 kV | LN ROSE - STEA 138 kV | 2018-08-24 02:54 | 2019-07-01 00:24 | LN: WR.WR.79.1 | LN: WR.WR.4319.1
5038 | SETSCOHOLXFR | SWPP | INT | LN SETAB1 - SCOTCTY 115 kV ftlo XF HOLCOM1 345/1 kV | 195.4 | 195.4 | LN SETAB1 - SCOTCTY 115 kV | XF HOLCOM1 345/1 kV | 2019-03-14 14:34 | 2019-07-01 00:24 | LN: SECI.SECI.10130.A | XF: SECI.SECI.HOLCOM1.1016.AB
5595 | STAINDTUCCAR | SWPP | INT | LN STANTON - INDIANA 115 kV ftlo LN TUCO - CARLISLE 230 kV | 120 | 154 | LN STANTON - INDIANA 115 kV | LN TUCO - CARLISLE 230 kV | 2018-08-24 06:56 | 2019-07-01 00:24 | LN: SPS.SPS.147.1 | LN: SPS.SPS.135.1
22842 | TEMP62_22842 | MISO | RCF | LN FARGO - SHEYNNE 230 kV ftlo LN JMSTNOTP - BUFFALO2 345 kV | 342 | 342 | LN FARGO - SHEYNNE 230 kV | LN JMSTNOTP - BUFFALO2 345 kV | 2017-05-21 08:33 | 2019-07-01 00:24 | LN: OTP.OTP.FARGOSHEYN23_1.1 | LN: OTP.OTP.BUFFAJMSTN34_1.1
5682 | TERBARWETWOL | SWPP | INT | LN BARBER - TERRACE 161 kV ftlo LN WOLCOTT - WEATHRBY 161 kV | 318 | 318 | LN BARBER - TERRACE 161 kV | LN WOLCOTT - WEATHRBY 161 kV | 2018-07-02 23:05 | 2019-07-01 00:25 | LN: KACY.KACY.BARBER_TERRAC1.1 | LN: KACY.KACY.WOLCOTT_WEATHR.A
5583 | TERWOLSUNWOL | SWPP | INT | LN TERRY_CO - WOLFFORT 115 kV ftlo LN SUNDOWN2 - WOLFFORT 230 kV | 143 | 159 | LN TERRY_CO - WOLFFORT 115 kV | LN SUNDOWN2 - WOLFFORT 230 kV | 2018-04-07 06:36 | 2019-07-01 00:25 | LN: SPS.SPS.161.1 | LN: SPS.SPS.SUNDOWOLFF23_1.1
5637 | TOLPLXTOLPLX | SWPP | INT | LN TOLKSUB - PLXSUB 230 kV ftlo LN TOLKSUB - PLXSUB 230 kV | 478 | 546 | LN TOLKSUB - PLXSUB 230 kV | LN TOLKSUB - PLXSUB 230 kV | 2018-08-24 02:54 | 2019-07-01 00:25 | LN: SPS.SPS.629.1 | LN: SPS.SPS.126.1
5444 | TUCJONTUCCAR | SWPP | INT | LN TUCO - JONESSUB 230 kV ftlo LN TUCO - CARLISLE 230 kV | 555 | 610 | LN TUCO - JONESSUB 230 kV | LN TUCO - CARLISLE 230 kV | 2019-01-08 12:04 | 2019-07-01 00:26 | LN: SPS.SPS.137.1 | LN: SPS.SPS.135.1
5202 | VALIDAVALLYD | SWPP | INT | LN VALLIANT - IDABEL 138 kV ftlo LN VALLIANT - LYDIA 345 kV | 256 | 256 | LN VALLIANT - IDABEL 138 kV | LN VALLIANT - LYDIA 345 kV | 2018-03-31 23:55 | 2019-07-01 00:27 | LN: CSWS.CSWS.2132.B | LN: CSWS.CSWS.926.A
5606 | WELPHAWELGRE | SWPP | INT | LN WEL_SPA - PHARO_AE 138 kV ftlo LN WEL_SPA - GREASYC4 138 kV | 183 | 191 | LN WEL_SPA - PHARO_AE 138 kV | LN WEL_SPA - GREASYC4 138 kV | 2016-10-01 00:25 | 2019-07-01 00:27 | LN: AECI.AECI.PHARO_WELSPA.A | LN: SPA.SPA.7435.A
24645 | TMP464_24645 | MISO | RCF | LN FRANKLN - HAMP_TP 161 kV ftlo LN WELSBRG - M_TOWN 161 kV | 9999 | 9999 | LN FRANKLN - HAMP_TP 161 kV | LN WELSBRG - M_TOWN 161 kV | 2019-03-20 00:01 | 2019-07-01 01:33 | LN: MEC.MEC.FRANKHAMP_16_1.1 | LN: ALTW.ALTW.M_TOWWELSB16_2.1
5727 | CIMTUTCORLEO | SWPP | INT | LN CIMARRON - TUTCONTP 138 kV ftlo LN CORNVILL - LEONARD 138 kV | 191 | 191 | LN CIMARRON - TUTCONTP 138 kV | LN CORNVILL - LEONARD 138 kV | 2019-06-30 23:57 | 2019-07-02 12:53 | LN: OKGE.OKGE.CIMARRON_138.A | LN: CSWS.CSWS.2205.A
24576 | TEMP27_24576 | SWPP | INT | LN DSEC_25 - PANDASUB 115 kV ftlo LN TUCO - OKLAUNIO 345 kV | 103 | 114 | LN DSEC_25 - PANDASUB 115 kV | LN TUCO - OKLAUNIO 345 kV | 2019-02-25 01:56 | 2019-07-10 17:34 | LN: SPS.SPS.DSEC25_PANDA.1 | LN: SPS.SPS.136.1
24756 | TEMP26_24756 | SWPP | INT | LN OXY_WST - GAINES_C 115 kV ftlo XF TOLKSUB 345/230 kV | 120 | 120 | LN OXY_WST - GAINES_C 115 kV | XF TOLKSUB 345/230 kV | 2019-04-23 09:05 | 2019-07-10 17:34 | LN: SPS.SPS.GAINES_OXYWST.A | XF: SPS.SPS.TOLKSUB.817.TOK_230XFM
24769 | TEMP24_24769 | SWPP | INT | XF WILKES 345/138 kV ftlo LN WILKES - LONGWOO 345 kV | 458 | 458 | XF WILKES 345/138 kV | LN WILKES - LONGWOO 345 kV | 2019-04-27 15:30 | 2019-07-10 17:34 | XF: CSWS.CSWS.WILKES.978.345_138 | LN: CSWS.CSWS.858.A
24765 | TEMP07_24765 | SWPP | INT | LN TAYLOR_S - JOHNDRAW 115 kV ftlo XF TOLKSUB 345/230 kV | 157 | 175 | LN TAYLOR_S - JOHNDRAW 115 kV | XF TOLKSUB 345/230 kV | 2019-04-26 10:35 | 2019-07-10 17:34 | LN: SPS.SPS.W36.A | XF: SPS.SPS.TOLKSUB.817.TOK_230XFM
23892 | TEMP08_23892 | SWPP | INT | LN LANG - READ 115 kV ftlo LN EMPEC - SWIS 345 kV | 86 | 92 | LN LANG - READ 115 kV | LN EMPEC - SWIS 345 kV | 2018-05-26 18:45 | 2019-07-10 17:34 | LN: WR.WR.4074.1 | LN: WR.WR.EMPEC_SWIS.1
24961 | TMP358_24961 | SWPP | INT | LN LUBBOCKS - LP-SOUT2 230 kV ftlo LN JONESSUB - LP-HOLL2 230 kV | 100 | 143 | LN LUBBOCKS - LP-SOUT2 230 kV | LN JONESSUB - LP-HOLL2 230 kV | 2019-07-10 16:30 | 2019-07-10 19:36 | LN: SPS.SPS.LP-SOU_LUBBO_1.1 | LN: SPS.SPS.LP-HOL_JONES_1.A
24165 | TEMP57_24165 | SWPP | INT | LN WICH - BENT 345 kV ftlo LN VIOLA7 - RENFROW7 345 kV | 878 | 956 | LN WICH - BENT 345 kV | LN VIOLA7 - RENFROW7 345 kV | 2018-09-25 14:53 | 2019-07-11 16:45 | LN: WR.WR.BENTWICH34_1.1 | LN: WR.WR.HUNTER_VIOLA.A
24753 | TEMP71_24753 | SWPP | INT | LN KNOLL1 - REDLIN 115 kV ftlo LN POSTROCK - AXTELL1 345 kV | 80 | 80 | LN KNOLL1 - REDLIN 115 kV | LN POSTROCK - AXTELL1 345 kV | 2019-04-22 07:55 | 2019-07-11 16:45 | LN: WR.MIDW.9995.A | LN: WR.MIDW.POSTRCK_AXTEL.A
24774 | TEMP76_24774 | SWPP | INT | XF HOSKINS 230/115 kV ftlo LN WAKE_FLD - TWINCHUR 230 kV | 187 | 229 | XF HOSKINS 230/115 kV | LN WAKE_FLD - TWINCHUR 230 kV | 2019-04-29 10:24 | 2019-07-11 16:45 | XF: NPPD.NPPD.HOSKINS.1.1 | LN: NPPD.NPPD.WAKE_FLD_TWINC.A
24757 | TEMP09_24757 | SWPP | INT | LN TWINCHUR - EMERSON 115 kV ftlo LN RAUN - TEKAMHO 161 kV | 120 | 132 | LN TWINCHUR - EMERSON 115 kV | LN RAUN - TEKAMHO 161 kV | 2019-04-23 13:09 | 2019-07-11 16:45 | LN: NPPD.NPPD.NP_1098.A | LN: MEC.MEC.RAUNTEKAM16_1.1
24759 | TEMP48_24759 | SWPP | INT | LN FTRANDL - WH_SWAN 115 kV ftlo LN FTRANDL - SIOUXCY 230 kV | 120 | 120 | LN FTRANDL - WH_SWAN 115 kV | LN FTRANDL - SIOUXCY 230 kV | 2019-04-23 18:02 | 2019-07-11 16:45 | LN: WAUE.WAUE.FTRANWH_SW11_1.1 | LN: WAUE.WAUE.FTRANSIOUX23_1.1
24746 | TEMP79_24746 | SWPP | INT | LN SHAYS - MULGRE2 230 kV ftlo XF POSTROCK 230/345 kV | 297 | 297 | LN SHAYS - MULGRE2 230 kV | XF POSTROCK 230/345 kV | 2019-04-18 20:45 | 2019-07-11 16:45 | LN: WR.MIDW.MULGRE2_SHAYS.A | XF: WR.MIDW.POSTROCK.XF1.XF1
24641 | TEMP86_24641 | SWPP | INT | LN EMAN - MCDO 115 kV ftlo LN JEFF - GEAR 345 kV | 159 | 159 | LN EMAN - MCDO 115 kV | LN JEFF - GEAR 345 kV | 2019-03-15 20:38 | 2019-07-11 16:45 | LN: WR.WR.4183.1 | LN: WR.WR.GEAR_JEFF.A
24432 | TEMP47_24432 | SWPP | INT | LN RB_SPRLK - MOORE_CO 115 kV ftlo XF POTTER_S 345/230 kV | 80 | 80 | LN RB_SPRLK - MOORE_CO 115 kV | XF POTTER_S 345/230 kV | 2018-12-27 15:18 | 2019-07-11 16:45 | LN: SPS.SPS.LNW24_B.B | XF: SPS.SPS.POTTER_S.XF1.XF345
24444 | TMP125_24444 | SWPP | INT | LN BUFBEAR2 - BUFFLOWF 69 kV ftlo LN FTSUPL1 - WOODWRD 69 kV | 47 | 48 | LN BUFBEAR2 - BUFFLOWF 69 kV | LN FTSUPL1 - WOODWRD 69 kV | 2019-01-04 15:21 | 2019-07-11 16:45 | LN: WFEC.WFEC.BUFFLO_BUFFWND.A | LN: WFEC.WFEC.9360.A
24418 | TMP107_24418 | SWPP | INT | LN LEC - JARB 115 kV ftlo LN HOYT - STRA 345 kV | 100 | 118 | LN LEC - JARB 115 kV | LN HOYT - STRA 345 kV | 2018-12-14 00:48 | 2019-07-11 16:45 | LN: WR.WR.4169.1 | LN: WR.WR.11_HOYT.1
24653 | TEMP96_24653 | SWPP | INT | LN SNAKECK - ALIANCE 115 kV ftlo LN STEGALL - WAYSID_W 230 kV | 109 | 109 | LN SNAKECK - ALIANCE 115 kV | LN STEGALL - WAYSID_W 230 kV | 2019-03-21 00:59 | 2019-07-11 16:45 | LN: NPPD.NPPD.ALIANSNAKE11_1.1 | LN: WAUE.WAUE.WAYSISTEGA23_1.1
24656 | TMP113_24656 | SWPP | INT | LN DEAFSMIT - DSEC_25 115 kV ftlo LN BUSHLAND - POTTER_S 230 kV | 103 | 114 | LN DEAFSMIT - DSEC_25 115 kV | LN BUSHLAND - POTTER_S 230 kV | 2019-03-22 11:47 | 2019-07-11 16:45 | LN: SPS.SPS.DSEC25_DEAFSMI.1 | LN: SPS.SPS.POTTER_BUSH.1
24686 | TMP136_24686 | SWPP | INT | LN MOUND_RD - BART_COM 138 kV ftlo LN NE_COAL - DELAWARE 345 kV | 106 | 106 | LN MOUND_RD - BART_COM 138 kV | LN NE_COAL - DELAWARE 345 kV | 2019-04-02 01:00 | 2019-07-11 16:45 | LN: CSWS.CSWS.2090.A | LN: CSWS.CSWS.90_908.A
24738 | TEMP92_24738 | SWPP | INT | LN OAK - RAIN 69 kV ftlo LN CRSW - OXFO 138 kV | 43 | 43 | LN OAK - RAIN 69 kV | LN CRSW - OXFO 138 kV | 2019-04-16 10:30 | 2019-07-11 16:45 | LN: WR.WR.370.1 | LN: WR.WR.73.1
24706 | TMP132_24706 | SWPP | INT | LN SWIS - LAWH 230 kV ftlo LN SWIS - W_GARDNR 345 kV | 349 | 363 | LN SWIS - LAWH 230 kV | LN SWIS - W_GARDNR 345 kV | 2019-04-08 00:59 | 2019-07-11 16:45 | LN: WR.WR.39.1 | LN: KCPL.KCPL.SWIS_WGARD.A
24776 | TMP108_24776 | SWPP | INT | LN JOP1451 - ORO1101 161 kV ftlo LN TIP2921 - NEOSPA 161 kV | 223 | 223 | LN JOP1451 - ORO1101 161 kV | LN TIP2921 - NEOSPA 161 kV | 2019-04-30 12:00 | 2019-07-11 16:45 | LN: EDE.EDE.11331.A | LN: SPA.SPA.7363.A
24745 | TEMP88_24745 | SWPP | INT | LN ECENTERT - BENT_SL5 161 kV ftlo LN FLINTCRK - TONTITN5 161 kV | 286 | 337 | LN ECENTERT - BENT_SL5 161 kV | LN FLINTCRK - TONTITN5 161 kV | 2019-04-18 13:55 | 2019-07-11 16:45 | LN: CSWS.CSWS.ECENTROGER16_1.A | LN: CSWS.CSWS.766A.A
24773 | TMP102_24773 | SWPP | INT | LN CONCOR3 - BELOIT3 115 kV ftlo LN ELM_CRK - NMAN 230 kV | 115 | 122 | LN CONCOR3 - BELOIT3 115 kV | LN ELM_CRK - NMAN 230 kV | 2019-04-29 10:13 | 2019-07-11 16:45 | LN: SECI.SECI.10894.A | LN: WR.WR.NMAN_ELMCRK.A
24807 | TMP133_24807 | SWPP | INT | LN LAR3821 - SPRGFLD 161 kV ftlo LN FLINTCRK - BROOK_LN 345 kV | 167 | 167 | LN LAR3821 - SPRGFLD 161 kV | LN FLINTCRK - BROOK_LN 345 kV | 2019-05-16 01:21 | 2019-07-11 16:45 | LN: SPA.SPA.SPFLD-LARUSL.A | LN: AECI.AECI.FLNTCK-BROOK1.A
24117 | TMP105_24117 | SWPP | INT | LN WDWRD1 - FPLSWTCH 138 kV ftlo LN TATONGA - MATHWSN7 345 kV | 133 | 153 | LN WDWRD1 - FPLSWTCH 138 kV | LN TATONGA - MATHWSN7 345 kV | 2018-09-10 22:55 | 2019-07-11 16:45 | LN: OKGE.OKGE.8691.A | LN: OKGE.OKGE.TATONGA_MATHW2.A
24771 | TMP151_24771 | SWPP | INT | LN WELSH - DIANA 345 kV ftlo LN WELSH - WILKES 345 kV | 970 | 970 | LN WELSH - DIANA 345 kV | LN WELSH - WILKES 345 kV | 2019-04-28 17:08 | 2019-07-11 16:45 | LN: CSWS.CSWS.897.B | LN: CSWS.CSWS.974.A
24707 | TMP155_24707 | SWPP | INT | LN MCDO - SMAN 115 kV ftlo LN JEFF - AUBU 230 kV | 133 | 148 | LN MCDO - SMAN 115 kV | LN JEFF - AUBU 230 kV | 2019-04-08 01:10 | 2019-07-11 16:45 | LN: WR.WR.4021_4022.A | LN: WR.WR.4010_JEFF.1
24711 | TMP196_24711 | SWPP | INT | XF KELL 161/115 kV ftlo LN ST_JOE - EASTTOWN 345 kV | 86 | 92 | XF KELL 161/115 kV | LN ST_JOE - EASTTOWN 345 kV | 2019-04-08 16:29 | 2019-07-11 16:45 | XF: WR.WR.KELL.4056.KELL_10 | LN: MPS.MPS.EASTTOWN_STJOE.A
24737 | TMP145_24737 | SWPP | INT | LN OGALALA - BRULE 115 kV ftlo LN KEYSTONE - SIDNEYM 345 kV | 109 | 120 | LN OGALALA - BRULE 115 kV | LN KEYSTONE - SIDNEYM 345 kV | 2019-04-15 19:39 | 2019-07-11 16:45 | LN: NPPD.NPPD.OGALABRULE11_1.1 | LN: WAUE.WAUE.SIDNEKEYST34_1.1
24697 | TMP137_24697 | SWPP | INT | XF CATSAGR5 161/138 kV ftlo LN CATOOSA - CATSAGR5 138 kV | 150 | 167 | XF CATSAGR5 161/138 kV | LN CATOOSA - CATSAGR5 138 kV | 2019-04-04 20:11 | 2019-07-11 16:45 | XF: GRDA.GRDA.CATSAGR5.1292.2 | LN: GRDA.GRDA.CATOOSA_JUMP_1.A
24663 | TMP191_24663 | SWPP | INT | LN SUNDOWN2 - SUNDOWN_ 115 kV ftlo LN SUNDOWN2 - AMOCO_SW 230 kV | 120 | 120 | LN SUNDOWN2 - SUNDOWN_ 115 kV | LN SUNDOWN2 - AMOCO_SW 230 kV | 2019-03-26 21:47 | 2019-07-11 16:45 | LN: SPS.SPS.156.1 | LN: SPS.SPS.153.1
24658 | TMP180_24658 | SWPP | INT | LN PTRBRG_N - NELIGH 115 kV ftlo LN FT_CAL - RAUN 345 kV | 137 | 151 | LN PTRBRG_N - NELIGH 115 kV | LN FT_CAL - RAUN 345 kV | 2019-03-23 15:50 | 2019-07-11 16:45 | LN: NPPD.NPPD.1168A.A | LN: MEC.MEC.FT_CARAUN34_1.1
24419 | TMP158_24419 | SWPP | INT | LN SHARPER5 - ARCHIE 161 kV ftlo LN PECULIA7 - PHILL 345 kV | 234 | 234 | LN SHARPER5 - ARCHIE 161 kV | LN PECULIA7 - PHILL 345 kV | 2018-12-15 00:27 | 2019-07-11 16:45 | LN: MPS.MPS.ARCHIE_SHARP.A | LN: MPS.MPS.SIBLEY_STILWE1.A
24377 | TMP211_24377 | SWPP | INT | LN PENN1 - SNTFE 138 kV ftlo LN MCCLAI - PLVAL 138 kV | 191 | 191 | LN PENN1 - SNTFE 138 kV | LN MCCLAI - PLVAL 138 kV | 2018-11-30 16:03 | 2019-07-11 16:45 | LN: OKGE.OKGE.8821.A | LN: OKGE.OKGE.MCCLAI_PLVAL_1.A
24480 | TMP153_24480 | SWPP | INT | LN GRDVWE - LNGVW1 161 kV ftlo XF PHILL 345/161 kV | 234 | 234 | LN GRDVWE - LNGVW1 161 kV | XF PHILL 345/161 kV | 2019-01-19 00:33 | 2019-07-11 16:45 | LN: MPS.MPS.11028.A | XF: MPS.MPS.PHILL.XMR1.345_161
24508 | TMP157_24508 | SWPP | INT | LN LYN_REC1 - TERRY_CO 115 kV ftlo LN SUNDOWN2 - WOLFFORT 230 kV | 80 | 80 | LN LYN_REC1 - TERRY_CO 115 kV | LN SUNDOWN2 - WOLFFORT 230 kV | 2019-01-29 09:48 | 2019-07-11 16:45 | LN: SPS.SPS.TERRYLYN_R11_1.1 | LN: SPS.SPS.SUNDOWOLFF23_1.1
24568 | TMP184_24568 | SWPP | INT | LN AXTELL1 - KEARNEY9 115 kV ftlo LN SWEETW4 - GRISLD1 345 kV | 161 | 177 | LN AXTELL1 - KEARNEY9 115 kV | LN SWEETW4 - GRISLD1 345 kV | 2019-02-21 15:36 | 2019-07-11 16:45 | LN: NPPD.NPPD.1067.A | LN: NPPD.NPPD.GRISLD1_SWEETW.A
24832 | TMP142_24832 | SWPP | INT | LN HUDSON - TSE_NEW 138 kV ftlo LN TULSA_PS - 36_LEWIS 138 kV | 168 | 168 | LN HUDSON - TSE_NEW 138 kV | LN TULSA_PS - 36_LEWIS 138 kV | 2019-05-22 18:11 | 2019-07-11 16:45 | LN: CSWS.CSWS.2057.A | LN: CSWS.CSWS.2028.A
24510 | TMP232_24510 | SWPP | INT | LN HARBINE - BEATRICE 115 kV ftlo LN HARBINE - FAIRBURY 115 kV | 99 | 109 | LN HARBINE - BEATRICE 115 kV | LN HARBINE - FAIRBURY 115 kV | 2019-01-29 23:43 | 2019-07-11 16:45 | LN: NPPD.NPPD.1175A.A | LN: NPPD.NPPD.1175B.A
24443 | TMP212_24443 | SWPP | INT | LN KNOLL1 - REDLIN 115 kV ftlo LN BUCKNER7 - HOLCOM1 345 kV | 80 | 80 | LN KNOLL1 - REDLIN 115 kV | LN BUCKNER7 - HOLCOM1 345 kV | 2019-01-03 21:52 | 2019-07-11 16:45 | LN: WR.MIDW.9995.A | LN: SECI.SECI.10149.B
24695 | TMP215_24695 | SWPP | INT | XF FLINTCRK 345/161 kV ftlo LN CLRKSVLE - CHAMBERS 345 kV | 400 | 400 | XF FLINTCRK 345/161 kV | LN CLRKSVLE - CHAMBERS 345 kV | 2019-04-04 04:44 | 2019-07-11 16:45 | XF: CSWS.CSWS.FLINTCRK.773.EAST_34 | LN: CSWS.CSWS.CLRKSV_CHAMBE1.A
24631 | TMP237_24631 | SWPP | INT | XF WICH 345/138 kV ftlo LN WICH - VIOLA7 345 kV | 400 | 430 | XF WICH 345/138 kV | LN WICH - VIOLA7 345 kV | 2019-03-13 16:11 | 2019-07-11 16:45 | XF: WR.WR.WICH.1064.WICH_11 | LN: WR.WR.VIOLA_WICH.B
24730 | TMP249_24730 | SWPP | INT | LN WAKITA - WAKITSUB 138 kV ftlo LN HUNTERS7 - WDRNG1 345 kV | 160 | 187 | LN WAKITA - WAKITSUB 138 kV | LN HUNTERS7 - WDRNG1 345 kV | 2019-04-11 19:42 | 2019-07-11 16:45 | LN: WFEC.WFEC.WAKITA_WAKTSUB.1 | LN: OKGE.OKGE.8622.A
24731 | TMP221_24731 | SWPP | INT | LN WDRNG1 - REDGNTN7 345 kV ftlo LN ONEOK - NOWST1 345 kV | 1015 | 1015 | LN WDRNG1 - REDGNTN7 345 kV | LN ONEOK - NOWST1 345 kV | 2019-04-11 20:03 | 2019-07-11 16:45 | LN: OKGE.OKGE.REDGNTN7_WDRNG.A | LN: OKGE.OKGE.ONEOK_NOWST1.A
24733 | TMP246_24733 | SWPP | INT | LN GENEVA - FRIEND 115 kV ftlo LN MCCOOL - MOORE 345 kV | 120 | 132 | LN GENEVA - FRIEND 115 kV | LN MCCOOL - MOORE 345 kV | 2019-04-12 11:44 | 2019-07-11 16:45 | LN: NPPD.NPPD.1259A.A | LN: NPPD.NPPD.NP_3502-A.A
24720 | TMP218_24720 | SWPP | INT | LN OAHE - SULLYBT 230 kV ftlo LN OAHE - PHILTAP 230 kV | 239 | 239 | LN OAHE - SULLYBT 230 kV | LN OAHE - PHILTAP 230 kV | 2019-04-10 10:43 | 2019-07-11 16:45 | LN: WAUE.WAUE.OAHESULLY23_1.1 | LN: WAUE.WAUE.PHILTOAHE23_1.1
24724 | TMP216_24724 | SWPP | INT | LN G_GENT1 - N_PLT1 230 kV ftlo LN G_GENT1 - SWEETW4 345 kV | 452 | 497 | LN G_GENT1 - N_PLT1 230 kV | LN G_GENT1 - SWEETW4 345 kV | 2019-04-11 07:31 | 2019-07-11 16:45 | LN: NPPD.NPPD.N_PLT1_GG1.A | LN: NPPD.NPPD.12212.A
23538 | TMP214_23538 | SWPP | INT | LN PENN1 - SNTFE 138 kV ftlo LN PLVAL - HOLWD 138 kV | 191 | 191 | LN PENN1 - SNTFE 138 kV | LN PLVAL - HOLWD 138 kV | 2018-02-16 15:21 | 2019-07-11 16:45 | LN: OKGE.OKGE.8821.A | LN: OKGE.OKGE.8826.A
24718 | TMP259_24718 | SWPP | INT | LN RLND_PRK - MIDTOWN 161 kV ftlo LN IATAN - NASHUA 345 kV | 223 | 223 | LN RLND_PRK - MIDTOWN 161 kV | LN IATAN - NASHUA 345 kV | 2019-04-10 06:53 | 2019-07-11 16:45 | LN: KCPL.KCPL.MIDTOW_RLND_P1.1 | LN: KCPL.KCPL.IATAN_NASHUA.A
24726 | TMP292_24726 | SWPP | INT | LN TUPELO2 - SBROWN 138 kV ftlo LN TERRY_RD - SUNNYSDE 345 kV | 96 | 96 | LN TUPELO2 - SBROWN 138 kV | LN TERRY_RD - SUNNYSDE 345 kV | 2019-04-11 14:26 | 2019-07-11 16:45 | LN: WFEC.WFEC.7444.A | LN: CSWS.CSWS.TERRYRD_SUNYSD.A
24714 | TMP260_24714 | SWPP | INT | LN RB_SPRLK - MOORE_CO 115 kV ftlo LN SHERMAN - DALLAM 115 kV | 80 | 80 | LN RB_SPRLK - MOORE_CO 115 kV | LN SHERMAN - DALLAM 115 kV | 2019-04-09 15:33 | 2019-07-11 16:45 | LN: SPS.SPS.LNW24_B.B | LN: SPS.SPS.W05_B.A
24701 | TMP298_24701 | SWPP | INT | LN HARBINE - BEATRICE 115 kV ftlo LN MCCOOL - MOORE 345 kV | 99 | 109 | LN HARBINE - BEATRICE 115 kV | LN MCCOOL - MOORE 345 kV | 2019-04-05 16:53 | 2019-07-11 16:45 | LN: NPPD.NPPD.1175A.A | LN: NPPD.NPPD.NP_3502-A.A
24702 | TMP258_24702 | SWPP | INT | LN HARBINE - BEATRICE 115 kV ftlo LN ROSEMONT - PAULINE 115 kV | 99 | 109 | LN HARBINE - BEATRICE 115 kV | LN ROSEMONT - PAULINE 115 kV | 2019-04-05 19:24 | 2019-07-11 16:45 | LN: NPPD.NPPD.1175A.A | LN: NPPD.NPPD.1171B.A
24490 | TMP293_24490 | SWPP | INT | LN PLXSUB - HALE_CO 115 kV ftlo LN PLXSUB - NEWHART 230 kV | 80 | 80 | LN PLXSUB - HALE_CO 115 kV | LN PLXSUB - NEWHART 230 kV | 2019-01-23 11:33 | 2019-07-11 16:45 | LN: SPS.SPS.129.1 | LN: SPS.SPS.108.1
24584 | TMP304_24584 | SWPP | INT | LN DENVER_C - SHELL_NO 115 kV ftlo LN MSTNG - YOAKUM 230 kV | 163 | 163 | LN DENVER_C - SHELL_NO 115 kV | LN MSTNG - YOAKUM 230 kV | 2019-02-27 14:40 | 2019-07-11 16:45 | LN: SPS.SPS.DENVESHELL11_1.1 | LN: SPS.SPS.MSTNG_YOAKUM.A
24287 | TMP294_24287 | SWPP | INT | LN WDWRD1 - FPLSWTCH 138 kV ftlo LN WDWRDEHV - IODINE4 138 kV | 133 | 153 | LN WDWRD1 - FPLSWTCH 138 kV | LN WDWRDEHV - IODINE4 138 kV | 2018-11-04 16:06 | 2019-07-11 16:45 | LN: OKGE.OKGE.8691.A | LN: OKGE.OKGE.DEWEY_IODINE.A
24367 | TMP301_24367 | SWPP | INT | LN KNOLL1 - SALINE 115 kV ftlo LN KNOLL1 - REDLIN 115 kV | 80 | 80 | LN KNOLL1 - SALINE 115 kV | LN KNOLL1 - REDLIN 115 kV | 2018-11-27 20:06 | 2019-07-11 16:45 | LN: WR.MIDW.9975.A | LN: WR.MIDW.9995.A
24369 | TMP326_24369 | SWPP | INT | LN LYN_REC1 - TERRY_CO 115 kV ftlo LN NEEDMORE - YOAKUM 230 kV | 80 | 80 | LN LYN_REC1 - TERRY_CO 115 kV | LN NEEDMORE - YOAKUM 230 kV | 2018-11-28 17:14 | 2019-07-11 16:45 | LN: SPS.SPS.TERRYLYN_R11_1.1 | LN: SPS.SPS.NEEDMORE_YOAKU.A
24325 | TMP316_24325 | SWPP | INT | LN WHEGL - OSAGE_OG 138 kV ftlo LN WHEGL - CONEM 138 kV | 191 | 191 | LN WHEGL - OSAGE_OG 138 kV | LN WHEGL - CONEM 138 kV | 2018-11-14 13:25 | 2019-07-11 16:45 | LN: OKGE.OKGE.8654.A | LN: OKGE.OKGE.8662.A
24326 | TMP392_24326 | SWPP | INT | LN TIP2921 - NEOSPA 161 kV ftlo LN GRDA17 - TONNECE 345 kV | 222 | 222 | LN TIP2921 - NEOSPA 161 kV | LN GRDA17 - TONNECE 345 kV | 2018-11-14 10:35 | 2019-07-11 16:45 | LN: SPA.SPA.7363.A | LN: GRDA.GRDA.TONN_GRDA.A
24348 | TMP332_24348 | SWPP | INT | LN LYN_REC1 - TERRY_CO 115 kV ftlo LN SUNDOWN2 - AMOCO_SW 230 kV | 80 | 80 | LN LYN_REC1 - TERRY_CO 115 kV | LN SUNDOWN2 - AMOCO_SW 230 kV | 2018-11-21 16:24 | 2019-07-11 16:45 | LN: SPS.SPS.TERRYLYN_R11_1.1 | LN: SPS.SPS.153.1
24477 | TMP311_24477 | SWPP | INT | LN SPERVI1 - MULGRE2 230 kV ftlo LN SPERVI1 - POSTROCK 345 kV | 398.4 | 398.4 | LN SPERVI1 - MULGRE2 230 kV | LN SPERVI1 - POSTROCK 345 kV | 2019-01-17 19:30 | 2019-07-11 16:45 | LN: SECI.SECI.10940.A | LN: WR.MIDW.POSTRCK_SPERV.A
24700 | TMP323_24700 | SWPP | INT | LN PAULINE - HASTING_ 115 kV ftlo LN SWEETW4 - GRISLD1 345 kV | 115 | 126 | LN PAULINE - HASTING_ 115 kV | LN SWEETW4 - GRISLD1 345 kV | 2019-04-05 16:31 | 2019-07-11 16:45 | LN: NPPD.NPPD.NP_1148-A.1 | LN: NPPD.NPPD.GRISLD1_SWEETW.A
24674 | TMP327_24674 | SWPP | INT | LN 70_BLUF - SUB1214 161 kV ftlo LN WAGENER - SUB3454 345 kV | 110 | 120 | LN 70_BLUF - SUB1214 161 kV | LN WAGENER - SUB3454 345 kV | 2019-03-29 14:09 | 2019-07-11 16:45 | LN: LES.LES.SUB1270_BL16_1.1 | LN: LES.LES.WAGENSUB3434_1.1
24618 | TMP381_24618 | SWPP | INT | LN PAXTON - ELSIETP 115 kV ftlo LN G_GENT1 - OGALALA 230 kV | 108 | 108 | LN PAXTON - ELSIETP 115 kV | LN G_GENT1 - OGALALA 230 kV | 2019-03-09 14:02 | 2019-07-11 16:45 | LN: NPPD.NPPD.ELSIEPAXTO11_1.1 | LN: NPPD.NPPD.GENTLOGALA23_1.1
24590 | TMP435_24590 | SWPP | INT | XF YOAKUM 230/115 kV ftlo LN YOAKUM - MSTNG 230 kV | 149 | 149 | XF YOAKUM 230/115 kV | LN YOAKUM - MSTNG 230 kV | 2019-03-02 00:24 | 2019-07-11 16:45 | XF: SPS.SPS.YOAKUM.XF2.TRN115 | LN: SPS.SPS.MSTNG_YOAKUM.A
24592 | TMP413_24592 | SWPP | INT | LN DEAFSMIT - DSEC_25 115 kV ftlo LN TUCO - OKLAUNIO 345 kV | 103 | 114 | LN DEAFSMIT - DSEC_25 115 kV | LN TUCO - OKLAUNIO 345 kV | 2019-03-04 01:21 | 2019-07-11 16:45 | LN: SPS.SPS.DSEC25_DEAFSMI.1 | LN: SPS.SPS.136.1
24669 | TMP396_24669 | SWPP | INT | LN KNOLL1 - SALINE 115 kV ftlo LN ELLSWTP3 - RUSSEL3 115 kV | 80 | 80 | LN KNOLL1 - SALINE 115 kV | LN ELLSWTP3 - RUSSEL3 115 kV | 2019-03-27 21:26 | 2019-07-11 16:45 | LN: WR.MIDW.9975.A | LN: SECI.SECI.10901.A
24688 | TMP403_24688 | SWPP | INT | XF MOORE 345/115 kV ftlo LN MOORE - NW68HOL 345 kV | 307 | 338 | XF MOORE 345/115 kV | LN MOORE - NW68HOL 345 kV | 2019-03-27 16:49 | 2019-07-11 16:45 | XF: NPPD.NPPD.MOORE.1.1 | LN: LES.LES.NW68HMOORE34_1.1
24662 | TMP434_24662 | SWPP | INT | LN UNRIDGE - MORR 230 kV ftlo LN WICH - EMPEC 345 kV | 363 | 363 | LN UNRIDGE - MORR 230 kV | LN WICH - EMPEC 345 kV | 2019-03-26 21:47 | 2019-07-11 16:45 | LN: WR.WR.SUMMMORR23_1.1 | LN: WR.WR.EMPEC_WICH.1
24654 | TMP411_24654 | SWPP | INT | LN SNEED_RB - MOORE_CO 115 kV ftlo LN NICHSUB - FAIN 115 kV | 120 | 120 | LN SNEED_RB - MOORE_CO 115 kV | LN NICHSUB - FAIN 115 kV | 2019-03-21 09:53 | 2019-07-11 16:45 | LN: SPS.SPS.MOORESNEED11_1.1 | LN: SPS.SPS.23.B
24521 | TMP431_24521 | SWPP | INT | LN POTTER_S - MOORE_CO 230 kV ftlo LN POTTER_S - HITCH 345 kV | 329 | 329 | LN POTTER_S - MOORE_CO 230 kV | LN POTTER_S - HITCH 345 kV | 2019-02-05 11:53 | 2019-07-11 16:45 | LN: SPS.SPS.POTTEMOORE23_1.1 | LN: SPS.SPS.HITCH_POTTER.A
24563 | TMP418_24563 | SWPP | INT | LN DAWN - PANDASUB 115 kV ftlo LN POTTER_S - NEWHART 230 kV | 103 | 114 | LN DAWN - PANDASUB 115 kV | LN POTTER_S - NEWHART 230 kV | 2019-02-21 01:05 | 2019-07-11 16:45 | LN: SPS.SPS.HEREFD_DAWN.1 | LN: SPS.SPS.K90.A
24529 | TMP498_24529 | SWPP | INT | LN LEBROCK - PIRKEY 345 kV ftlo LN TENASKA - CROCKETT 345 kV | 896 | 986 | LN LEBROCK - PIRKEY 345 kV | LN TENASKA - CROCKETT 345 kV | 2019-02-07 20:01 | 2019-07-11 16:45 | LN: CSWS.CSWS.LEBROCK_PIRK_2.A | LN: CSWS.CSWS.TENASK_CROCK_1.A
24530 | TMP497_24530 | SWPP | INT | LN DENVER_C - SHELL_NO 115 kV ftlo XF YOAKUM 230/115 kV | 163 | 163 | LN DENVER_C - SHELL_NO 115 kV | XF YOAKUM 230/115 kV | 2019-02-07 20:34 | 2019-07-11 16:45 | LN: SPS.SPS.DENVESHELL11_1.1 | XF: SPS.SPS.YOAKUM.XF2.TRN115
24531 | TMP495_24531 | SWPP | INT | LN DENVER_C - TERRY_CO 115 kV ftlo LN YOAKUM - AMOCO_SW 230 kV | 100 | 100 | LN DENVER_C - TERRY_CO 115 kV | LN YOAKUM - AMOCO_SW 230 kV | 2019-02-08 02:46 | 2019-07-11 16:45 | LN: SPS.SPS.163.1 | LN: SPS.SPS.167.1
24659 | TMP449_24659 | SWPP | INT | LN LNGVW1 - GRDVWE 161 kV ftlo XF PHILL 161/345 kV | 234 | 234 | LN LNGVW1 - GRDVWE 161 kV | XF PHILL 161/345 kV | 2019-03-25 07:00 | 2019-07-11 16:45 | LN: MPS.MPS.11028.A | XF: MPS.MPS.PHILL.XMR1.345_161
24647 | TMP487_24647 | SWPP | INT | LN LAR3821 - SPRGFLD 161 kV ftlo LN MONETT - AUR1241 161 kV | 167 | 167 | LN LAR3821 - SPRGFLD 161 kV | LN MONETT - AUR1241 161 kV | 2019-03-19 00:41 | 2019-07-11 16:45 | LN: SPA.SPA.SPFLD-LARUSL.A | LN: EDE.EDE.11337.A
24602 | TMP444_24602 | SWPP | INT | LN EMAN - MCDO 115 kV ftlo XF JEFF 1/345 kV | 159 | 159 | LN EMAN - MCDO 115 kV | XF JEFF 1/345 kV | 2019-03-05 11:31 | 2019-07-11 16:45 | LN: WR.WR.4183.1 | XF: WR.WR.JEFF.1072.JEFF13H
24625 | TMP481_24625 | SWPP | INT | XF WICH 345/138 kV ftlo LN WICH - BENT 345 kV | 400 | 430 | XF WICH 345/138 kV | LN WICH - BENT 345 kV | 2019-03-12 05:02 | 2019-07-11 16:45 | XF: WR.WR.WICH.1064.WICH_11 | LN: WR.WR.BENTWICH34_1.1
24969 | TMP133_24969 | MISO | INT |  | 475 | 475 | LN BUFFRID - LKYNKTN 115 kV |  | 2019-07-15 18:55 | 2019-07-19 05:58 | LN: NSP.NSP.LKYNKBUFFR11_1.1
24995 | TMP192_24995 | SWPP | INT | LN FORMAN - FORMNWA 115 kV ftlo LN JAMESTN - VALLEYC 115 kV | 80 | 88 | LN FORMAN - FORMNWA 115 kV | LN JAMESTN - VALLEYC 115 kV | 2019-07-24 15:43 | 2019-07-24 16:08 | LN: OTP.OTP.FORMAFORMN11_1.1 | LN: WAUE.WAUE.VALLEJAMES11_1.1
2661 | MONCLIOVEXFR | AECI | RCF | LN MONTROSE - CLINTON 161 kV ftlo XF OVER 345/161 kV | 501 | 501 | LN MONTROSE - CLINTON 161 kV | XF OVER 345/161 kV | 2014-11-01 19:16 | 2019-07-24 23:31 | LN: AECI.AECI.CLINTO_MONTRO1.1 | XF: AMRN.AMRN.OVER.X345.XFMR_1_345
2660 | MONCLILACNEO | AECI | RCF | LN MONTROSE - CLINTON 161 kV ftlo LN LACYGNE - N345 345 kV | 501 | 501 | LN MONTROSE - CLINTON 161 kV | LN LACYGNE - N345 345 kV | 2016-10-01 | 2019-07-24 23:31 | LN: AECI.AECI.CLINTO_MONTRO1.1 | LN: KCPL.KCPL.LACYGN_NEOSHO1.1
24782 | TMP417_24782 | SWPP | RCF | LN MRYVL_SJ - CLARNDA 161 kV ftlo LN ATCHISNM - ORENTDRT 345 kV | 184 | 199 | LN MRYVL_SJ - CLARNDA 161 kV | LN ATCHISNM - ORENTDRT 345 kV | 2019-05-02 12:45 | 2019-07-24 23:31 | LN: MEC.MEC.MRYVLCLARN16_1.A | LN: MEC.MEC.ATCHIORENT34_1.1
24789 | TMP419_24789 | SWPP | RCF | LN MONTROSE - CLINTON 161 kV ftlo LN SIBL_KCP - OVER 345 kV | 106 | 106 | LN MONTROSE - CLINTON 161 kV | LN SIBL_KCP - OVER 345 kV | 2019-04-08 12:15 | 2019-07-24 23:31 | LN: AECI.AECI.CLINTO_MONTRO1.1 | LN: AMRN.AMRN.OVER-SIB-3.A
24992 | TMP270_24992 | AECI | RCF | LN CLEVLND7 - CLEV_AEC 138 kV ftlo LN CLEVLND7 - TULSA_NO 345 kV | 370 | 370 | LN CLEVLND7 - CLEV_AEC 138 kV | LN CLEVLND7 - TULSA_NO 345 kV | 2019-07-26 09:10 | 2019-07-29 16:08 | LN: GRDA.GRDA.CLEVL_GRD_AECI.A | LN: GRDA.GRDA.CLEVELAND.A
23289 | TMP123_23289 | SWPP | RCF | LN WBURGE1 - WAFB 161 kV ftlo LN SIBL_KCP - OVER 345 kV | 167 | 167 | LN WBURGE1 - WAFB 161 kV | LN SIBL_KCP - OVER 345 kV | 2017-11-20 00:47 | 2019-08-01 00:03 | LN: MPS.MPS.11035.A | LN: AMRN.AMRN.OVER-SIB-3.A
23661 | TMP269_23661 | SWPP | RCF | LN CHAR_CK - WATFORD 230 kV ftlo LN CHAR_CK - PATENT_G 345 kV | 402 | 402 | LN CHAR_CK - WATFORD 230 kV | LN CHAR_CK - PATENT_G 345 kV | 2018-03-31 01:37 | 2019-08-01 00:03 | LN: WAUE.WAUE.CHAR_WATFO23_1.1 | LN: WAUE.WAUE.CHAR_CK_PATENT.A
24546 | TMP220_24546 | SWPP | RCF | LN FORMAN - FORMNWA 115 kV ftlo LN HANKSON - WAHPETN 230 kV | 80 | 88 | LN FORMAN - FORMNWA 115 kV | LN HANKSON - WAHPETN 230 kV | 2019-02-14 23:14 | 2019-08-01 14:50 | LN: OTP.OTP.FORMAFORMN11_1.1 | LN: OTP.OTP.WAHPEHANKS23_1.1
24725 | TMP282_24725 | MISO | RCF | LN BLKHAWK - BREMERCO 161 kV ftlo LN ADAMS_I - BARTONSS 161 kV | 258 | 272 | LN BLKHAWK - BREMERCO 161 kV | LN ADAMS_I - BARTONSS 161 kV | 2019-04-13 06:30 | 2019-08-01 14:50 | LN: WAUE.WAUE.BREMEBLKHA16_1.1 | LN: ALTW.ALTW.BARTOADAMS16_1.1
24678 | TMP409_24678 | MISO | RCF | LN WRIGHT2 - WEBSTER2 161 kV ftlo LN GRIMES - BVRCRFBC 345 kV | 212 | 212 | LN WRIGHT2 - WEBSTER2 161 kV | LN GRIMES - BVRCRFBC 345 kV | 2019-04-01 08:43 | 2019-08-01 14:50 | LN: MEC.MEC.WEBSTWRIGH16_1.1 | LN: MEC.MEC.BVRCRGRIME34_1.1
24646 | TMP482_24646 | MISO | RCF | LN FRANKLN - HAMP_TP 161 kV ftlo LN NUTHTCH - IFIP 161 kV | 245 | 262 | LN FRANKLN - HAMP_TP 161 kV | LN NUTHTCH - IFIP 161 kV | 2019-03-20 00:01 | 2019-08-01 14:50 | LN: MEC.MEC.FRANKHAMP_16_1.1 | LN: ALTW.ALTW.IFIPNUTHT16_2.1
24740 | TEMP52_24740 | MISO | RCF | LN HAYWARD - MURPHYCR 161 kV ftlo LN ADAMS_I - ROCHSTR 161 kV | 279 | 307 | LN HAYWARD - MURPHYCR 161 kV | LN ADAMS_I - ROCHSTR 161 kV | 2019-04-17 16:56 | 2019-08-01 14:56 | LN: SMP.SMP.MURPHHAYWA16_1.1 | LN: DPC.DPC.ROCHSADAMS16_1.1
24747 | TEMP60_24747 | SWPP | RCF | LN QUITMN - HEBR_S 161 kV ftlo LN HOLBOT - INDEP2 500 kV | 167 | 167 | LN QUITMN - HEBR_S 161 kV | LN HOLBOT - INDEP2 500 kV | 2019-04-20 16:30 | 2019-08-01 14:56 | LN: EES.EES.HEBR_S_QUITMN5.A | LN: EES.EES.INDEP2_HOLBOT8.A
24533 | TMP317_24533 | SWPP | INT | LN BEAPWRST - CLATONIA 115 kV ftlo LN BEAPWRST - SHELDON 115 kV | 140 | 154 | LN BEAPWRST - CLATONIA 115 kV | LN BEAPWRST - SHELDON 115 kV | 2019-02-08 15:55 | 2019-08-13 16:46 | LN: NPPD.NPPD.NP_1178-B.A | LN: NPPD.NPPD.NP_1177-B.A
24453 | TMP361_24453 | SWPP | INT | LN LEC - MIDJ 115 kV ftlo LN LAWH - MIDJ 230 kV | 103 | 122 | LN LEC - MIDJ 115 kV | LN LAWH - MIDJ 230 kV | 2019-01-09 00:46 | 2019-08-13 16:46 | LN: WR.WR.3060.1 | LN: WR.WR.LAWHMIDJ23_1.1
24856 | TMP475_24856 | SWPP | INT | LN STULT - TECH 115 kV ftlo LN LAWH - SWIS 230 kV | 86 | 92 | LN STULT - TECH 115 kV | LN LAWH - SWIS 230 kV | 2019-05-30 00:31 | 2019-08-13 16:46 | LN: WR.WR.4194.1 | LN: WR.WR.39.1
23981 | TMP360_23981 | SWPP | INT | LN SW_STA - ANADARKO 138 kV ftlo LN GRACMONT - ANADARKO 138 kV | 212 | 212 | LN SW_STA - ANADARKO 138 kV | LN GRACMONT - ANADARKO 138 kV | 2018-06-23 00:25 | 2019-08-13 16:52 | LN: WFEC.WFEC.ANADARKO.A | LN: OKGE.OKGE.WASH_ANAD_2.A
24973 | TEMP08_24973 | SWPP | INT |  | 100 | 130 | LN LUBBOCKS - LP-SOUT2 230 kV |  | 2019-07-16 14:15 | 2019-08-15 11:15 | LN: SPS.SPS.LP-SOU_LUBBO_1.1
24972 | TEMP09_24972 | SWPP | INT | XF RENO 345/1 kV ftlo XF RENO 345/1 kV | 280 | 308 | XF RENO 345/1 kV | XF RENO 345/1 kV | 2019-07-15 13:16 | 2019-08-18 05:37 | XF: WR.WR.RENO.2.2P | XF: WR.WR.RENO.1.1P
24128 | TEMP41_24128 | SWPP | RCF | XF TURK_PP 138/115 kV ftlo LN LONGWOO - SAREPT 345 kV | 164 | 177 | XF TURK_PP 138/115 kV | LN LONGWOO - SAREPT 345 kV | 2018-09-14 17:48 | 2019-08-18 05:37 | XF: CSWS.CSWS.TURK_PP.3.TURK_138/1 | LN: EES.EES.EL_EHV_LONGWD7.B
24216 | TEMP81_24216 | SWPP | RCF | XF GARRISN 230/1 kV ftlo LN HILKEN - BISMARK2 230 kV | 200 | 250 | XF GARRISN 230/1 kV | LN HILKEN - BISMARK2 230 kV | 2018-10-09 19:25 | 2019-08-18 05:37 | XF: WAUE.WAUE.GARRISN.V3A1.KV3A1 | LN: WAUE.WAUE.HILKEBISMA23_1.1
24492 | TMP106_24492 | SWPP | RCF | XF FLINTCRK 345/161 kV ftlo LN SHIPE_RD - FLINTCRK 345 kV | 400 | 440 | XF FLINTCRK 345/161 kV | LN SHIPE_RD - FLINTCRK 345 kV | 2019-01-23 18:26 | 2019-08-18 05:37 | XF: CSWS.CSWS.FLINTCRK.773.EAST_34 | LN: CSWS.CSWS.SHIPE_FLINTCRK.A
23370 | TMP143_23370 | SWPP | INT | XF BUSHLAND 230/115 kV ftlo LN BUSHLAND - POTTER_S 230 kV | 159 | 159 | XF BUSHLAND 230/115 kV | LN BUSHLAND - POTTER_S 230 kV | 2017-12-30 20:53 | 2019-08-18 05:37 | XF: SPS.SPS.BUSHLAND.728.BUS_115XF | LN: SPS.SPS.POTTER_BUSH.1
25024 | TEMP92_25024 | SWPP | INT | XF VALLIANT 345/138 kV ftlo LN VALLIANT - HUGOPP4 345 kV | 214 | 214 | XF VALLIANT 345/138 kV | LN VALLIANT - HUGOPP4 345 kV | 2019-08-14 16:24 | 2019-08-18 05:37 | XF: CSWS.CSWS.VALLIANT.2165.1 | LN: WFEC.WFEC.HUGO_VALLIANT.A
24809 | TEMP85_24809 | SWPP | INT | XF N345 345/1 kV ftlo XF N345 345/1 kV | 400 | 440 | XF N345 345/1 kV | XF N345 345/1 kV | 2019-05-16 11:40 | 2019-08-18 05:37 | XF: WR.WR.N345.1040.N345_1H | XF: WR.WR.N345.1043.N345_2H
24811 | TMP116_24811 | MISO | RCF | XF MCADMS 500/1 kV ftlo LN LAKOVR - RBEHV 500 kV | 750 | 750 | XF MCADMS 500/1 kV | LN LAKOVR - RBEHV 500 kV | 2019-05-16 22:20 | 2019-08-18 05:37 | XF: EES.EES.MCADMS.AT1.AT1 | LN: EES.EES.RBEHV__LAKOVR8.A
24818 | TEMP69_24818 | SWPP | INT | XF DIANA 345/138 kV ftlo LN DIANA - SWSHREV 345 kV | 430 | 473 | XF DIANA 345/138 kV | LN DIANA - SWSHREV 345 kV | 2019-05-18 02:03 | 2019-08-18 05:37 | XF: CSWS.CSWS.DIANA.891.NORTH_345_ | LN: CSWS.CSWS.SWSHRDIANA11_1.A
24841 | TMP187_24841 | SWPP | INT |  | 750 | 750 | XF TURK_PP 24/138 kV |  | 2019-05-24 20:19 | 2019-08-18 05:37 | XF: CSWS.CSWS.TURK_PP.2.TURKPP_138
24884 | TMP300_24884 | SWPP | INT | XF CUNNSUB 230/115 kV ftlo LN CUNNSUB - HOBBS 230 kV | 167 | 167 | XF CUNNSUB 230/115 kV | LN CUNNSUB - HOBBS 230 kV | 2019-06-09 08:49 | 2019-08-18 05:37 | XF: SPS.SPS.CUNNSUB.805.CUN_115XFM | LN: SPS.SPS.CUNNSUB_HOBBS.A
24539 | TMP185_24539 | SWPP | RCF | XF POSTROCK 230/345 kV ftlo LN SPERVI1 - POSTROCK 345 kV | 480 | 600 | XF POSTROCK 230/345 kV | LN SPERVI1 - POSTROCK 345 kV | 2019-02-12 01:37 | 2019-08-18 05:37 | XF: WR.MIDW.POSTROCK.XF1.XF1 | LN: WR.MIDW.POSTRCK_SPERV.A
24727 | TMP263_24727 | SWPP | RCF | XF SHEFFLD1 161/69 kV ftlo XF FLOYD 161/69 kV | 84 | 92 | XF SHEFFLD1 161/69 kV | XF FLOYD 161/69 kV | 2019-04-12 10:08 | 2019-08-18 05:37 | XF: WAUE.WAUE.SHEFFLD1.TR1.TR1 | XF: MEC.MEC.FLOYD.8T1.FLO_8T1
24728 | TMP264_24728 | SWPP | RCF | XF SHEFFLD1 161/69 kV ftlo LN MITCHLCO - HAZLTON 345 kV | 84 | 92 | XF SHEFFLD1 161/69 kV | LN MITCHLCO - HAZLTON 345 kV | 2019-04-12 10:43 | 2019-08-18 05:37 | XF: WAUE.WAUE.SHEFFLD1.TR1.TR1 | LN: ALTW.ALTW.MITCHHAZLT34_1.1
23915 | TMP181_23915 | SWPP | RCF | XF TURK_PP 138/115 kV ftlo XF MCNEIL 500/115 kV | 157 | 170 | XF TURK_PP 138/115 kV | XF MCNEIL 500/115 kV | 2018-06-01 20:04 | 2019-08-18 05:37 | XF: CSWS.CSWS.TURK_PP.3.TURK_138/1 | XF: EES.EES.MCNEIL.AT1.AT1
24032 | TMP398_24032 | MISO | RCF | XF SPLIT_R 345/1 kV ftlo XF SPLIT_R 345/1 kV | 358 | 358 | XF SPLIT_R 345/1 kV | XF SPLIT_R 345/1 kV | 2018-07-17 16:24 | 2019-08-18 05:37 | XF: NSP.NSP.SPLIT_R.TR11.TR11 | XF: NSP.NSP.SPLIT_R.TR10.TR10
24779 | TMP494_24779 | SWPP | INT | XF CHAMBERS 345/161 kV ftlo LN TONNECE - FLINTCRK 345 kV | 668 | 668 | XF CHAMBERS 345/161 kV | LN TONNECE - FLINTCRK 345 kV | 2019-05-01 19:07 | 2019-08-18 05:37 | XF: CSWS.CSWS.CHAMBERS.1.345_161 | LN: GRDA.GRDA.TONN_FLIN.A
24535 | TMP488_24535 | SWPP | INT | XF FTTHOMP 1/230 kV ftlo XF FTTHOMP 345/1 kV | 250 | 313 | XF FTTHOMP 1/230 kV | XF FTTHOMP 345/1 kV | 2019-02-08 20:32 | 2019-08-18 05:37 | XF: WAUE.WAUE.FTTHOMP.U1A1.KU1A2 | XF: WAUE.WAUE.FTTHOMP.U1B1.KU1B1
24461 | TMP346_24461 | SWPP | RCF | XF SHEFFLD1 161/69 kV ftlo LN BARTONSS - ADAMS_I 161 kV | 84 | 92 | XF SHEFFLD1 161/69 kV | LN BARTONSS - ADAMS_I 161 kV | 2019-01-10 19:48 | 2019-08-18 05:37 | XF: WAUE.WAUE.SHEFFLD1.TR1.TR1 | LN: ALTW.ALTW.BARTOADAMS16_1.1
24472 | TMP455_24472 | SWPP | INT | XF STORLA 230/1 kV ftlo LN FTRANDL - ARMOUR 115 kV | 100 | 125 | XF STORLA 230/1 kV | LN FTRANDL - ARMOUR 115 kV | 2019-01-16 08:17 | 2019-08-18 05:37 | XF: WAUE.WAUE.STORLA.V1A1.KV1A1 | LN: WAUE.WAUE.ARMOUFTRAN11_1.1
24827 | TMP423_24827 | SWPP | RCF | XF TURK_PP 138/115 kV ftlo LN TURK_PP - NWTEXAR 345 kV | 157 | 170 | XF TURK_PP 138/115 kV | LN TURK_PP - NWTEXAR 345 kV | 2019-05-21 09:49 | 2019-08-18 05:37 | XF: CSWS.CSWS.TURK_PP.3.TURK_138/1 | LN: CSWS.CSWS.NWTEX_TURK.A
24964 | TMP403_24964 | SWPP | INT |  | 157 | 170 | XF TURK_PP 115/138 kV |  | 2019-07-12 14:11 | 2019-08-18 05:37 | XF: CSWS.CSWS.TURK_PP.3.TURK_138/1
1322 | ELDXFRVALLYD | MISO | CFG | XF EL_EHV 500/1 kV ftlo LN VALLIANT - LYDIA 345 kV | 896 | 896 | XF EL_EHV 500/1 kV | LN VALLIANT - LYDIA 345 kV | 2017-06-01 11:14 | 2019-08-20 15:17 | XF: EES.EES.EL_EHV.AT2.AT2 | LN: CSWS.CSWS.926.A
1342 | SHEELDSHEHSE | MISO | CFG | LN SH_EHV - EL_EHV 500 kV ftlo LN SH_EHV - MAGNET 500 kV | 2546 | 2546 | LN SH_EHV - EL_EHV 500 kV | LN SH_EHV - MAGNET 500 kV | 2018-08-24 06:56 | 2019-08-20 15:17 | LN: EES.EES.EL_EHV_SH_EHV8.A | LN: EES.EES.MAGNET_SH_EHV8.A
1353 | WEBRERICHARD | MISO | CFG |  | 1732 | 1732 | LN WEB - WELLS_E 500 kV |  | 2016-10-01 00:25 | 2019-08-20 15:17 | LN: EES.EES.WELLS__WEBRE_8.A
5090 | DOLXFRELDXFR | MISO_S | RCF | XF DOLET 345/230 kV ftlo XF EL_EHV 1/345 kV | 700 | 770 | XF DOLET 345/230 kV | XF EL_EHV 1/345 kV | 2017-06-01 11:14 | 2019-09-04 22:41 | XF: CLEC.CLEC.DOLET.5093.DOLET_AUT | XF: EES.EES.EL_EHV.AT2.AT2L
3158 | PLEZIOZO1ARC | MISO | RCF | LN PLEASAN1 - RACINE 345 kV ftlo LN ZION0001 - ARCADN 345 kV | 1202 | 1752 | LN PLEASAN1 - RACINE 345 kV | LN ZION0001 - ARCADN 345 kV | 2016-10-01 | 2019-09-04 22:41 | LN: WEC.WEC.PLPL101L.1 | LN: CE.CE.45L2222.45
3067 | LAKEVIZION00 | MISO | RCF |  | 4313 | 4313 | LN ARCADN - ZION0001 345 kV |  | 2016-10-01 | 2019-09-04 22:41 | LN: CE.CE.45L2222.45
25080 | TMP280_25080 | MISO | RCF | XF RAUN 345/1 kV ftlo LN RAUN - SIOUXCY2 345 kV | 700 | 700 | XF RAUN 345/1 kV | LN RAUN - SIOUXCY2 345 kV | 2019-09-06 10:33 | 2019-09-06 10:47 | XF: MEC.MEC.RAUN.AC1.RAU_AC_WNDNG1 | LN: WAUE.WAUE.RAUNSIOUX34_1.1
1620 | CBLDVSCBLJVL | TVA | RCF | LN CUMBER1 - DAVIDS1 500 kV ftlo LN CUMBER1 - JVILLE1 500 kV | 2598 | 2598 | LN CUMBER1 - DAVIDS1 500 kV | LN CUMBER1 - JVILLE1 500 kV | 2017-06-01 11:14 | 2019-09-09 22:31 | LN: TVA.TVA.1966.X2 | LN: TVA.TVA.1942.A
1621 | CUMJVICUMDAV | TVA | RCF | LN CUMBER1 - JVILLE1 500 kV ftlo LN CUMBER1 - DAVIDS1 500 kV | 9999 | 9999 | LN CUMBER1 - JVILLE1 500 kV | LN CUMBER1 - DAVIDS1 500 kV | 2017-06-01 11:14 | 2019-09-09 22:31 | LN: TVA.TVA.1942.A | LN: TVA.TVA.1966.X2
1634 | BLLVOLWBNVOL | TVA | RCF | LN VOLUNT1 - BULLR1 500 kV ftlo LN VOLUNT1 - WBNP11 500 kV | 9999 | 9999 | LN VOLUNT1 - BULLR1 500 kV | LN VOLUNT1 - WBNP11 500 kV | 2017-06-01 11:14 | 2019-09-09 22:36 | LN: TVA.TVA.1588T.T | LN: TVA.TVA.1587.A
2630 | SHASHADELSAN | TVA | RCF | XF SHAW 500/345 kV ftlo LN SANSSU - DELL 500 kV | 1732 | 1732 | XF SHAW 500/345 kV | LN SANSSU - DELL 500 kV | 2019-03-14 14:34 | 2019-09-09 22:36 | XF: TVA.TVA.SHAW.094N.8SHAW_BK345 | LN: EES.EES.DELL___SANSSU8.A
2618 | CHOFREFCYRVB | TVA | RCF | LN CHOCTAW - FRENCHCP 500 kV ftlo LN RVB - FCY 230 kV | 2479 | 2479 | LN CHOCTAW - FRENCHCP 500 kV | LN RVB - FCY 230 kV | 2016-09-30 23:59 | 2019-09-09 22:36 | LN: TVA.TVA.FRCP_CHOC.A | LN: EES.EES.RVB_FCY.1
2619 | CORFRECHO8CL | TVA | RCF | LN CORDOV1 - FREPT7 500 kV ftlo LN 8CLAY - CHOCTAW 500 kV | 1675 | 1732 | LN CORDOV1 - FREPT7 500 kV | LN 8CLAY - CHOCTAW 500 kV | 2017-06-01 11:14 | 2019-09-09 22:36 | LN: TVA.TVA.1552.A | LN: TVA.TVA.CHOC_WPONT.A
2627 | BFNW-PMILBNP | TVA | RCF | LN BFNP1 - W-PONT 500 kV ftlo LN MILLER1 - LOWNDE1 500 kV | 1676 | 1732 | LN BFNP1 - W-PONT 500 kV | LN MILLER1 - LOWNDE1 500 kV | 2017-06-01 11:14 | 2019-09-09 22:36 | LN: TVA.TVA.1557.A | LN: SOUC.SOUC.22.X1
2628 | 8CLCHOFCYRVB | TVA | RCF | LN 8CLAY - CHOCTAW 500 kV ftlo LN RVB - FCY 230 kV | 2453 | 2598 | LN 8CLAY - CHOCTAW 500 kV | LN RVB - FCY 230 kV | 2016-09-30 23:59 | 2019-09-09 22:36 | LN: TVA.TVA.CHOC_WPONT.A | LN: EES.EES.RVB_FCY.1
2629 | LOWW-PW-PBFN | TVA | RCF | LN LOWNDE1 - W-PONT 500 kV ftlo LN BFNP1 - W-PONT 500 kV | 1678 | 1732 | LN LOWNDE1 - W-PONT 500 kV | LN BFNP1 - W-PONT 500 kV | 2016-10-01 | 2019-09-09 22:36 | LN: TVA.TVA.1556.A | LN: TVA.TVA.1557.A
2607 | FRECHOWMPBHA | TVA | RCF | LN FRENCHCP - CHOCTAW 500 kV ftlo LN WMPEHV - BHAM_STE 500 kV | 2479 | 2479 | LN FRENCHCP - CHOCTAW 500 kV | LN WMPEHV - BHAM_STE 500 kV | 2016-09-30 23:59 | 2019-09-09 22:36 | LN: TVA.TVA.FRCP_CHOC.A | LN: EES.EES.WMPEHV_BIRSTL8.A
25087 | TMP242_25087 | MISO | INT | LN CBLUFFS - SUB3456 345 kV ftlo LN ROLLHILS - ORENTDRT 345 kV | 1195 | 1195 | LN CBLUFFS - SUB3456 345 kV | LN ROLLHILS - ORENTDRT 345 kV | 2019-09-10 14:10 | 2019-09-11 17:27 | LN: MEC.MEC.SUB34CBLUF34_1.1 | LN: MEC.MEC.ROLLHORENT34_1.1
24970 | TEMP07_24970 | SWPP | INT | LN WEKIWA - KEYSTON2 138 kV ftlo LN TULSA_NO - CLEVLND7 345 kV | 152 | 152 | LN WEKIWA - KEYSTON2 138 kV | LN TULSA_NO - CLEVLND7 345 kV | 2019-07-15 13:06 | 2019-09-12 17:09 | LN: SPA.SPA.KEYSTONE_72.A | LN: GRDA.GRDA.CLEVELAND.A
24385 | TEMP35_24385 | SWPP | INT | LN RSKERR1 - SUNSTCN5 161 kV ftlo LN MUSKOGEE - FTSMTH 345 kV | 223 | 223 | LN RSKERR1 - SUNSTCN5 161 kV | LN MUSKOGEE - FTSMTH 345 kV | 2018-12-01 02:42 | 2019-09-12 17:09 | LN: SPA.SPA.SUNST_RSKERR.B | LN: OKGE.OKGE.9099.A
24597 | TEMP37_24597 | SWPP | INT | LN PETRSBG - ALBION2 115 kV ftlo LN ANTELOP3 - HOSKINS 345 kV | 137 | 151 | LN PETRSBG - ALBION2 115 kV | LN ANTELOP3 - HOSKINS 345 kV | 2019-03-04 18:52 | 2019-09-12 17:09 | LN: NPPD.NPPD.1168B.A | LN: NPPD.NPPD.ANTELOP3_HOSKI.A
23235 | TEMP39_23235 | SWPP | INT | LN WAVERLY7 - LACYGNE 345 kV ftlo LN CAN_RIVR - N345 345 kV | 1141 | 1254 | LN WAVERLY7 - LACYGNE 345 kV | LN CAN_RIVR - N345 345 kV | 2017-11-01 01:32 | 2019-09-12 17:09 | LN: KCPL.KCPL.WAVERLY7_LCYGN.A | LN: WR.WR.CANRIVR_N345.A
24750 | TEMP59_24750 | SWPP | INT | LN LAR3821 - SPRGFLD 161 kV ftlo LN JASPER7 - MRGN_345 345 kV | 159 | 159 | LN LAR3821 - SPRGFLD 161 kV | LN JASPER7 - MRGN_345 345 kV | 2019-04-20 21:20 | 2019-09-12 17:15 | LN: SPA.SPA.SPFLD-LARUSL.A | LN: AECI.AECI.JASPER_MORGN.A
24793 | TEMP65_24793 | SWPP | INT | LN WHEELER - HOWARD3 115 kV ftlo LN WHEELER - GRAPVINE 230 kV | 161 | 177 | LN WHEELER - HOWARD3 115 kV | LN WHEELER - GRAPVINE 230 kV | 2019-05-08 00:18 | 2019-09-12 17:15 | LN: SPS.SPS.WHEEL_HOWRD.A | LN: SPS.SPS.GRAPE_WHEEL.A
24599 | TEMP64_24599 | SWPP | INT | LN ARCHIE - ADRIAN5 161 kV ftlo LN LACYGNE - N345 345 kV | 267 | 267 | LN ARCHIE - ADRIAN5 161 kV | LN LACYGNE - N345 345 kV | 2019-03-05 02:32 | 2019-09-12 17:15 | LN: MPS.MPS.BUTLR-ARCHIE.A | LN: KCPL.KCPL.LACYGN_NEOSHO1.1
24687 | TMP127_24687 | SWPP | INT | LN FTRANDL - WH_SWAN 115 kV ftlo LN FTRANDL - UTICAJC 230 kV | 120 | 120 | LN FTRANDL - WH_SWAN 115 kV | LN FTRANDL - UTICAJC 230 kV | 2019-04-02 06:22 | 2019-09-12 17:15 | LN: WAUE.WAUE.FTRANWH_SW11_1.1 | LN: WAUE.WAUE.FTRANUTICA23_1.1
23735 | TEMP84_23735 | SWPP | INT | LN FTRANDL - UTICAJC 230 kV ftlo LN MEADW_GR - KELLY 230 kV | 320 | 352 | LN FTRANDL - UTICAJC 230 kV | LN MEADW_GR - KELLY 230 kV | 2018-04-14 16:23 | 2019-09-12 17:15 | LN: WAUE.WAUE.FTRANUTICA23_1.1 | LN: NPPD.NPPD.MEADWGRV_KELLY.A
24943 | TEMP62_24943 | SWPP | INT | LN HARPER1 - CONWYSPG 138 kV ftlo LN THISTLE7 - BUF_FLTS 345 kV | 127 | 137 | LN HARPER1 - CONWYSPG 138 kV | LN THISTLE7 - BUF_FLTS 345 kV | 2019-07-08 21:25 | 2019-09-12 17:15 | LN: SECI.SECI.HARPER_CONWYSP.A | LN: WR.WR.WICH_THISTLE1.A
24878 | TMP120_24878 | SWPP | INT | LN HOXIE_1 - BEACH 115 kV ftlo LN AXTELL1 - POSTROCK 345 kV | 80 | 80 | LN HOXIE_1 - BEACH 115 kV | LN AXTELL1 - POSTROCK 345 kV | 2019-06-07 13:51 | 2019-09-12 17:15 | LN: WR.MIDW.9986.A | LN: WR.MIDW.POSTRCK_AXTEL.A
23704 | TMP164_23704 | SWPP | INT | LN ANADARKO - POCASET 138 kV ftlo LN MINCO - CIMARRON 345 kV | 143 | 143 | LN ANADARKO - POCASET 138 kV | LN MINCO - CIMARRON 345 kV | 2018-04-07 08:55 | 2019-09-20 15:50 | LN: WFEC.WFEC.9217.A | LN: OKGE.OKGE.CIMARRON_345.A
22886 | TMP206_22886 | SWPP | INT | LN KRESS - HALE_CO 115 kV ftlo LN SWISHER - TUCO 230 kV | 80 | 80 | LN KRESS - HALE_CO 115 kV | LN SWISHER - TUCO 230 kV | 2017-06-12 04:19 | 2019-09-20 15:56 | LN: SPS.SPS.116.1 | LN: SPS.SPS.113.1
24479 | TMP225_24479 | SWPP | INT | LN WAVERLY7 - LACYGNE 345 kV ftlo LN WICH - EMPEC 345 kV | 1141 | 1195 | LN WAVERLY7 - LACYGNE 345 kV | LN WICH - EMPEC 345 kV | 2019-01-18 23:28 | 2019-09-20 15:56 | LN: KCPL.KCPL.WAVERLY7_LCYGN.A | LN: WR.WR.EMPEC_WICH.1
23876 | TMP203_23876 | SWPP | INT | LN GRISLD1 - W_COLMBS 230 kV ftlo LN GRISLD1 - MCCOOL 345 kV | 320 | 352 | LN GRISLD1 - W_COLMBS 230 kV | LN GRISLD1 - MCCOOL 345 kV | 2018-05-21 22:00 | 2019-09-20 15:56 | LN: NPPD.NPPD.12063.A | LN: NPPD.NPPD.12198.A
24877 | TMP199_24877 | SWPP | INT | LN OAHE - FTTHOMP 230 kV ftlo LN OAHE - FTTHOMP 230 kV | 352 | 352 | LN OAHE - FTTHOMP 230 kV | LN OAHE - FTTHOMP 230 kV | 2019-06-07 13:39 | 2019-09-20 15:56 | LN: WAUE.WAUE.FTTHOOAHE23_1.1 | LN: WAUE.WAUE.FTTHOOAHE23_2.1
24898 | TMP223_24898 | SWPP | INT | LN CMRIVTP - CIM-PL1 115 kV ftlo LN BUCKNER7 - HOLCOM1 345 kV | 106 | 113.9 | LN CMRIVTP - CIM-PL1 115 kV | LN BUCKNER7 - HOLCOM1 345 kV | 2019-06-14 12:51 | 2019-09-20 15:56 | LN: SECI.SECI.10883.A | LN: SECI.SECI.10149.B
24842 | TMP252_24842 | SWPP | INT | LN DELAWARE - COFFEYGR 138 kV ftlo LN NE_COAL - TULSA_NO 345 kV | 265 | 287 | LN DELAWARE - COFFEYGR 138 kV | LN NE_COAL - TULSA_NO 345 kV | 2019-05-26 01:38 | 2019-09-20 15:56 | LN: GRDA.GRDA.81_564.A | LN: CSWS.CSWS.2081.A
24946 | TMP230_24946 | SWPP | INT | LN EMAN - NMAN 230 kV ftlo LN JEFF - GEAR 345 kV | 363 | 363 | LN EMAN - NMAN 230 kV | LN JEFF - GEAR 345 kV | 2019-07-09 14:39 | 2019-09-20 15:56 | LN: WR.WR.NMAN_EMAN.A | LN: WR.WR.GEAR_JEFF.A
25127 | TMP164_25127 | SWPP | INT | LN SUB1221 - SUB1231 161 kV ftlo LN SUB3456 - SUB3459 345 kV | 217 | 217 | LN SUB1221 - SUB1231 161 kV | LN SUB3456 - SUB3459 345 kV | 2019-09-24 13:35 | 2019-09-24 14:16 | LN: OPPD.OPPD.SUB12SUB1216_9.1 | LN: OPPD.OPPD.SUB34SUB3434_2.1
24948 | TMP262_24948 | SWPP | INT | LN SETAB1 - SCOTCTY 115 kV ftlo LN AXTELL1 - POSTROCK 345 kV | 195 | 195 | LN SETAB1 - SCOTCTY 115 kV | LN AXTELL1 - POSTROCK 345 kV | 2019-07-09 15:25 | 2019-09-25 15:57 | LN: SECI.SECI.10130.A | LN: WR.MIDW.POSTRCK_AXTEL.A
24854 | TMP305_24854 | SWPP | INT | LN LEC - JARB 115 kV ftlo LN SWIS - W_GARDNR 345 kV | 100 | 118 | LN LEC - JARB 115 kV | LN SWIS - W_GARDNR 345 kV | 2019-05-29 12:54 | 2019-09-25 15:57 | LN: WR.WR.4169.1 | LN: KCPL.KCPL.SWIS_WGARD.A
24919 | TMP291_24919 | SWPP | INT | XF TARBY1 161/69 kV ftlo LN BONTP - BEVYTAP5 161 kV | 123 | 134 | XF TARBY1 161/69 kV | LN BONTP - BEVYTAP5 161 kV | 2019-06-25 15:20 | 2019-09-25 15:57 | XF: OKGE.OKGE.TARBY1.9131.B | LN: OKGE.OKGE.BONTP_BEVYT_1.A
24920 | TMP290_24920 | SWPP | INT | LN VINETAP3 - NHAYS 115 kV ftlo LN SHAYS - POSTROCK 230 kV | 83 | 99 | LN VINETAP3 - NHAYS 115 kV | LN SHAYS - POSTROCK 230 kV | 2019-06-26 00:25 | 2019-09-25 15:57 | LN: WR.MIDW.NHAYS_VINETAP3.A | LN: WR.MIDW.SHAYS_KNOLL1.B
23986 | TMP287_23986 | SWPP | INT | LN ANADARKO - POCASET 138 kV ftlo LN MDWST - FRNKLN1 138 kV | 143 | 143 | LN ANADARKO - POCASET 138 kV | LN MDWST - FRNKLN1 138 kV | 2018-06-25 00:40 | 2019-09-25 15:57 | LN: WFEC.WFEC.9217.A | LN: WFEC.WFEC.8853.A
23855 | TMP342_23855 | SWPP | INT | LN ANADARKO - POCASET 138 kV ftlo LN TERRY_RD - SUNNYSDE 345 kV | 143 | 143 | LN ANADARKO - POCASET 138 kV | LN TERRY_RD - SUNNYSDE 345 kV | 2018-05-13 14:12 | 2019-09-25 15:57 | LN: WFEC.WFEC.9217.A | LN: CSWS.CSWS.TERRYRD_SUNYSD.A
24273 | TMP315_24273 | SWPP | INT | LN KNOLL1 - SALINE 115 kV ftlo LN POSTROCK - AXTELL1 345 kV | 80 | 80 | LN KNOLL1 - SALINE 115 kV | LN POSTROCK - AXTELL1 345 kV | 2018-10-30 09:43 | 2019-09-25 15:57 | LN: WR.MIDW.9975.A | LN: WR.MIDW.POSTRCK_AXTEL.A
24265 | TMP372_24265 | SWPP | INT | LN MATHWSN7 - NOWST1 345 kV ftlo LN CIMARRON - NOWST1 345 kV | 1195 | 1195 | LN MATHWSN7 - NOWST1 345 kV | LN CIMARRON - NOWST1 345 kV | 2018-10-29 00:58 | 2019-09-25 15:57 | LN: OKGE.OKGE.MATHWSN7_NOWST.A | LN: OKGE.OKGE.8789.A
24638 | TMP384_24638 | SWPP | INT | LN POTTER_S - HARRSUB 230 kV ftlo LN POTTER_S - RLNGHILS 230 kV | 329 | 329 | LN POTTER_S - HARRSUB 230 kV | LN POTTER_S - RLNGHILS 230 kV | 2019-03-14 19:32 | 2019-09-25 15:57 | LN: SPS.SPS.HARRSPOTTE23_1.1 | LN: SPS.SPS.ROLLHILS_POTTR.A
24790 | TMP412_24790 | SWPP | INT | LN SEMINOLE - PRKLN1 138 kV ftlo LN SEMINOLE - PITTSB9 345 kV | 379 | 382 | LN SEMINOLE - PRKLN1 138 kV | LN SEMINOLE - PITTSB9 345 kV | 2019-05-05 12:01 | 2019-09-25 15:57 | LN: OKGE.OKGE.8939.A | LN: OKGE.OKGE.SEMINOLE.A
24802 | TMP374_24802 | SWPP | INT | LN 70_BLUF - SUB1214 161 kV ftlo LN NEBRCTY - SUB3456 345 kV | 110 | 116 | LN 70_BLUF - SUB1214 161 kV | LN NEBRCTY - SUB3456 345 kV | 2019-05-13 21:36 | 2019-09-25 15:57 | LN: LES.LES.SUB1270_BL16_1.1 | LN: OPPD.OPPD.NEBRCSUB3434_1.1
24899 | TMP354_24899 | SWPP | INT | LN MSTNG1 - YUKON 69 kV ftlo XF MSTNG1 69/138 kV | 67 | 72 | LN MSTNG1 - YUKON 69 kV | XF MSTNG1 69/138 kV | 2019-06-14 23:28 | 2019-09-25 15:57 | LN: OKGE.OKGE.8710.A | XF: OKGE.OKGE.MSTNG1.8768.A
24924 | TMP348_24924 | SWPP | INT | LN IPCJEFF4 - LIEBERM 138 kV ftlo LN WILKES - LONGWOO 345 kV | 139 | 165 | LN IPCJEFF4 - LIEBERM 138 kV | LN WILKES - LONGWOO 345 kV | 2019-06-27 02:47 | 2019-09-25 15:57 | LN: CSWS.CSWS.848.A | LN: CSWS.CSWS.858.A
24918 | TMP337_24918 | SWPP | INT | LN EMCP - CJOHN 115 kV ftlo LN EMCP - MCRF 115 kV | 128 | 128 | LN EMCP - CJOHN 115 kV | LN EMCP - MCRF 115 kV | 2019-06-24 23:04 | 2019-09-25 15:57 | LN: WR.WR.EMCPCJOHN11_1.1 | LN: WR.WR.4181B.A
24859 | TMP355_24859 | SWPP | INT | LN STEXEAS - KNOXLEE 138 kV ftlo LN EASTX_SW - HARRISON 138 kV | 245 | 245 | LN STEXEAS - KNOXLEE 138 kV | LN EASTX_SW - HARRISON 138 kV | 2019-05-31 12:19 | 2019-09-25 15:57 | LN: CSWS.CSWS.906.A | LN: CSWS.CSWS.HARRIS_NTEXEAS.A
24861 | TMP350_24861 | SWPP | INT | LN ARCAD7 - JONES_KA 138 kV ftlo LN SKYLN - MEMRL 138 kV | 268 | 308 | LN ARCAD7 - JONES_KA 138 kV | LN SKYLN - MEMRL 138 kV | 2019-06-02 21:01 | 2019-09-25 15:57 | LN: OKGE.OKGE.8805.A | LN: OKGE.OKGE.8741.A
24834 | TMP383_24834 | SWPP | INT | LN REDBUD - RIVRSIDE 345 kV ftlo LN REDBUD - ARCAD7 345 kV | 901 | 1055 | LN REDBUD - RIVRSIDE 345 kV | LN REDBUD - ARCAD7 345 kV | 2019-05-23 06:50 | 2019-09-25 15:57 | LN: OKGE.OKGE.REDBUD_RIVER_1.A | LN: OKGE.OKGE.ARCAD_REDBUD_1.A
24836 | TMP397_24836 | SWPP | INT | LN DYESS - SSPRINGD 161 kV ftlo LN DYESS - CARLYRD2 161 kV | 320 | 320 | LN DYESS - SSPRINGD 161 kV | LN DYESS - CARLYRD2 161 kV | 2019-05-23 16:03 | 2019-09-25 15:57 | LN: CSWS.CSWS.DYES_HYLAND_1A.A | LN: CSWS.CSWS.DYESS_CARLYRD2.1
24837 | TMP405_24837 | SWPP | INT | LN MSTNG1 - YUKON 69 kV ftlo LN MSTNG1 - MCART 69 kV | 67 | 72 | LN MSTNG1 - YUKON 69 kV | LN MSTNG1 - MCART 69 kV | 2019-05-23 22:15 | 2019-09-25 15:57 | LN: OKGE.OKGE.8710.A | LN: OKGE.OKGE.8771.A
24840 | TMP391_24840 | SWPP | INT | LN WOLFFORT - TERRY_CO 115 kV ftlo LN WOLFFORT - SUNDOWN2 230 kV | 114 | 154 | LN WOLFFORT - TERRY_CO 115 kV | LN WOLFFORT - SUNDOWN2 230 kV | 2019-05-24 11:35 | 2019-09-25 15:57 | LN: SPS.SPS.161.1 | LN: SPS.SPS.SUNDOWOLFF23_1.1
24812 | TMP377_24812 | SWPP | INT | LN JENSN_RD - ELRENO1 138 kV ftlo LN GEARYTP - GEARY 138 kV | 70 | 70 | LN JENSN_RD - ELRENO1 138 kV | LN GEARYTP - GEARY 138 kV | 2019-05-17 01:01 | 2019-09-25 15:57 | LN: WFEC.WFEC.8717.A | LN: WFEC.WFEC.GEARYTP_GEARY.A
24979 | TMP323_24979 | SWPP | INT | LN CMRIVTP - CIM-PL1 115 kV ftlo LN HITCH - CARPENTR 345 kV | 106 | 113.9 | LN CMRIVTP - CIM-PL1 115 kV | LN HITCH - CARPENTR 345 kV | 2019-07-17 06:37 | 2019-09-25 15:57 | LN: SECI.SECI.10883.A | LN: SPS.SPS.CARPNTR_HITCH.A
24976 | TMP311_24976 | SWPP | INT | LN SPERVI1 - MULGRE2 230 kV ftlo LN SPERVI1 - POSTROCK 345 kV | 398.4 | 398.4 | LN SPERVI1 - MULGRE2 230 kV | LN SPERVI1 - POSTROCK 345 kV | 2019-07-16 20:20 | 2019-09-25 15:57 | LN: SECI.SECI.10940.A | LN: WR.MIDW.POSTRCK_SPERV.A
25000 | TMP419_25000 | SWPP | INT | XF ARCAD7 345/1 kV ftlo XF ARCAD7 345/1 kV | 429 | 448 | XF ARCAD7 345/1 kV | XF ARCAD7 345/1 kV | 2019-07-29 15:23 | 2019-09-25 15:57 | XF: OKGE.OKGE.ARCAD7.BNK3.A3 | XF: OKGE.OKGE.ARCAD7.BNK4.A4
24991 | TMP396_24991 | SWPP | INT | LN GARRISN - PICKCTY 115 kV ftlo LN HILKEN - BISMARK2 230 kV | 120 | 121 | LN GARRISN - PICKCTY 115 kV | LN HILKEN - BISMARK2 230 kV | 2019-07-24 12:10 | 2019-09-25 15:57 | LN: WAUE.WAUE.GARRIPICKC11_1.1 | LN: WAUE.WAUE.HILKEBISMA23_1.1
24819 | TMP478_24819 | SWPP | INT | LN EROGERS - DYESS 161 kV ftlo LN TONTITN5 - ELM_SPRG 161 kV | 220 | 220 | LN EROGERS - DYESS 161 kV | LN TONTITN5 - ELM_SPRG 161 kV | 2019-05-18 15:47 | 2019-09-25 15:57 | LN: CSWS.CSWS.765_DYESS.A | LN: CSWS.CSWS.766B.A
24863 | TMP468_24863 | SWPP | INT | XF ST_JOE 345/1 kV ftlo LN ST_JOE - EASTTOWN 345 kV | 336 | 369 | XF ST_JOE 345/1 kV | LN ST_JOE - EASTTOWN 345 kV | 2019-06-03 15:29 | 2019-09-25 15:57 | XF: MPS.MPS.ST_JOE.T33B.T33_H | LN: MPS.MPS.EASTTOWN_STJOE.A
24870 | TMP473_24870 | SWPP | INT | LN LUBBOCKS - WOLFFORT 230 kV ftlo LN JONESSUB - TUCO 230 kV | 365 | 365 | LN LUBBOCKS - WOLFFORT 230 kV | LN JONESSUB - TUCO 230 kV | 2019-06-05 20:35 | 2019-09-25 15:57 | LN: SPS.SPS.160.1 | LN: SPS.SPS.137.1
24926 | TMP428_24926 | SWPP | INT | LN OKEENE1 - DOVERS1 138 kV ftlo LN CRESCENT - TWNLAKE 138 kV | 74 | 83 | LN OKEENE1 - DOVERS1 138 kV | LN CRESCENT - TWNLAKE 138 kV | 2019-06-27 14:43 | 2019-09-25 15:57 | LN: WFEC.WFEC.9316.A | LN: OKGE.OKGE.CRESCENT_TIE.A
24892 | TMP441_24892 | SWPP | INT | LN PHILL - HSNVL1 161 kV ftlo LN PHILL - HARRS_RD 161 kV | 233 | 265 | LN PHILL - HSNVL1 161 kV | LN PHILL - HARRS_RD 161 kV | 2019-06-13 16:35 | 2019-09-25 15:57 | LN: MPS.MPS.11031.A | LN: MPS.MPS.11021.A
24801 | TMP448_24801 | SWPP | INT | LN TULSA_NO - SKIATOOK 138 kV ftlo LN NE_GAS - RICE_CRT 138 kV | 96 | 108 | LN TULSA_NO - SKIATOOK 138 kV | LN NE_GAS - RICE_CRT 138 kV | 2019-05-13 21:24 | 2019-09-25 15:57 | LN: CSWS.CSWS.2070.A | LN: CSWS.CSWS.81_816.T1
24787 | TMP451_24787 | SWPP | INT |  | 901 | 1055 | LN REDBUD - RIVRSIDE 345 kV |  | 2019-05-03 15:47 | 2019-09-25 15:57 | LN: OKGE.OKGE.REDBUD_RIVER_1.A
24788 | TMP474_24788 | SWPP | INT | LN GRACMONT - ANADARKO 138 kV ftlo LN MINCO - CIMARRON 345 kV | 200 | 234 | LN GRACMONT - ANADARKO 138 kV | LN MINCO - CIMARRON 345 kV | 2019-05-05 04:44 | 2019-09-25 15:57 | LN: OKGE.OKGE.WASH_ANAD_2.A | LN: OKGE.OKGE.CIMARRON_345.A
24634 | TMP479_24634 | SWPP | INT | LN OGALALA - BRULE 115 kV ftlo LN OGALALA - SIDNEY 230 kV | 109 | 120 | LN OGALALA - BRULE 115 kV | LN OGALALA - SIDNEY 230 kV | 2019-03-13 20:14 | 2019-09-25 15:57 | LN: NPPD.NPPD.OGALABRULE11_1.1 | LN: NPPD.NPPD.SIDNEOGALA23_1.1
24543 | TMP489_24543 | SWPP | INT | LN MATHWSN7 - NOWST1 345 kV ftlo LN CIMARRON - DRAPR1 345 kV | 1195 | 1195 | LN MATHWSN7 - NOWST1 345 kV | LN CIMARRON - DRAPR1 345 kV | 2019-02-14 08:01 | 2019-09-25 15:57 | LN: OKGE.OKGE.MATHWSN7_NOWST.A | LN: OKGE.OKGE.8803.A
24491 | TMP103_24491 | MISO | RCF | LN CBLUFFS - SUB3456 345 kV ftlo LN CBLUFFS - OVERLAND 345 kV | 956 | 956 | LN CBLUFFS - SUB3456 345 kV | LN CBLUFFS - OVERLAND 345 kV | 2019-01-26 15:28 | 2019-10-01 00:02 | LN: MEC.MEC.SUB34CBLUF34_1.1 | LN: MEC.MEC.OVERLCBLUF34_1.1
24388 | TEMP63_24388 | SWPP | RCF | LN OAHE - SULLYBT 230 kV ftlo LN HETINGRW - BISON 230 kV | 239 | 239 | LN OAHE - SULLYBT 230 kV | LN HETINGRW - BISON 230 kV | 2018-12-01 23:37 | 2019-10-01 00:02 | LN: WAUE.WAUE.OAHESULLY23_1.1 | LN: WAUE.WAUE.HETINBISON23_1.1
24682 | TMP114_24682 | SWPP | RCF | LN FERNALD - RLND 69 kV ftlo LN FERNALD - AMES 161 kV | 47 | 52 | LN FERNALD - RLND 69 kV | LN FERNALD - AMES 161 kV | 2019-04-01 10:41 | 2019-10-01 00:02 | LN: WAUE.WAUE.RLNDFERNA69_1.1 | LN: ALTW.ALTW.AMESFERNA16_2.1
24011 | TMP104_24011 | MISO | RCF | LN STALLING - ROXF 345 kV ftlo LN BALDWIN - PRAIR_ST 345 kV | 1297 | 1297 | LN STALLING - ROXF 345 kV | LN BALDWIN - PRAIR_ST 345 kV | 2018-07-05 16:38 | 2019-10-01 00:02 | LN: AMIL.AMIL.STLG_ROXF_4581.A | LN: AMIL.AMIL.BLWN-PRST-4538.1
22972 | TMP115_22972 | MISO | RCF | LN LAKEFLD - DICY 161 kV ftlo XF WEBSTER2 345/1 kV | 184 | 184 | LN LAKEFLD - DICY 161 kV | XF WEBSTER2 345/1 kV | 2017-07-17 20:03 | 2019-10-01 00:02 | LN: ALTW.ALTW.DICYLAKEF16_1.1 | XF: MEC.MEC.WEBSTER2.AB1.WEB_AB_WN
23688 | TEMP93_23688 | MISO | RCF | LN M_TOWN - TIMBRCK 161 kV ftlo LN LAURELSS - JASPER2 161 kV | 302 | 302 | LN M_TOWN - TIMBRCK 161 kV | LN LAURELSS - JASPER2 161 kV | 2018-04-05 22:59 | 2019-10-01 00:02 | LN: ALTW.ALTW.M_TOWTIMBR16_1.1 | LN: ALTW.ALTW.LAUREJASPE16_1.1
22475 | TEMP28_22475 | SWPP | RCF | LN FULTON_C - PAT_WX 115 kV ftlo XF DOLET 345/230 kV | 159 | 159 | LN FULTON_C - PAT_WX 115 kV | XF DOLET 345/230 kV | 2016-12-23 01:22 | 2019-10-01 00:02 | LN: EES.EES.FULTON_PATMO.A | XF: CLEC.CLEC.DOLET.5093.DOLET_AUT
21393 | TEMP73_21393 | SWPP | RCF | LN LAWRENC - SIOUXFL 115 kV ftlo LN SPLIT_R - SIOUXFL 230 kV | 190 | 190 | LN LAWRENC - SIOUXFL 115 kV | LN SPLIT_R - SIOUXFL 230 kV | 2015-12-14 01:52 | 2019-10-01 00:02 | LN: NSP.NSP.LAWRESIOUX11_1.1 | LN: NSP.NSP.SIOUXSPLIT23_1.1
22526 | TMP141_22526 | SWPP | RCF | LN LAWRENC - SIOUXFL 115 kV ftlo LN SPLT_RT - SIOUXCY2 345 kV | 239 | 239 | LN LAWRENC - SIOUXFL 115 kV | LN SPLT_RT - SIOUXCY2 345 kV | 2017-01-10 17:10 | 2019-10-01 00:02 | LN: NSP.NSP.LAWRESIOUX11_1.1 | LN: WAUE.WAUE.SPLT_SIOUX34_1.1
22599 | TMP210_22599 | MISO | RCF | LN FOX_LK - RUTLAND 161 kV ftlo LN FIELDON - WILMART 345 kV | 168 | 252 | LN FOX_LK - RUTLAND 161 kV | LN FIELDON - WILMART 345 kV | 2017-02-23 16:48 | 2019-10-01 00:02 | LN: ALTW.ALTW.FOX_LRUTLA16_1.1 | LN: NSP.NSP.FIELDWILMA34_1.1
23224 | TMP224_23224 | SWPP | RCF | LN LAWRENC - SIOUXFL 115 kV ftlo LN HLNDWIND - RAUN 345 kV | 239 | 262 | LN LAWRENC - SIOUXFL 115 kV | LN HLNDWIND - RAUN 345 kV | 2017-10-28 00:31 | 2019-10-01 00:02 | LN: NSP.NSP.LAWRESIOUX11_1.1 | LN: MEC.MEC.RAUNHLNDW34_1.1
23225 | TMP207_23225 | SWPP | RCF | LN LAWRENC - SIOUXFL 115 kV ftlo LN LAKEFLD - OBRIENCO 345 kV | 239 | 262 | LN LAWRENC - SIOUXFL 115 kV | LN LAKEFLD - OBRIENCO 345 kV | 2017-10-28 00:31 | 2019-10-01 00:02 | LN: NSP.NSP.LAWRESIOUX11_1.1 | LN: ALTW.ALTW.LAKEFOBRIE34_1.1
23226 | TMP190_23226 | SWPP | RCF | LN SIOUXFL - LAWRENC 115 kV ftlo LN OBRIENCO - LAKEFLD 345 kV | 239 | 262 | LN SIOUXFL - LAWRENC 115 kV | LN OBRIENCO - LAKEFLD 345 kV | 2017-10-28 00:31 | 2019-10-01 00:02 | LN: NSP.NSP.LAWRESIOUX11_1.1 | LN: ALTW.ALTW.LAKEFOBRIE34_1.1
23129 | TMP261_23129 | MISO | RCF | LN WORT - COLBY 161 kV ftlo LN MITCHLCO - HAZLTON 345 kV | 200 | 200 | LN WORT - COLBY 161 kV | LN MITCHLCO - HAZLTON 345 kV | 2017-09-30 07:30 | 2019-10-01 00:02 | LN: ALTW.ALTW.COLBYWORT16_1.1 | LN: ALTW.ALTW.MITCHHAZLT34_1.1
24086 | TMP144_24086 | SWPP | RCF | LN FTTHOMP - HURON 230 kV ftlo LN FTTHOMP - HURON 230 kV | 320 | 352 | LN FTTHOMP - HURON 230 kV | LN FTTHOMP - HURON 230 kV | 2018-08-20 08:22 | 2019-10-01 00:02 | LN: WAUE.WAUE.FTTHOHURON23_1.1 | LN: WAUE.WAUE.FTTHOHURON23_2.1
24690 | TMP302_24690 | SWPP | RCF | LN MOORE - NW68HOL 345 kV ftlo LN SUB3740 - SUB3455 345 kV | 956 | 956 | LN MOORE - NW68HOL 345 kV | LN SUB3740 - SUB3455 345 kV | 2019-04-03 11:23 | 2019-10-01 00:02 | LN: LES.LES.NW68HMOORE34_1.1 | LN: OPPD.OPPD.SUB37SUB3434_1.1
24772 | TMP182_24772 | SWPP | RCF | LN WILKES - LONGWOO 345 kV ftlo LN WELSH - DIANA 345 kV | 776 | 776 | LN WILKES - LONGWOO 345 kV | LN WELSH - DIANA 345 kV | 2019-04-29 01:55 | 2019-10-01 00:02 | LN: CSWS.CSWS.858.A | LN: CSWS.CSWS.897.B
24735 | TMP239_24735 | SWPP | RCF | LN DOVT - POCHONT 69 kV ftlo XF WEBSTER2 345/1 kV | 41 | 45 | LN DOVT - POCHONT 69 kV | XF WEBSTER2 345/1 kV | 2019-04-15 10:49 | 2019-10-01 00:02 | LN: WAUE.WAUE.DOVTPOCHO69_1.1 | XF: MEC.MEC.WEBSTER2.AB1.WEB_AB_WN
24715 | TMP250_24715 | SWPP | RCF | LN KELL - GOFF 115 kV ftlo LN EASTTOWN - IATAN 345 kV | 86 | 92 | LN KELL - GOFF 115 kV | LN EASTTOWN - IATAN 345 kV | 2019-04-09 17:32 | 2019-10-01 00:02 | LN: WR.WR.KELL_GOFF.A | LN: MPS.MPS.IATAN__ST_JOE1.A
24716 | TMP229_24716 | SWPP | RCF | LN BRN331 - OZRK_B 161 kV ftlo LN BULL_SHL - HILTOP_E 161 kV | 112 | 112 | LN BRN331 - OZRK_B 161 kV | LN BULL_SHL - HILTOP_E 161 kV | 2019-04-09 23:24 | 2019-10-01 00:02 | LN: EDE.EDE.11354.A | LN: EES.EES.7343.A
24717 | TMP194_24717 | SWPP | RCF | LN CAMPBLCO - BISMARK2 230 kV ftlo LN FTTHOMP - LELANDO 345 kV | 240 | 264 | LN CAMPBLCO - BISMARK2 230 kV | LN FTTHOMP - LELANDO 345 kV | 2019-04-10 06:43 | 2019-10-01 00:02 | LN: WAUE.WAUE.BISMARK_MOUND.A | LN: WAUE.WAUE.FTTHOLELAN34_1.1
24712 | TMP209_24712 | SWPP | RCF | LN ST_JOE - WOODBIN5 161 kV ftlo LN ST_JOE - EASTTOWN 345 kV | 357 | 390 | LN ST_JOE - WOODBIN5 161 kV | LN ST_JOE - EASTTOWN 345 kV | 2019-04-08 16:40 | 2019-10-01 00:02 | LN: MPS.MPS.11311.A | LN: MPS.MPS.EASTTOWN_STJOE.A
24915 | TMP213_24915 | SWPP | RCF | LN FTTHOMP - LAKPLAT 230 kV ftlo LN FTTHOMP - FTRANDL 230 kV | 319 | 319 | LN FTTHOMP - LAKPLAT 230 kV | LN FTTHOMP - FTRANDL 230 kV | 2019-06-21 17:45 | 2019-10-01 00:02 | LN: WAUE.WAUE.LAKPLFTTHO23_1.1 | LN: WAUE.WAUE.FTRANFTTHO23_1.1
24922 | TMP227_24922 | SWPP | RCF | LN FTTHOMP - FTRANDL 230 kV ftlo XF STORLA 230/1 kV | 320 | 320 | LN FTTHOMP - FTRANDL 230 kV | XF STORLA 230/1 kV | 2019-06-26 02:01 | 2019-10-01 00:02 | LN: WAUE.WAUE.FTRANFTTHO23_1.1 | XF: WAUE.WAUE.STORLA.V1A1.KV1A1
24830 | TMP228_24830 | MISO | RCF | LN WEBSTER2 - HAYESAVE 161 kV ftlo LN BVRCRFBC - GRIMES 345 kV | 210 | 210 | LN WEBSTER2 - HAYESAVE 161 kV | LN BVRCRFBC - GRIMES 345 kV | 2019-05-22 18:11 | 2019-10-01 00:02 | LN: MEC.MEC.HAYESWEBST16_1.1 | LN: MEC.MEC.BVRCRGRIME34_1.1
24815 | TMP253_24815 | SWPP | RCF | LN RAUN - SIOUXCY2 345 kV ftlo LN OBRIENCO - LAKEFLD 345 kV | 956 | 981 | LN RAUN - SIOUXCY2 345 kV | LN OBRIENCO - LAKEFLD 345 kV | 2019-05-17 17:01 | 2019-10-01 00:02 | LN: WAUE.WAUE.RAUNSIOUX34_1.1 | LN: ALTW.ALTW.LAKEFOBRIE34_1.1
24993 | TMP192_24993 | SWPP | RCF | LN FORMAN - FORMNWA 115 kV ftlo LN JAMESTN - VALLEYC 115 kV | 80 | 88 | LN FORMAN - FORMNWA 115 kV | LN JAMESTN - VALLEYC 115 kV | 2019-07-24 16:02 | 2019-10-01 00:02 | LN: OTP.OTP.FORMAFORMN11_1.1 | LN: WAUE.WAUE.VALLEJAMES11_1.1
24963 | TMP381_24963 | SWPP | RCF | LN HURON - HURONTAP 115 kV ftlo LN FTTHOMP - LETCHERW 230 kV | 120 | 120 | LN HURON - HURONTAP 115 kV | LN FTTHOMP - LETCHERW 230 kV | 2019-07-12 19:22 | 2019-10-01 00:02 | LN: WAUE.WAUE.HURONHURON11_1.1 | LN: WAUE.WAUE.LETCHFTTHO23_1.1
24954 | TMP333_24954 | SWPP | RCF | LN KELL - TECH 161 kV ftlo XF FAIRPORT 345/161 kV | 112 | 123 | LN KELL - TECH 161 kV | XF FAIRPORT 345/161 kV | 2019-07-10 03:56 | 2019-10-01 00:02 | LN: WR.WR.4055.1 | XF: AECI.AECI.FAIRPORT.3498.T3
24937 | TMP353_24937 | SWPP | RCF | LN W_SILOAM - SILOAM 161 kV ftlo LN GRDA17 - TONNECE 345 kV | 335 | 335 | LN W_SILOAM - SILOAM 161 kV | LN GRDA17 - TONNECE 345 kV | 2019-07-05 14:51 | 2019-10-01 00:02 | LN: GRDA.GRDA.WSILOM_GRDA_1A.B | LN: GRDA.GRDA.TONN_GRDA.A
24813 | TMP422_24813 | MISO | RCF | LN SIOUXCY - PLYMOTH 161 kV ftlo LN SIOUXCY2 - RAUN 345 kV | 480 | 480 | LN SIOUXCY - PLYMOTH 161 kV | LN SIOUXCY2 - RAUN 345 kV | 2019-05-20 15:54 | 2019-10-01 00:02 | LN: MEC.MEC.PLYMOSIOUX16_1.1 | LN: WAUE.WAUE.RAUNSIOUX34_1.1
24866 | TMP432_24866 | MISO | RCF | LN ADAMS_I - ADAMS_D 69 kV ftlo XF GLENWTH 161/69 kV | 72 | 72 | LN ADAMS_I - ADAMS_D 69 kV | XF GLENWTH 161/69 kV | 2019-06-06 00:20 | 2019-10-01 00:02 | LN: DPC.DPC.ADM_DADM_I69_1.1 | XF: ALTW.ALTW.GLENWTH.TR1.TR1
24862 | TMP461_24862 | MISO | RCF | LN HOLBOT - JAXV_N 115 kV ftlo LN HOLBOT - KEO 500 kV | 333 | 333 | LN HOLBOT - JAXV_N 115 kV | LN HOLBOT - KEO 500 kV | 2019-06-04 02:20 | 2019-10-01 00:02 | LN: EES.EES.HOLBOT_JAXV_N3.A | LN: EES.EES.HOLBOT_KEO___8.A
24826 | TMP369_24826 | MISO | RCF | XF DOLET 345/230 kV ftlo LN EL_EHV - MOLIVE 500 kV | 700 | 770 | XF DOLET 345/230 kV | LN EL_EHV - MOLIVE 500 kV | 2019-05-21 20:31 | 2019-10-01 00:02 | XF: CLEC.CLEC.DOLET.5093.DOLET_AUT | LN: EES.EES.EL_EHV_MOLIVE8.A
24923 | TMP436_24923 | SWPP | RCF | LN FTTHOMP - HURON 230 kV ftlo LN FTTHOMP - WESSPRNG 230 kV | 320 | 352 | LN FTTHOMP - HURON 230 kV | LN FTTHOMP - WESSPRNG 230 kV | 2019-06-26 09:19 | 2019-10-01 00:02 | LN: WAUE.WAUE.FTTHOHURON23_1.1 | LN: WAUE.WAUE.WESSPFTTHO23_1.1
24909 | TMP471_24909 | SWPP | RCF | LN BRN331 - OZRK_B 161 kV ftlo LN TABLE_RK - GRANDVW 161 kV | 112 | 112 | LN BRN331 - OZRK_B 161 kV | LN TABLE_RK - GRANDVW 161 kV | 2019-06-19 18:20 | 2019-10-01 00:02 | LN: EDE.EDE.11354.A | LN: SPA.SPA.TROCK-EUREKA.A
24885 | TMP459_24885 | MISO | RCF | LN LIME_CK - BARTONSS 161 kV ftlo LN WORT - GLENWTH 161 kV | 266 | 266 | LN LIME_CK - BARTONSS 161 kV | LN WORT - GLENWTH 161 kV | 2019-06-10 16:35 | 2019-10-01 00:02 | LN: ALTW.ALTW.LIME_BARTO16_1.1 | LN: ALTW.ALTW.GLENWWORT16_1.1
24886 | TMP458_24886 | MISO | RCF | LN ADAMS_I - HAYWARD 161 kV ftlo LN ADAMS_I - BARTONSS 161 kV | 233 | 233 | LN ADAMS_I - HAYWARD 161 kV | LN ADAMS_I - BARTONSS 161 kV | 2019-06-10 16:24 | 2019-10-01 00:02 | LN: ALTW.ALTW.ADAMSHAYWA16_1.1 | LN: ALTW.ALTW.BARTOADAMS16_1.1
24887 | TMP457_24887 | MISO | RCF | LN EMERY - FLOYD 161 kV ftlo LN MITCHLCO - HAZLTON 345 kV | 272 | 272 | LN EMERY - FLOYD 161 kV | LN MITCHLCO - HAZLTON 345 kV | 2019-06-10 16:19 | 2019-10-01 00:02 | LN: ALTW.ALTW.FLOYDEMERY16_1.1 | LN: ALTW.ALTW.MITCHHAZLT34_1.1
24888 | TMP460_24888 | MISO | RCF | LN MITCHLCO - HAZLTON 345 kV ftlo LN NROCH - BRIGGSRD 345 kV | 1195 | 1195 | LN MITCHLCO - HAZLTON 345 kV | LN NROCH - BRIGGSRD 345 kV | 2019-06-10 16:35 | 2019-10-01 00:02 | LN: ALTW.ALTW.MITCHHAZLT34_1.1 | LN: NSP.NSP.BRIGGNROCH34_1.1
24693 | TMP331_24693 | SWPP | RCF | LN FERNALD - RLND 69 kV ftlo LN M_TOWN - WELSBRG 161 kV | 47 | 52 | LN FERNALD - RLND 69 kV | LN M_TOWN - WELSBRG 161 kV | 2019-04-03 22:28 | 2019-10-01 00:02 | LN: WAUE.WAUE.RLNDFERNA69_1.1 | LN: ALTW.ALTW.M_TOWWELSB16_2.1
24668 | TMP303_24668 | SWPP | RCF | LN WELSBGCB - GNDY 69 kV ftlo LN ABBOTT - TRAER 161 kV | 47 | 58 | LN WELSBGCB - GNDY 69 kV | LN ABBOTT - TRAER 161 kV | 2019-03-27 16:54 | 2019-10-01 00:02 | LN: WAUE.WAUE.WELSBGNDY69_1.1 | LN: ALTW.ALTW.ABBOTTRAER16_1.1
24065 | TMP402_24065 | MISO | RCF | LN STAN_TP - BEULAH 115 kV ftlo LN ANTELOP - ROUNDUP 345 kV | 121 | 121 | LN STAN_TP - BEULAH 115 kV | LN ANTELOP - ROUNDUP 345 kV | 2018-08-01 11:49 | 2019-10-01 00:02 | LN: MDU.MDU.STAN_BEULA11_1.1 | LN: WAUE.WAUE.ANTELOP_CHAR_2.A
24038 | TMP389_24038 | MISO | RCF | LN MAYFLR - MORGN2 115 kV ftlo LN MABELV - ARK_NU 500 kV | 283 | 283 | LN MAYFLR - MORGN2 115 kV | LN MABELV - ARK_NU 500 kV | 2018-07-21 12:59 | 2019-10-01 00:02 | LN: EES.EES.MAYFLR_MORGN23.A | LN: EES.EES.ARK_NU_MABELV8.A
24319 | TMP429_24319 | SWPP | RCF | XF CATSAGR5 161/138 kV ftlo LN IGLOOVAL - TULSA_NO 345 kV | 150 | 167 | XF CATSAGR5 161/138 kV | LN IGLOOVAL - TULSA_NO 345 kV | 2018-11-13 10:23 | 2019-10-01 00:02 | XF: GRDA.GRDA.CATSAGR5.1292.2 | LN: CSWS.CSWS.TULSANO_IGLOOV.A
23637 | TMP312_23637 | MISO | RCF | LN DANVL2 - OLA 115 kV ftlo LN ARK_NU - PLS_HL 500 kV | 106 | 106 | LN DANVL2 - OLA 115 kV | LN ARK_NU - PLS_HL 500 kV | 2018-03-24 11:59 | 2019-10-01 00:02 | LN: EES.EES.DANVL2_OLA___3.A | LN: EES.EES.ARK_NU_PLS_HL8.A
23634 | TMP310_23634 | MISO | RCF | LN MTGY - SPCK 345 kV ftlo LN COFFEEN - PANA 345 kV | 956 | 956 | LN MTGY - SPCK 345 kV | LN COFFEEN - PANA 345 kV | 2018-03-28 14:59 | 2019-10-01 00:02 | LN: AMRN.AMRN.MTGY_SPCK_5503.A | LN: AMIL.AMIL.PANA_COFN_1.A
24399 | TMP472_24399 | SWPP | RCF | LN OAHE - SULLYBT 230 kV ftlo LN FTTHOMP - LELANDO 345 kV | 239 | 239 | LN OAHE - SULLYBT 230 kV | LN FTTHOMP - LELANDO 345 kV | 2018-12-06 07:26 | 2019-10-01 00:02 | LN: WAUE.WAUE.OAHESULLY23_1.1 | LN: WAUE.WAUE.FTTHOLELAN34_1.1
24522 | TMP499_24522 | SWPP | RCF | LN G_GENT1 - OGALALA 230 kV ftlo LN G_GENT1 - KEYSTONE 345 kV | 320 | 352 | LN G_GENT1 - OGALALA 230 kV | LN G_GENT1 - KEYSTONE 345 kV | 2019-02-06 02:24 | 2019-10-01 00:02 | LN: NPPD.NPPD.GENTLOGALA23_1.1 | LN: NPPD.NPPD.NP_3509.A
24904 | TMP485_24904 | SWPP | RCF | LN BEATRICE - HARBINE 115 kV ftlo XF FAIRPORT 345/161 kV | 99 | 109 | LN BEATRICE - HARBINE 115 kV | XF FAIRPORT 345/161 kV | 2019-06-17 12:36 | 2019-10-01 00:02 | LN: NPPD.NPPD.1175A.A | XF: AECI.AECI.FAIRPORT.3498.T3
25167 | TMP194_25167 | SWPP | INT | LN OAHE - FTTHOMP 230 kV ftlo LN OAHE - FTTHOMP 230 kV | 352 | 352 | LN OAHE - FTTHOMP 230 kV | LN OAHE - FTTHOMP 230 kV | 2019-10-02 23:21 | 2019-10-03 10:57 | LN: WAUE.WAUE.FTTHOOAHE23_1.1 | LN: WAUE.WAUE.FTTHOOAHE23_2.1
24894 | TMP430_24894 | MISO | RCF | LN QUADCITY - ROCK_CK 345 kV ftlo XF SUB_91 345/161 kV | 1195 | 1195 | LN QUADCITY - ROCK_CK 345 kV | XF SUB_91 345/161 kV | 2019-06-14 16:24 | 2019-11-01 00:33 | LN: CE.CE.QUAD_ROCK_34_1.1 | XF: MEC.MEC.SUB_91.9T1.Q91_9T1
24932 | TMP351_24932 | MISO | RCF | LN LAURELSS - JASPER2 161 kV ftlo LN M_TOWN - TIMBRCK 161 kV | 398 | 398 | LN LAURELSS - JASPER2 161 kV | LN M_TOWN - TIMBRCK 161 kV | 2019-07-02 09:43 | 2019-11-01 00:33 | LN: ALTW.ALTW.LAUREJASPE16_1.1 | LN: ALTW.ALTW.M_TOWTIMBR16_1.1
24910 | TMP465_24910 | MISO | RCF | LN RSTE - VIENNA 115 kV ftlo LN EL_EHV - MOLIVE 500 kV | 239 | 239 | LN RSTE - VIENNA 115 kV | LN EL_EHV - MOLIVE 500 kV | 2019-06-20 18:38 | 2019-11-01 00:33 | LN: EES.EES.RUSTON_VIENNA3.A | LN: EES.EES.EL_EHV_MOLIVE8.A
24917 | TMP470_24917 | MISO | RCF | LN HESKETT - WISHEK 230 kV ftlo LN GROTON - CROCKERW 345 kV | 234 | 257 | LN HESKETT - WISHEK 230 kV | LN GROTON - CROCKERW 345 kV | 2019-06-22 18:45 | 2019-11-01 00:33 | LN: MDU.MDU.HESKEWISHE23_1.1 | LN: WAUE.WAUE.CROCKER_GROTON.A
24974 | TEMP47_24974 | SWPP | INT | XF SEMINOLE 345/138 kV ftlo XF SEMINOLE 345/138 kV | 448 | 448 | XF SEMINOLE 345/138 kV | XF SEMINOLE 345/138 kV | 2019-07-16 14:55 | 2019-11-11 15:49 | XF: OKGE.OKGE.SEMINOLE.8933.A | XF: OKGE.OKGE.SEMINOLE.8934.B
24536 | TEMP10_24536 | SWPP | INT | LN CIMARRON - TUTCONTP 138 kV ftlo LN GRACMONT - MINCO 345 kV | 191 | 191 | LN CIMARRON - TUTCONTP 138 kV | LN GRACMONT - MINCO 345 kV | 2019-02-09 09:44 | 2019-11-11 15:49 | LN: OKGE.OKGE.CIMARRON_138.A | LN: OKGE.OKGE.LAWTON_MINCO.A
24749 | TEMP58_24749 | SWPP | INT | LN HOSKINS - STANTNTH 115 kV ftlo LN RAUN - FT_CAL 345 kV | 99 | 109 | LN HOSKINS - STANTNTH 115 kV | LN RAUN - FT_CAL 345 kV | 2019-04-20 21:20 | 2019-11-11 15:49 | LN: NPPD.NPPD.1266.1 | LN: MEC.MEC.FT_CARAUN34_1.1
24115 | TEMP42_24115 | SWPP | INT | LN CIMARRON - TUTCONTP 138 kV ftlo LN MINCO - CIMARRON 345 kV | 191 | 191 | LN CIMARRON - TUTCONTP 138 kV | LN MINCO - CIMARRON 345 kV | 2018-09-09 23:42 | 2019-11-11 15:49 | LN: OKGE.OKGE.CIMARRON_138.A | LN: OKGE.OKGE.CIMARRON_345.A
23914 | TEMP66_23914 | SWPP | INT | LN FLINTCRK - DECAS5 161 kV ftlo LN ECENTERT - BENT_SL5 161 kV | 223 | 223 | LN FLINTCRK - DECAS5 161 kV | LN ECENTERT - BENT_SL5 161 kV | 2018-06-01 13:30 | 2019-11-11 15:49 | LN: EDE.EDE.FLNCRK_EDE_1A.A | LN: CSWS.CSWS.ECENTROGER16_1.A
25032 | TEMP71_25032 | SWPP | INT | LN SWSHREV - SPRINGRI 138 kV ftlo LN LEASIDE - STONEWA 138 kV | 199 | 199 | LN SWSHREV - SPRINGRI 138 kV | LN LEASIDE - STONEWA 138 kV | 2019-08-18 18:55 | 2019-11-11 15:56 | LN: CSWS.CSWS.SWSHREV_SPRI.A | LN: CSWS.CSWS.LEASI_STONE_1.A
25034 | TEMP76_25034 | SWPP | INT | LN SWSHREV - SPRINGRI 138 kV ftlo LN PIRKEY - WHITNEY 138 kV | 199 | 199 | LN SWSHREV - SPRINGRI 138 kV | LN PIRKEY - WHITNEY 138 kV | 2019-08-18 19:45 | 2019-11-11 15:56 | LN: CSWS.CSWS.SWSHREV_SPRI.A | LN: CSWS.CSWS.962.A
24820 | TEMP91_24820 | SWPP | INT | LN BEATRICE - HARBINE 115 kV ftlo LN STEELCTY - STEELFLT 115 kV | 89 | 99 | LN BEATRICE - HARBINE 115 kV | LN STEELCTY - STEELFLT 115 kV | 2019-05-19 14:47 | 2019-11-11 15:56 | LN: NPPD.NPPD.1175A.A | LN: NPPD.NPPD.STEELFLAT_WIND.A
25035 | TEMP96_25035 | SWPP | INT | LN UTICAJC - NAPAJCT7 115 kV ftlo LN FTRANDL - WH_SWAN 115 kV | 120 | 120 | LN UTICAJC - NAPAJCT7 115 kV | LN FTRANDL - WH_SWAN 115 kV | 2019-08-19 01:06 | 2019-11-15 10:05 | LN: WAUE.WAUE.UTICAJC_NAPAJ.A | LN: WAUE.WAUE.FTRANWH_SW11_1.1
24975 | TEMP48_24975 | SWPP | INT | XF NOWST1 345/1 kV ftlo XF NOWST1 345/1 kV | 478 | 478 | XF NOWST1 345/1 kV | XF NOWST1 345/1 kV | 2019-07-16 16:18 | 2019-11-15 10:05 | XF: OKGE.OKGE.NOWST1.XF3.XF3P | XF: OKGE.OKGE.NOWST1.8788.B
25155 | TEMP86_25155 | SWPP | INT | LN CLEARWT4 - MURR 138 kV ftlo LN VIOLA7 - WICH 345 kV | 524 | 628 | LN CLEARWT4 - MURR 138 kV | LN VIOLA7 - WICH 345 kV | 2019-09-30 01:29 | 2019-11-15 10:05 | LN: WR.WR.MURRGIL_CLEARW.A | LN: WR.WR.VIOLA_WICH.B
25090 | TEMP08_25090 | SWPP | INT | XF CIMARRON 345/1 kV ftlo LN CIMARRON - DRAPR1 345 kV | 478 | 478 | XF CIMARRON 345/1 kV | LN CIMARRON - DRAPR1 345 kV | 2019-09-11 14:45 | 2019-11-15 10:05 | XF: OKGE.OKGE.CIMARRON.8802.B12 | LN: OKGE.OKGE.8803.A
25108 | TEMP84_25108 | SWPP | INT | LN TULSA_NO - 46_ST_TP 138 kV ftlo LN TULSA_NO - WHIRL_TP 138 kV | 152 | 152 | LN TULSA_NO - 46_ST_TP 138 kV | LN TULSA_NO - WHIRL_TP 138 kV | 2019-09-16 23:01 | 2019-11-15 10:05 | LN: CSWS.CSWS.2045.A | LN: CSWS.CSWS.021B.A
25111 | TEMP69_25111 | SWPP | INT | XF KELLY 230/115 kV ftlo XF SHELLCRK 230/345 kV | 167 | 209 | XF KELLY 230/115 kV | XF SHELLCRK 230/345 kV | 2019-09-17 15:10 | 2019-11-15 10:05 | XF: NPPD.NPPD.KELLY.1.1 | XF: NPPD.NPPD.SHELLCRK.1.1
25050 | TEMP79_25050 | SWPP | INT | LN SEWARD3 - ST-JOHN 115 kV ftlo LN CLARKCO - THISTLE7 345 kV | 101 | 101 | LN SEWARD3 - ST-JOHN 115 kV | LN CLARKCO - THISTLE7 345 kV | 2019-08-26 12:20 | 2019-11-15 10:05 | LN: SECI.SECI.10957.A | LN: SECI.SECI.CLARK_THISTLE1.A
24783 | TEMP15_24783 | SWPP | INT | LN MEADW_GR - KELLY 230 kV ftlo LN FTRANDL - SIOUXCY 230 kV | 387 | 425 | LN MEADW_GR - KELLY 230 kV | LN FTRANDL - SIOUXCY 230 kV | 2019-05-02 20:37 | 2019-11-15 10:05 | LN: NPPD.NPPD.MEADWGRV_KELLY.A | LN: WAUE.WAUE.FTRANSIOUX23_1.1
24589 | TMP101_24589 | SWPP | INT | LN LAWH - MOCK 115 kV ftlo LN BISM - FAIRGNDS 115 kV | 86 | 92 | LN LAWH - MOCK 115 kV | LN BISM - FAIRGNDS 115 kV | 2019-03-01 17:32 | 2019-11-15 10:05 | LN: WR.WR.4213.1 | LN: WR.WR.FAIRGN_BISM.1
25051 | TMP157_25051 | SWPP | INT | XF FTTHOMP 345/1 kV ftlo LN GRPRAIR - GRISLD1 345 kV | 250 | 313 | XF FTTHOMP 345/1 kV | LN GRPRAIR - GRISLD1 345 kV | 2019-08-26 13:39 | 2019-11-15 10:05 | XF: WAUE.WAUE.FTTHOMP.U1B1.KU1B1 | LN: NPPD.NPPD.GRISLD1_GRPRAI.A
25073 | TMP145_25073 | SWPP | INT | LN GRNBUR1 - SUNCIT1 115 kV ftlo LN CLARKCO - THISTLE7 345 kV | 135.8 | 135.8 | LN GRNBUR1 - SUNCIT1 115 kV | LN CLARKCO - THISTLE7 345 kV | 2019-09-01 21:24 | 2019-11-15 10:05 | LN: SECI.SECI.10909.A | LN: SECI.SECI.CLARK_THISTLE1.A
25091 | TMP128_25091 | SWPP | INT | LN GAVINS - HARTNGTN 115 kV ftlo LN TILDEN - ANTELOP3 115 kV | 120 | 132 | LN GAVINS - HARTNGTN 115 kV | LN TILDEN - ANTELOP3 115 kV | 2019-09-11 20:25 | 2019-11-15 10:05 | LN: WAUE.WAUE.HARTGGAVIN11_1.1 | LN: NPPD.NPPD.ANTELO_TILDEN.A
25031 | TMP142_25031 | SWPP | INT | LN MARSHAL - JEFF_SWC 138 kV ftlo LN PIRKEY - DIANA 345 kV | 238 | 238 | LN MARSHAL - JEFF_SWC 138 kV | LN PIRKEY - DIANA 345 kV | 2019-08-18 18:55 | 2019-11-15 10:05 | LN: CSWS.CSWS.900.A | LN: CSWS.CSWS.895.A
25029 | TMP133_25029 | SWPP | INT | LN SW_STA - ELSWORTH 138 kV ftlo LN GRACMONT - LAW_ES 345 kV | 156 | 173 | LN SW_STA - ELSWORTH 138 kV | LN GRACMONT - LAW_ES 345 kV | 2019-08-16 14:19 | 2019-11-15 10:05 | LN: CSWS.CSWS.2247.A | LN: OKGE.OKGE.LAWTON_MINCO.B
24864 | TMP121_24864 | SWPP | INT | LN SUB1209 - SUB1231 161 kV ftlo LN SUB1209 - SUB1231 161 kV | 227 | 227 | LN SUB1209 - SUB1231 161 kV | LN SUB1209 - SUB1231 161 kV | 2019-06-04 11:10 | 2019-11-15 10:05 | LN: OPPD.OPPD.SUB12SUB121628.1 | LN: OPPD.OPPD.SUB12SUB121621.1
24925 | TMP122_24925 | SWPP | INT | LN BROOK_LN - JUNCTN5 161 kV ftlo LN BATFLD5 - MAIN1 161 kV | 336 | 355 | LN BROOK_LN - JUNCTN5 161 kV | LN BATFLD5 - MAIN1 161 kV | 2019-06-27 14:11 | 2019-11-15 10:05 | LN: SPRM.SPRM.BROOK-NICHOL.A | LN: SPRM.SPRM.11590.A
25015 | TMP184_25015 | SWPP | INT | LN RAINSRD - ARSENAL 138 kV ftlo LN LONGWOO - SWSHREV 345 kV | 203 | 203 | LN RAINSRD - ARSENAL 138 kV | LN LONGWOO - SWSHREV 345 kV | 2019-08-08 01:36 | 2019-11-15 10:09 | LN: CSWS.CSWS.827.A | LN: CSWS.CSWS.857.A
25056 | TMP158_25056 | SWPP | INT | LN ARCAD7 - CTNWD1 138 kV ftlo LN ARCAD7 - RNDBARN4 138 kV | 287 | 287 | LN ARCAD7 - CTNWD1 138 kV | LN ARCAD7 - RNDBARN4 138 kV | 2019-08-27 09:51 | 2019-11-15 10:09 | LN: OKGE.OKGE.8727.A | LN: OKGE.OKGE.8734.A
25058 | TMP246_25058 | SWPP | INT | LN CRAIG - COLLEGE 161 kV ftlo LN STILWELL - ANTIOCH 161 kV | 293 | 334 | LN CRAIG - COLLEGE 161 kV | LN STILWELL - ANTIOCH 161 kV | 2019-08-27 16:05 | 2019-11-25 14:20 | LN: KCPL.KCPL.COLLEG_CRAIG_1.1 | LN: KCPL.KCPL.ANTIOC_STILWE1.1
25052 | TMP218_25052 | SWPP | INT | LN FTRANDL - SIOUXCY 230 kV ftlo LN MEADW_GR - KELLY 230 kV | 320 | 320 | LN FTRANDL - SIOUXCY 230 kV | LN MEADW_GR - KELLY 230 kV | 2019-08-26 15:57 | 2019-11-25 14:20 | LN: WAUE.WAUE.FTRANSIOUX23_1.1 | LN: NPPD.NPPD.MEADWGRV_KELLY.A
25132 | TMP203_25132 | SWPP | INT | LN HOXIE_1 - BEACH 115 kV ftlo LN MINGO1 - SETAB1 345 kV | 80 | 80 | LN HOXIE_1 - BEACH 115 kV | LN MINGO1 - SETAB1 345 kV | 2019-09-25 09:01 | 2019-11-25 14:20 | LN: WR.MIDW.9986.A | LN: SECI.SECI.10151.A
25134 | TMP225_25134 | SWPP | INT | LN ESTR_WR - WEMP 115 kV ftlo XF MORR 230/115 kV | 86 | 92 | LN ESTR_WR - WEMP 115 kV | XF MORR 230/115 kV | 2019-09-25 13:02 | 2019-11-25 14:20 | LN: WR.WR.ESTR_WEMP11_1.1 | XF: WR.WR.MORR.3005.MORR_105
25174 | TMP253_25174 | SWPP | INT | LN MSTNG1 - SW51 138 kV ftlo LN MSTNG1 - DATON 138 kV | 287 | 287 | LN MSTNG1 - SW51 138 kV | LN MSTNG1 - DATON 138 kV | 2019-10-04 09:28 | 2019-11-25 14:20 | LN: OKGE.OKGE.8775.A | LN: OKGE.OKGE.8773.A
25020 | TMP215_25020 | SWPP | INT | LN KNOLL1 - NHAYS 115 kV ftlo LN POSTROCK - SPERVI1 345 kV | 83 | 99 | LN KNOLL1 - NHAYS 115 kV | LN POSTROCK - SPERVI1 345 kV | 2019-08-13 20:05 | 2019-11-25 14:20 | LN: WR.MIDW.9994.A | LN: WR.MIDW.POSTRCK_SPERV.A
25014 | TMP196_25014 | SWPP | INT | LN RAINSRD - ARSENAL 138 kV ftlo LN LONGWOO - LIEBERM 138 kV | 203 | 203 | LN RAINSRD - ARSENAL 138 kV | LN LONGWOO - LIEBERM 138 kV | 2019-08-08 01:25 | 2019-11-25 14:20 | LN: CSWS.CSWS.827.A | LN: CSWS.CSWS.846.A
25023 | TMP214_25023 | SWPP | INT | LN KNOLL1 - NHAYS 115 kV ftlo LN SPERVI1 - MULGRE2 230 kV | 83 | 99 | LN KNOLL1 - NHAYS 115 kV | LN SPERVI1 - MULGRE2 230 kV | 2019-08-13 21:08 | 2019-11-25 14:20 | LN: WR.MIDW.9994.A | LN: SECI.SECI.10940.A
24844 | TMP251_24844 | SWPP | INT | LN MSTNG1 - SW51 138 kV ftlo LN MSTNG1 - CUNCL 138 kV | 287 | 287 | LN MSTNG1 - SW51 138 kV | LN MSTNG1 - CUNCL 138 kV | 2019-05-27 00:21 | 2019-11-25 14:20 | LN: OKGE.OKGE.8775.A | LN: OKGE.OKGE.8772.A
24814 | TMP200_24814 | SWPP | INT | LN MIDJ - LEC 115 kV ftlo XF LAWH 230/115 kV | 103 | 122 | LN MIDJ - LEC 115 kV | XF LAWH 230/115 kV | 2019-05-17 13:19 | 2019-11-25 14:20 | LN: WR.WR.3060.1 | XF: WR.WR.LAWH.3034.LAWH_29
24770 | TMP195_24770 | SWPP | INT | LN BRAMAN2 - NEWKRKT 69 kV ftlo LN MDFRDTP4 - RDRUNNR4 138 kV | 56 | 56 | LN BRAMAN2 - NEWKRKT 69 kV | LN MDFRDTP4 - RDRUNNR4 138 kV | 2019-04-28 00:14 | 2019-11-25 14:20 | LN: OKGE.OKGE.BRAMAN_NEWKRK.A | LN: OKGE.OKGE.MDFRDTP_RDRUNN.A
24795 | TMP357_24795 | SWPP | INT | LN GAVINS - HARTNGTN 115 kV ftlo LN BLMFLD - CREITON 115 kV | 120 | 132 | LN GAVINS - HARTNGTN 115 kV | LN BLMFLD - CREITON 115 kV | 2019-05-08 15:25 | 2019-11-25 14:20 | LN: WAUE.WAUE.HARTGGAVIN11_1.1 | LN: NPPD.NPPD.BLMFLD_CREITON.A
24804 | TMP406_24804 | SWPP | INT | LN RAM452 - ORO1101 161 kV ftlo LN GRDA17 - TONNECE 345 kV | 279 | 279 | LN RAM452 - ORO1101 161 kV | LN GRDA17 - TONNECE 345 kV | 2019-05-14 04:01 | 2019-11-25 14:20 | LN: EDE.EDE.11330.A | LN: GRDA.GRDA.TONN_GRDA.A
24806 | TMP407_24806 | SWPP | INT | LN RAM452 - ORO1101 161 kV ftlo LN TONNECE - FLINTCRK 345 kV | 279 | 279 | LN RAM452 - ORO1101 161 kV | LN TONNECE - FLINTCRK 345 kV | 2019-05-15 07:08 | 2019-11-25 14:20 | LN: EDE.EDE.11330.A | LN: GRDA.GRDA.TONN_FLIN.A
24852 | TMP425_24852 | SWPP | INT | LN TUPELO2 - SBROWN 138 kV ftlo LN RUSSETT - SBROWN 138 kV | 96 | 96 | LN TUPELO2 - SBROWN 138 kV | LN RUSSETT - SBROWN 138 kV | 2019-05-29 10:40 | 2019-11-25 14:20 | LN: WFEC.WFEC.7444.A | LN: WFEC.WFEC.7454.A
24880 | TMP343_24880 | SWPP | INT | LN YKNTJCT - GAVINS 115 kV ftlo LN FTRANDL - SIOUXCY 230 kV | 120 | 121 | LN YKNTJCT - GAVINS 115 kV | LN FTRANDL - SIOUXCY 230 kV | 2019-06-07 16:01 | 2019-11-25 14:20 | LN: WAUE.WAUE.GAVINYKNTJ11_1.1 | LN: WAUE.WAUE.FTRANSIOUX23_1.1
25030 | TMP392_25030 | SWPP | INT | LN SAND_SPG - PRATTVL 138 kV ftlo LN RIVRSIDE - EXGLN4 138 kV | 265 | 286 | LN SAND_SPG - PRATTVL 138 kV | LN RIVRSIDE - EXGLN4 138 kV | 2019-08-18 01:30 | 2019-11-25 14:20 | LN: CSWS.CSWS.1981.A | LN: OKGE.OKGE.RSPS_138.A
25033 | TMP417_25033 | SWPP | INT | LN RAM452 - ORO1101 161 kV ftlo LN STL4391 - JOP1451 161 kV | 279 | 279 | LN RAM452 - ORO1101 161 kV | LN STL4391 - JOP1451 161 kV | 2019-08-18 19:28 | 2019-11-25 14:20 | LN: EDE.EDE.11330.A | LN: EDE.EDE.11345.A
25036 | TMP360_25036 | SWPP | INT |  | 268 | 308 | LN 134PENTP - WESTMOR4 138 kV |  | 2019-08-19 08:09 | 2019-11-25 14:20 | LN: OKGE.OKGE.WEST_134PENTP.A
24986 | TMP301_24986 | SWPP | INT | LN KNOLL1 - SALINE 115 kV ftlo LN RHOADES - PHLBUR1 115 kV | 80 | 80 | LN KNOLL1 - SALINE 115 kV | LN RHOADES - PHLBUR1 115 kV | 2019-07-20 16:08 | 2019-11-25 14:20 | LN: WR.MIDW.9975.A | LN: SECI.SECI.PHLB_RHOA.A
24947 | TMP334_24947 | SWPP | INT | LN SIDNEYM - SIDNEY 230 kV ftlo LN SIDNEYM - KEYSTONE 345 kV | 478 | 478 | LN SIDNEYM - SIDNEY 230 kV | LN SIDNEYM - KEYSTONE 345 kV | 2019-07-09 14:55 | 2019-11-25 14:20 | LN: WAUE.WAUE.SIDNESIDNE23_2.1 | LN: WAUE.WAUE.SIDNEKEYST34_1.1
25175 | TMP398_25175 | SWPP | INT | LN HURON - CARPNTRW 230 kV ftlo LN HURON - WATERTN 230 kV | 320 | 350 | LN HURON - CARPNTRW 230 kV | LN HURON - WATERTN 230 kV | 2019-10-04 07:12 | 2019-11-25 14:20 | LN: WAUE.WAUE.CARPNHURON23_1.1 | LN: WAUE.WAUE.HURONWATER23_2.1
25176 | TMP402_25176 | SWPP | INT | XF TUCO 345/230 kV ftlo LN BADGER7 - BVRCNTY7 345 kV | 559 | 559 | XF TUCO 345/230 kV | LN BADGER7 - BVRCNTY7 345 kV | 2019-10-04 09:39 | 2019-11-25 14:20 | XF: SPS.SPS.TUCO.753.TUC_230XFMR | LN: OKGE.OKGE.BADGR_BVRCNTY2.A
25144 | TMP405_25144 | SWPP | INT | LN VINETAP3 - NHAYS 115 kV ftlo LN SHAYS - POSTROCK 230 kV | 83 | 99 | LN VINETAP3 - NHAYS 115 kV | LN SHAYS - POSTROCK 230 kV | 2019-09-27 08:19 | 2019-11-25 14:20 | LN: WR.MIDW.NHAYS_VINETAP3.A | LN: WR.MIDW.SHAYS_KNOLL1.B
25148 | TMP377_25148 | SWPP | INT | XF G_GENT1 1/345 kV ftlo LN KEYSTONE - G_GENT1 345 kV | 336 | 420 | XF G_GENT1 1/345 kV | LN KEYSTONE - G_GENT1 345 kV | 2019-09-28 02:48 | 2019-11-25 14:20 | XF: NPPD.NPPD.G_GENT1.1.1 | LN: NPPD.NPPD.NP_3509.A
25149 | TMP397_25149 | SWPP | INT | LN GAVINS - YKNTJCT 115 kV ftlo LN TILDEN - ANTELOP3 115 kV | 120 | 121 | LN GAVINS - YKNTJCT 115 kV | LN TILDEN - ANTELOP3 115 kV | 2019-09-28 02:58 | 2019-11-25 14:20 | LN: WAUE.WAUE.GAVINYKNTJ11_1.1 | LN: NPPD.NPPD.ANTELO_TILDEN.A
25152 | TMP384_25152 | SWPP | INT | LN QUAIL - SKYLN 138 kV ftlo LN NOWST1 - ARCAD7 345 kV | 268 | 268 | LN QUAIL - SKYLN 138 kV | LN NOWST1 - ARCAD7 345 kV | 2019-09-29 04:13 | 2019-11-25 14:20 | LN: OKGE.OKGE.8759.A | LN: OKGE.OKGE.8790.A
25153 | TMP419_25153 | SWPP | INT | LN DVISN - LAKSD 138 kV ftlo LN DANFO - OMHAFER4 138 kV | 268 | 308 | LN DVISN - LAKSD 138 kV | LN DANFO - OMHAFER4 138 kV | 2019-09-29 22:44 | 2019-11-25 14:20 | LN: OKGE.OKGE.8764.A | LN: OKGE.OKGE.8730.B
25038 | TMP361_25038 | SWPP | INT | LN KNOLL1 - NHAYS 115 kV ftlo XF SHAYS 230/115 kV | 83 | 99 | LN KNOLL1 - NHAYS 115 kV | XF SHAYS 230/115 kV | 2019-08-19 14:21 | 2019-11-25 14:20 | LN: WR.MIDW.9994.A | XF: WR.MIDW.SHAYS.XF1.A
25070 | TMP298_25070 | SWPP | INT | LN MULGRE2 - ELLSWTP3 115 kV ftlo LN MULGRE2 - CIRC 230 kV | 89 | 89 | LN MULGRE2 - ELLSWTP3 115 kV | LN MULGRE2 - CIRC 230 kV | 2019-08-30 09:47 | 2019-11-25 14:20 | LN: SECI.SECI.10900.A | LN: SECI.SECI.10255.A
25072 | TMP293_25072 | SWPP | INT | LN 53GARST4 - TSE_NEW 138 kV ftlo XF RIVRSIDE 345/138 kV | 168 | 168 | LN 53GARST4 - TSE_NEW 138 kV | XF RIVRSIDE 345/138 kV | 2019-09-01 09:39 | 2019-11-25 14:20 | LN: CSWS.CSWS.2002.A | XF: CSWS.CSWS.RIVRSIDE.2009.1_T
25075 | TMP286_25075 | SWPP | INT | LN OAK - RAIN 69 kV ftlo LN OAK - STRO 69 kV | 43 | 47 | LN OAK - RAIN 69 kV | LN OAK - STRO 69 kV | 2019-09-03 11:11 | 2019-11-25 14:20 | LN: WR.WR.370.1 | LN: WR.WR.418.1
25041 | TMP431_25041 | SWPP | INT | LN DIANA - NGPL 138 kV ftlo LN DIANA - PERDUE 138 kV | 258 | 258 | LN DIANA - NGPL 138 kV | LN DIANA - PERDUE 138 kV | 2019-08-19 15:57 | 2019-11-25 14:20 | LN: CSWS.CSWS.894.A | LN: CSWS.CSWS.893.A
25045 | TMP482_25045 | SWPP | INT | XF LIBE 138/69 kV ftlo LN COFFEYT4 - DEAR 138 kV | 96 | 96 | XF LIBE 138/69 kV | LN COFFEYT4 - DEAR 138 kV | 2019-08-21 13:47 | 2019-11-25 14:20 | XF: WR.WR.LIBE.1030.LIBE_1 | LN: CSWS.CSWS.10324.A
25137 | TMP428_25137 | SWPP | INT | LN OKEENE1 - DOVERS1 138 kV ftlo LN CRESCENT - TWNLKSW4 138 kV | 74 | 83 | LN OKEENE1 - DOVERS1 138 kV | LN CRESCENT - TWNLKSW4 138 kV | 2019-09-25 16:35 | 2019-11-25 14:20 | LN: WFEC.WFEC.9316.A | LN: OKGE.OKGE.CRESCENT_TWIN.A
25198 | TMP461_25198 | SWPP | INT |  | 1058 | 1195 | LN LONGWOO - SWSHREV 345 kV |  | 2019-10-10 15:50 | 2019-11-25 14:20 | LN: CSWS.CSWS.857.A
25017 | TMP495_25017 | SWPP | INT | LN HURON - HURONTAP 115 kV ftlo LN GROTON - ABDNSBT 115 kV | 120 | 120 | LN HURON - HURONTAP 115 kV | LN GROTON - ABDNSBT 115 kV | 2019-08-08 13:50 | 2019-11-25 14:20 | LN: WAUE.WAUE.HURONHURON11_1.1 | LN: WAUE.WAUE.ABDNSGROTO11_1.1
25012 | TMP444_25012 | SWPP | INT | LN DENVER_C - TERRY_CO 115 kV ftlo LN YOAKUM - AMOCO_SW 230 kV | 96 | 100 | LN DENVER_C - TERRY_CO 115 kV | LN YOAKUM - AMOCO_SW 230 kV | 2019-08-07 12:58 | 2019-11-25 14:20 | LN: SPS.SPS.163.1 | LN: SPS.SPS.167.1
25037 | TMP475_25037 | SWPP | INT | XF ARSENAL 138/69 kV ftlo LN ARSENAL - MCWILLIE 138 kV | 237 | 237 | XF ARSENAL 138/69 kV | LN ARSENAL - MCWILLIE 138 kV | 2019-08-19 11:17 | 2019-11-25 14:20 | XF: CSWS.CSWS.ARSENAL.820.NORTH_13 | LN: CSWS.CSWS.826C.T1
24893 | TMP442_24893 | SWPP | INT | LN ATL1091 - CARTHAGE 161 kV ftlo LN TIP2921 - MONETT 161 kV | 222 | 222 | LN ATL1091 - CARTHAGE 161 kV | LN TIP2921 - MONETT 161 kV | 2019-06-13 16:35 | 2019-11-25 14:20 | LN: SPA.SPA.7366.A | LN: EDE.EDE.11351.A
24927 | TMP433_24927 | SWPP | INT | XF LAWH 230/115 kV ftlo XF MIDJ 230/115 kV | 280 | 308 | XF LAWH 230/115 kV | XF MIDJ 230/115 kV | 2019-06-28 17:30 | 2019-11-25 14:20 | XF: WR.WR.LAWH.3034.LAWH_29 | XF: WR.WR.MIDJ.3037.MIDJ_126
24666 | TMP445_24666 | SWPP | INT | LN PTRBRG_N - PETRSBG 115 kV ftlo LN RAUN - FT_CAL 345 kV | 137 | 151 | LN PTRBRG_N - PETRSBG 115 kV | LN RAUN - FT_CAL 345 kV | 2019-03-27 07:43 | 2019-11-25 14:20 | LN: NPPD.NPPD.1368.A | LN: MEC.MEC.FT_CARAUN34_1.1
25345 | TMP482_25345 | SWPP | INT | LN BOYD - CDRLN 138 kV ftlo LN WESTMOR4 - PENN1 138 kV | 191 | 191 | LN BOYD - CDRLN 138 kV | LN WESTMOR4 - PENN1 138 kV | 2019-11-29 02:25 | 2019-11-29 02:49 | LN: OKGE.OKGE.8858.A | LN: OKGE.OKGE.8822.A
24763 | TEMP04_24763 | SWPP | RCF | LN RAUN - TEKAMHO 161 kV ftlo LN BVRCRFBC - GRIMES 345 kV | 217 | 217 | LN RAUN - TEKAMHO 161 kV | LN BVRCRFBC - GRIMES 345 kV | 2019-04-25 09:05 | 2019-11-30 23:54 | LN: MEC.MEC.RAUNTEKAM16_1.1 | LN: MEC.MEC.BVRCRGRIME34_1.1
25202 | TMP103_25202 | SWPP | RCF | XF LONGWOO 345/138 kV ftlo LN LONGWOO - SWSHREV 345 kV | 448 | 493 | XF LONGWOO 345/138 kV | LN LONGWOO - SWSHREV 345 kV | 2019-10-11 15:28 | 2019-11-30 23:54 | XF: CSWS.CSWS.LONGWOO.855.345_138 | LN: CSWS.CSWS.857.A
25048 | TEMP52_25048 | SWPP | RCF | LN GRPRAIR - GRISLD1 345 kV ftlo LN MEADW_GR - KELLY 230 kV | 717 | 717 | LN GRPRAIR - GRISLD1 345 kV | LN MEADW_GR - KELLY 230 kV | 2019-08-24 11:15 | 2019-11-30 23:54 | LN: NPPD.NPPD.GRISLD1_GRPRAI.A | LN: NPPD.NPPD.MEADWGRV_KELLY.A
25086 | TMP102_25086 | SWPP | RCF | LN MOB - SALISBRY 161 kV ftlo LN MCC2 - TH_HILL 345 kV | 211 | 211 | LN MOB - SALISBRY 161 kV | LN MCC2 - TH_HILL 345 kV | 2019-09-09 16:15 | 2019-11-30 23:54 | LN: AMRN.AMRN.MOBERL_SALISB1.1 | LN: AECI.AECI.TH_HIL-MCCRED.A
25077 | TMP123_25077 | SWPP | RCF | LN FTRANDL - MEADW_GR 230 kV ftlo LN GRPRAIR - GRISLD1 345 kV | 320 | 320 | LN FTRANDL - MEADW_GR 230 kV | LN GRPRAIR - GRISLD1 345 kV | 2019-09-03 12:57 | 2019-11-30 23:54 | LN: NPPD.NPPD.FTRANKELLY23_1.A | LN: NPPD.NPPD.GRISLD1_GRPRAI.A
25078 | TMP113_25078 | SWPP | RCF | XF FTSMTH 500/1 kV ftlo XF FTSMTH 500/1 kV | 493 | 493 | XF FTSMTH 500/1 kV | XF FTSMTH 500/1 kV | 2019-09-04 13:15 | 2019-11-30 23:54 | XF: OKGE.OKGE.FTSMTH.T2.T2_H | XF: OKGE.OKGE.FTSMTH.T3.T3_H
24945 | TMP176_24945 | SWPP | RCF | LN BEATRICE - HARBINE 115 kV ftlo LN SUB1398 - SUB1399 161 kV | 99 | 109 | LN BEATRICE - HARBINE 115 kV | LN SUB1398 - SUB1399 161 kV | 2019-07-09 11:15 | 2019-11-30 23:54 | LN: NPPD.NPPD.1175A.A | LN: OPPD.OPPD.S1399_S1398.A
23081 | TMP140_23081 | MISO | RCF | LN FARGO - SHEYNNE 230 kV ftlo LN PRAIRIE2 - WINGER 230 kV | 341 | 341 | LN FARGO - SHEYNNE 230 kV | LN PRAIRIE2 - WINGER 230 kV | 2017-09-15 13:26 | 2019-11-30 23:54 | LN: WAUE.WAUE.FARGOSHEYN23_1.1 | LN: OTP.OTP.PRAIRWINGE23_1.1
23199 | TMP130_23199 | SWPP | RCF | LN CBLUFFS - SUB1206 161 kV ftlo LN CBLUFFS - SUB3456 345 kV | 558 | 558 | LN CBLUFFS - SUB1206 161 kV | LN CBLUFFS - SUB3456 345 kV | 2017-10-20 17:14 | 2019-11-30 23:54 | LN: MEC.MEC.S1206CBLUF16_1.1 | LN: MEC.MEC.SUB34CBLUF34_1.1
24729 | TMP266_24729 | MISO | RCF | LN BVISTA - TRUSDLCB 69 kV ftlo LN BVISTA - WISDOMCB 161 kV | 223 | 245 | LN BVISTA - TRUSDLCB 69 kV | LN BVISTA - WISDOMCB 161 kV | 2019-04-10 17:27 | 2019-11-30 23:54 | LN: WAUE.WAUE.TRUSDBVIST69_1.1 | LN: WAUE.WAUE.WISDOBVIST16_1.1
24299 | TMP248_24299 | SWPP | RCF | XF SHEFFLD1 161/69 kV ftlo LN M_TOWN - WELSBRG 161 kV | 84 | 92 | XF SHEFFLD1 161/69 kV | LN M_TOWN - WELSBRG 161 kV | 2018-11-07 22:13 | 2019-11-30 23:54 | XF: WAUE.WAUE.SHEFFLD1.TR1.TR1 | LN: ALTW.ALTW.M_TOWWELSB16_2.1
25022 | TMP304_25022 | SWPP | RCF | LN ALDENJCB - BUCKNRCB 69 kV ftlo LN WELSBRG - M_TOWN 161 kV | 47 | 52 | LN ALDENJCB - BUCKNRCB 69 kV | LN WELSBRG - M_TOWN 161 kV | 2019-08-13 21:01 | 2019-11-30 23:54 | LN: WAUE.WAUE.ALDENBUCKN69_1.1 | LN: ALTW.ALTW.M_TOWWELSB16_2.1
25060 | TMP317_25060 | SWPP | RCF | LN ALDENJCB - BUCKNRCB 69 kV ftlo LN M_TOWN - TIMBRCK 161 kV | 47 | 52 | LN ALDENJCB - BUCKNRCB 69 kV | LN M_TOWN - TIMBRCK 161 kV | 2019-08-28 13:54 | 2019-11-30 23:54 | LN: WAUE.WAUE.ALDENBUCKN69_1.1 | LN: ALTW.ALTW.M_TOWTIMBR16_1.1
24985 | TMP332_24985 | SWPP | RCF | LN LACYGNE - STILWELL 345 kV ftlo LN LACYGNE - W_GARDNR 345 kV | 1792 | 1792 | LN LACYGNE - STILWELL 345 kV | LN LACYGNE - W_GARDNR 345 kV | 2019-07-20 13:49 | 2019-11-30 23:54 | LN: KCPL.KCPL.LACYGN_STILWE1.1 | LN: KCPL.KCPL.LACYGN_W_GARD1.1
24874 | TMP385_24874 | SWPP | RCF | XF BURT 161/69 kV ftlo LN LAKEFLD - DICY 161 kV | 56 | 61 | XF BURT 161/69 kV | LN LAKEFLD - DICY 161 kV | 2019-06-07 13:34 | 2019-11-30 23:54 | XF: WAUE.WAUE.BURT.TR1.TR1 | LN: ALTW.ALTW.DICYLAKEF16_1.1
24821 | TMP476_24821 | SWPP | RCF | LN IATAN - STRA 345 kV ftlo LN IATAN - STRA 345 kV | 1195 | 1195 | LN IATAN - STRA 345 kV | LN IATAN - STRA 345 kV | 2019-05-19 16:12 | 2019-11-30 23:54 | LN: KCPL.KCPL.IATAN__STR_CR1.1 | LN: KCPL.KCPL.IATAN__STR_CR2.A
24664 | TMP420_24664 | SWPP | RCF | LN WELSBGCB - GNDY 69 kV ftlo LN WELSBRG - M_TOWN 161 kV | 47 | 58 | LN WELSBGCB - GNDY 69 kV | LN WELSBRG - M_TOWN 161 kV | 2019-03-27 04:05 | 2019-11-30 23:54 | LN: WAUE.WAUE.WELSBGNDY69_1.1 | LN: ALTW.ALTW.M_TOWWELSB16_2.1
24544 | TMP404_24544 | SWPP | RCF | XF WELSBRG 161/69 kV ftlo LN WELSBRG - M_TOWN 161 kV | 175 | 175 | XF WELSBRG 161/69 kV | LN WELSBRG - M_TOWN 161 kV | 2019-02-15 03:19 | 2019-11-30 23:54 | XF: ALTW.ALTW.WELSBRG.TR1.TR1 | LN: ALTW.ALTW.M_TOWWELSB16_2.1
24436 | TMP469_24436 | SWPP | RCF | LN KELL - TECH 161 kV ftlo LN EASTTOWN - IATAN 345 kV | 112 | 123 | LN KELL - TECH 161 kV | LN EASTTOWN - IATAN 345 kV | 2019-01-02 09:52 | 2019-11-30 23:54 | LN: WR.WR.4055.1 | LN: MPS.MPS.IATAN__ST_JOE1.A
23696 | TEMP90_23696 | SWPP | RCF | LN CAYLER - WISDOMCB 161 kV ftlo LN CRANDAL - FIELDON 345 kV | 215 | 215 | LN CAYLER - WISDOMCB 161 kV | LN CRANDAL - FIELDON 345 kV | 2018-04-05 21:55 | 2019-12-03 22:45 | LN: ALTW.ALTW.CAYLEWISDO16_1.1 | LN: NSP.NSP.CRANDFIELD34_1.1
23639 | TMP307_23639 | MISO | RCF | LN MAPLTNOT - SHEYNNE 115 kV ftlo LN BUFFALO2 - BISON_3 345 kV | 159 | 159 | LN MAPLTNOT - SHEYNNE 115 kV | LN BUFFALO2 - BISON_3 345 kV | 2018-03-24 22:25 | 2019-12-03 22:45 | LN: OTP.OTP.MAPLTSHEYN11_1.1 | LN: OTP.OTP.BISONBUFFA34_1.1
23605 | TMP319_23605 | MISO | RCF | LN MAYFAIR - LACROSS 161 kV ftlo LN BRIGGSRD - LAC_TAP 161 kV | 284.7 | 284.7 | LN MAYFAIR - LACROSS 161 kV | LN BRIGGSRD - LAC_TAP 161 kV | 2018-03-14 19:32 | 2019-12-03 22:45 | LN: NSP.NSP.LACROMAYFA16_1.1 | LN: NSP.NSP.BRIGGLAC_T16_1.1
23607 | TMP318_23607 | MISO | RCF | LN RANG - PLCN 69 kV ftlo LN CAYLER - WISDOMCB 161 kV | 72 | 72 | LN RANG - PLCN 69 kV | LN CAYLER - WISDOMCB 161 kV | 2018-03-14 19:11 | 2019-12-03 22:45 | LN: WAUE.WAUE.PLCNRANG69_1.1 | LN: ALTW.ALTW.CAYLEWISDO16_1.1
24219 | TMP447_24219 | MISO | RCF | LN KARMA - PERRYD 161 kV ftlo LN CRFRDCO - MONONA 161 kV | 258 | 258 | LN KARMA - PERRYD 161 kV | LN CRFRDCO - MONONA 161 kV | 2018-10-10 19:44 | 2019-12-03 23:09 | LN: ALTW.ALTW.KARMAPERRY16_2.1 | LN: MEC.MEC.CRFRDMONON16_1.1
24205 | TMP183_24205 | MISO | RCF | XF MCHENRY 230/1 kV ftlo LN UNDERWD - HARVEY2 230 kV | 84 | 105 | XF MCHENRY 230/1 kV | LN UNDERWD - HARVEY2 230 kV | 2018-10-06 08:43 | 2019-12-03 23:09 | XF: GRE.GRE.MCHENRY.TR11.TR11 | LN: OTP.OTP.UNDERHARVE23_1.1
24241 | TMP439_24241 | MISO | RCF | LN LAYFLD_C - WESKFT 230 kV ftlo LN LAYFLD_A - HARTBG 500 kV | 386 | 455 | LN LAYFLD_C - WESKFT 230 kV | LN LAYFLD_A - HARTBG 500 kV | 2018-10-19 20:09 | 2019-12-03 23:09 | LN: CLEC.CLEC.LYFLD_WKRFT.A | LN: CSWS.CSWS.LAYFL_HART.A
24036 | TMP382_24036 | MISO | RCF | LN SHEYNNE - LKPARKOT 230 kV ftlo LN BISON_3 - ALEXMRES 345 kV | 301 | 301 | LN SHEYNNE - LKPARKOT 230 kV | LN BISON_3 - ALEXMRES 345 kV | 2018-07-31 10:29 | 2019-12-03 23:09 | LN: OTP.OTP.SHEYLKPK23_1.1 | LN: OTP.OTP.BISON_3ALEXM_1.1
24037 | TMP400_24037 | MISO | RCF | LN WINGER - BAGLEY2 115 kV ftlo LN AUDUBON - HUBBARD 230 kV | 114 | 114 | LN WINGER - BAGLEY2 115 kV | LN AUDUBON - HUBBARD 230 kV | 2018-07-21 00:32 | 2019-12-03 23:09 | LN: OTP.OTP.BAGLEWINGE11_1.1 | LN: MP.MP.HUBBAAUD23_1.1
23964 | TMP241_23964 | MISO | RCF | LN LAKEFLD - DICY 161 kV ftlo LN LAKEFLD - OBRIENCO 345 kV | 219 | 219 | LN LAKEFLD - DICY 161 kV | LN LAKEFLD - OBRIENCO 345 kV | 2018-06-18 22:39 | 2019-12-03 23:09 | LN: ALTW.ALTW.DICYLAKEF16_1.1 | LN: ALTW.ALTW.LAKEFOBRIE34_1.1
24949 | TEMP27_24949 | MISO | RCF | LN ORTONVL - JOHNJCT 115 kV ftlo LN OTPBLAIR - BIGSTON 230 kV | 108 | 108 | LN ORTONVL - JOHNJCT 115 kV | LN OTPBLAIR - BIGSTON 230 kV | 2019-07-10 20:54 | 2019-12-03 23:09 | LN: OTP.OTP.JOHNJORTON11_1.1 | LN: OTP.OTP.OTPBLBIGST23_1.1
24952 | TMP231_24952 | MISO | RCF | LN FERGSFL - HOOT_LK 115 kV ftlo LN FERGSFL - SILVRLK 230 kV | 95 | 104 | LN FERGSFL - HOOT_LK 115 kV | LN FERGSFL - SILVRLK 230 kV | 2019-07-12 19:22 | 2019-12-03 23:14 | LN: OTP.OTP.HOOT_FERGS11_1.1 | LN: OTP.OTP.SILVRFERGS23_1.1
24942 | TMP265_24942 | MISO | RCF | LN HESKETT - WISHEK 230 kV ftlo LN CENTER2 - JMSTNOTP 345 kV | 705 | 705 | LN HESKETT - WISHEK 230 kV | LN CENTER2 - JMSTNOTP 345 kV | 2019-07-09 12:47 | 2019-12-03 23:14 | LN: MDU.MDU.HESKEWISHE23_1.1 | LN: OTP.OTP.CENTEJMSTN34_1.1
24977 | TMP259_24977 | MISO | RCF | LN M_TOWN - TIMBRCK 161 kV ftlo LN JASPER2 - NEWTON 161 kV | 302 | 302 | LN M_TOWN - TIMBRCK 161 kV | LN JASPER2 - NEWTON 161 kV | 2019-07-17 23:40 | 2019-12-03 23:14 | LN: ALTW.ALTW.M_TOWTIMBR16_1.1 | LN: ALTW.ALTW.JASPENEWTO16_1.1
24959 | TMP498_24959 | MISO | RCF | XF SYCAMOR 345/1 kV ftlo LN MADNCO - NORWLKMC 345 kV | 634 | 676 | XF SYCAMOR 345/1 kV | LN MADNCO - NORWLKMC 345 kV | 2019-07-12 00:05 | 2019-12-03 23:14 | XF: MEC.MEC.SYCAMOR.9T21.DAG_9T2_W | LN: MEC.MEC.NORWLMADNC34_1.1
24960 | TMP497_24960 | MISO | RCF | LN WISDOMCB - BVISTA 161 kV ftlo LN POMEROY - POCHNTCO 161 kV | 245 | 262 | LN WISDOMCB - BVISTA 161 kV | LN POMEROY - POCHNTCO 161 kV | 2019-07-12 00:10 | 2019-12-03 23:14 | LN: WAUE.WAUE.WISDOBVIST16_1.1 | LN: MEC.MEC.POCHNPOMER16_1.1
24966 | TMP132_24966 | MISO | RCF | LN SIOUXFL - SPLIT_R 230 kV ftlo LN SIOUXCY2 - SPLT_RT 345 kV | 461 | 461 | LN SIOUXFL - SPLIT_R 230 kV | LN SIOUXCY2 - SPLT_RT 345 kV | 2019-07-15 18:45 | 2019-12-03 23:14 | LN: NSP.NSP.SIOUXSPLIT23_1.1 | LN: WAUE.WAUE.SPLT_SIOUX34_1.1
24012 | TMP378_24012 | MISO | RCF | LN ARCADN - PLEASAN1 345 kV ftlo LN RACINE - PLEASAN1 345 kV | 806 | 806 | LN ARCADN - PLEASAN1 345 kV | LN RACINE - PLEASAN1 345 kV | 2018-07-05 10:33 | 2019-12-03 23:14 | LN: WEC.WEC.PLPL81L.1 | LN: WEC.WEC.PLPL101L.1
25441 | TMP498_25441 | SWPP | INT | LN NSES - RAM452 161 kV ftlo LN BLACKBRY - N345 345 kV | 555 | 555 | LN NSES - RAM452 161 kV | LN BLACKBRY - N345 345 kV | 2019-12-31 16:31 | 2019-12-31 16:57 | LN: WR.WR.10291.A | LN: AECI.AECI.BLCKBRY_NEOSH.A
25213 | TEMP81_25213 | SWPP | RCF | LN KELL - GOFF 115 kV ftlo LN COOPER - ST_JOE 345 kV | 86 | 92 | LN KELL - GOFF 115 kV | LN COOPER - ST_JOE 345 kV | 2019-10-16 11:28 | 2020-01-06 23:56 | LN: WR.WR.KELL_GOFF.A | LN: NPPD.NPPD.11310.A
23829 | TMP285_23829 | SWPP | RCF | LN KELL - GOFF 115 kV ftlo LN COOPER - ST_JOE 345 kV | 86 | 92 | LN KELL - GOFF 115 kV | LN COOPER - ST_JOE 345 kV | 2018-05-08 12:22 | 2020-01-06 23:56 | LN: WR.WR.KELL_GOFF.A | LN: NPPD.NPPD.11310.A
25047 | TEMP60_25047 | MISO | RCF | LN FRANKLN - HAMP_TP 161 kV ftlo LN NUTHTCH - IFIP 161 kV | 215 | 236 | LN FRANKLN - HAMP_TP 161 kV | LN NUTHTCH - IFIP 161 kV | 2019-08-23 17:04 | 2020-01-07 00:25 | LN: MEC.MEC.FRANKHAMP_16_1.1 | LN: ALTW.ALTW.IFIPNUTHT16_2.1
25053 | TMP220_25053 | MISO | RCF | XF PLS_HL 500/1 kV ftlo LN ARK_NU - FTSMTH 500 kV | 600 | 600 | XF PLS_HL 500/1 kV | LN ARK_NU - FTSMTH 500 kV | 2019-08-26 20:45 | 2020-01-07 00:25 | XF: EES.EES.PLS_HL.AT1.AT1_500 | LN: OKGE.OKGE.FTSMTH-ARK_NU8.A
25066 | TMP105_25066 | MISO | RCF | LN LAKEFLD - DICY 161 kV ftlo LN HLNDWIND - RAUN 345 kV | 219 | 219 | LN LAKEFLD - DICY 161 kV | LN HLNDWIND - RAUN 345 kV | 2019-08-30 00:17 | 2020-01-07 00:25 | LN: ALTW.ALTW.DICYLAKEF16_1.1 | LN: MEC.MEC.RAUNHLNDW34_1.1
25089 | TMP216_25089 | MISO | RCF | XF MCNEIL 500/115 kV ftlo XF EL_EHV 500/1 kV | 360 | 360 | XF MCNEIL 500/115 kV | XF EL_EHV 500/1 kV | 2019-09-11 17:25 | 2020-01-07 00:25 | XF: EES.EES.MCNEIL.AT1.AT1 | XF: EES.EES.EL_EHV.AT1.AT1
25013 | TMP180_25013 | MISO | RCF | XF WELSBRG 161/69 kV ftlo LN IFIP - NUTHTCH 161 kV | 159 | 159 | XF WELSBRG 161/69 kV | LN IFIP - NUTHTCH 161 kV | 2019-08-09 03:03 | 2020-01-07 00:25 | XF: ALTW.ALTW.WELSBRG.TR1.TR1 | LN: ALTW.ALTW.IFIPNUTHT16_2.1
25062 | TMP434_25062 | MISO | RCF | XF HANCOCK2 161/69 kV ftlo LN HANCOCK2 - BURT 161 kV | 86 | 86 | XF HANCOCK2 161/69 kV | LN HANCOCK2 - BURT 161 kV | 2019-08-29 13:16 | 2020-01-07 00:25 | XF: ALTW.ALTW.HANCOCK2.TR1.TR1 | LN: ALTW.ALTW.HANCOBURT16_1.1
25080 | TMP249_25080 | MISO | RCF | LN RAUN - SIOUXCY2 345 kV ftlo XF RAUN 13.8/1 kV | 700 | 700 | LN RAUN - SIOUXCY2 345 kV | XF RAUN 13.8/1 kV | 2019-09-06 10:33 | 2020-01-07 00:25 | LN: WAUE.WAUE.RAUNSIOUX34_1.1 | XF: MEC.MEC.RAUN.AC1.RAU_AC_WNDNG3
25081 | TMP280_25081 | MISO | RCF | XF RAUN 345/1 kV ftlo LN RAUN - SIOUXCY2 345 kV | 700 | 700 | XF RAUN 345/1 kV | LN RAUN - SIOUXCY2 345 kV | 2019-09-06 10:43 | 2020-01-07 00:25 | XF: MEC.MEC.RAUN.AC1.RAU_AC_WNDNG1 | LN: WAUE.WAUE.RAUNSIOUX34_1.1
25054 | TMP221_25054 | MISO | RCF | XF PLS_HL 500/1 kV ftlo LN PLS_HL - MAYFLR 500 kV | 600 | 600 | XF PLS_HL 500/1 kV | LN PLS_HL - MAYFLR 500 kV | 2019-08-26 20:45 | 2020-01-07 00:25 | XF: EES.EES.PLS_HL.AT1.AT1_500 | LN: EES.EES.MAYFLR_PLS_HL8.A
24246 | TMP427_24246 | MISO | RCF | LN QUITMN - HEBR_S 161 kV ftlo LN KEO - WMPEHV 500 kV | 148 | 148 | LN QUITMN - HEBR_S 161 kV | LN KEO - WMPEHV 500 kV | 2018-10-23 10:53 | 2020-01-07 00:25 | LN: EES.EES.HEBR_S_QUITMN5.A | LN: EES.EES.KEO____WMPEHV8.A
24270 | TMP387_24270 | MISO | RCF | LN CARROLL - CARR_N 69 kV ftlo LN CARROLL - DRAGER 161 kV | 72 | 75 | LN CARROLL - CARR_N 69 kV | LN CARROLL - DRAGER 161 kV | 2018-10-30 16:28 | 2020-01-07 00:25 | LN: MEC.MEC.CARROCARRN69_1.1 | LN: MEC.MEC.DRAGECARRO16_1.1
25437 | TEMP69_25437 | SWPP | INT |  | 524 | 524 | LN BENT - ROSE 345 kV |  | 2020-01-15 13:55 | 2020-01-16 17:37 | LN: WR.WR.BENTROSE34_1.1
22374 | TMP205_22374 | MISO | RCF | LN OSEOL2 - WILSON 161 kV ftlo LN SANSSU - DRIVER 500 kV | 148 | 148 | LN OSEOL2 - WILSON 161 kV | LN SANSSU - DRIVER 500 kV | 2017-09-27 15:30 | 2020-02-04 22:04 | LN: EES.EES.OSEOL2_WILSON5.A | LN: EES.EES.DRIVER_SANSSU8.1
25130 | TMP107_25130 | MISO | RCF | LN CARROLL - CARR_S 69 kV ftlo LN CARROLL - DRAGER 161 kV | 51 | 51 | LN CARROLL - CARR_S 69 kV | LN CARROLL - DRAGER 161 kV | 2019-09-25 15:20 | 2020-02-04 22:09 | LN: MEC.MEC.CARR_CARRO69_1.1 | LN: MEC.MEC.DRAGECARRO16_1.1
25131 | TEMP59_25131 | MISO | RCF | LN ADAMS_I - BVR_CRK 161 kV ftlo LN NROCH - BRIGGSRD 345 kV | 264 | 264 | LN ADAMS_I - BVR_CRK 161 kV | LN NROCH - BRIGGSRD 345 kV | 2019-09-25 15:33 | 2020-02-04 22:09 | LN: DPC.DPC.BVR_CADAMS16_1.1 | LN: NSP.NSP.BRIGGNROCH34_1.1
25145 | TMP412_25145 | MISO | RCF | XF FISHR7 230/138 kV ftlo LN DOLET - SWSHREV 345 kV | 463 | 478 | XF FISHR7 230/138 kV | LN DOLET - SWSHREV 345 kV | 2019-09-28 02:15 | 2020-02-04 22:09 | XF: CLEC.CLEC.FISHR7.AT1.AT1 | LN: CLEC.CLEC.DH345_CLECO_1A.A
25097 | TMP143_25097 | MISO | RCF | LN PLYMOTH - LEEDSMC 161 kV ftlo LN SIOUXCY2 - RAUN 345 kV | 167 | 192 | LN PLYMOTH - LEEDSMC 161 kV | LN SIOUXCY2 - RAUN 345 kV | 2019-09-14 02:35 | 2020-02-04 22:09 | LN: MEC.MEC.PLYMOLEEDS16_1.1 | LN: WAUE.WAUE.RAUNSIOUX34_1.1
25101 | TMP151_25101 | MISO | RCF |  | 956 | 956 | LN OVER - MCRD 345 kV |  | 2019-09-13 18:03 | 2020-02-04 22:09 | LN: AMRN.AMRN.MTGY-OVER-5.B
24220 | TMP446_24220 | MISO | RCF | LN HCKRYCK - LORE 161 kV ftlo LN HCKRYCK - SALEM3 345 kV | 417 | 419 | LN HCKRYCK - LORE 161 kV | LN HCKRYCK - SALEM3 345 kV | 2018-10-10 23:18 | 2020-02-04 22:09 | LN: ALTW.ALTW.HCKRLORE16_1.1 | LN: ALTW.ALTW.HCKRYSALEM34_1.1
24710 | TMP284_24710 | MISO | RCF | LN ARCADN - PLEASAN1 345 kV ftlo LN ARCADN - ZION0001 345 kV | 1110 | 1110 | LN ARCADN - PLEASAN1 345 kV | LN ARCADN - ZION0001 345 kV | 2019-04-08 19:54 | 2020-02-04 22:14 | LN: WEC.WEC.PLPL81L.1 | LN: CE.CE.45L2222.45
25173 | TMP192_25173 | MISO | RCF | LN HASTING - CLARNDA 161 kV ftlo LN COOPER - ST_JOE 345 kV | 167 | 167 | LN HASTING - CLARNDA 161 kV | LN COOPER - ST_JOE 345 kV | 2019-10-07 08:06 | 2020-02-04 22:14 | LN: MEC.MEC.CLARNHASTI16_1.1 | LN: NPPD.NPPD.11310.A
1004 | MCCTIEAECUE | AECI | CFG |  | 535 | 535 | LN MCC2 - MCRD 345 kV |  | 2016-10-01 | 2020-03-02 18:39 | LN: AMRN.AMRN.AECI-MCRD.A
5666 | NTXEASNTXEAS | SWPP | INT | LN NTXEAST - EASTX_SW 138 kV ftlo LN NTXEAST - EASTX_SW 138 kV | 404 | 470 | LN NTXEAST - EASTX_SW 138 kV | LN NTXEAST - EASTX_SW 138 kV | 2018-07-02 22:54 | 2020-03-17 17:54 | LN: CSWS.CSWS.NTEAS_NTEX_1.A | LN: CSWS.CSWS.NTEAS_NTEX_2.A; CB: CSWS.CSWS.NTXEAST.DS.5903; CB: CSWS.CSWS.NTXEAST.DS.11572; CB: CSWS.CSWS.NTXEAST.DS.11426; CB: CSWS.CSWS.NTXEAST.CB.5900; CB: CSWS.CSWS.NTXEAST.CB.11570; CB: CSWS.CSWS.EASTX_SW.CB.12915
25281 | TEMP41_25281 | MISO | RCF | LN MAGIC_CY - SOURIS 115 kV ftlo LN MAX - NELSONTP 115 kV | 120 | 146 | LN MAGIC_CY - SOURIS 115 kV | LN MAX - NELSONTP 115 kV | 2019-11-05 09:10 | 2020-03-31 23:53 | LN: GRE.GRE.MAGICSOURI11_1.1 | LN: WAUE.WAUE.NELSOMAX11_1.1; LN: WAUE.WAUE.MAXGARRI11_1.1; CB: WAUE.WAUE.NELSONTP.SWI.1961; CB: WAUE.WAUE.NELSONTP.CB.1962; CB: WAUE.WAUE.MAX.DS.361; CB: WAUE.WAUE.MAX.DS.261; CB: WAUE.WAUE.MAX.DS.161; CB: WAUE.WAUE.MAX.CB.362; CB: WAUE.WAUE.GARRISN.SWI.2465; CB: WAUE.WAUE.GARRISN.SWI.2461; CB: WAUE.WAUE.GARRISN.CB.2466; CB: WAUE.WAUE.GARRISN.CB.2462
25105 | TEMP64_25105 | SWPP | INT |  | 279 | 279 | LN RAM452 - ORO1101 161 kV |  | 2019-09-16 13:30 | 2020-03-31 23:53 | LN: EDE.EDE.11330.A | UN: EDE.EDE.ASB3491.10.1
25361 | TEMP04_25361 | MISO | RCF |  | 80 | 80 | LN FORMAN - FORMNWA 115 kV |  | 2019-12-07 04:55 | 2020-03-31 23:53 | LN: OTP.OTP.FORMAFORMN11_1.1
25302 | TEMP84_25302 | MISO | RCF | LN OVER - CALF 161 kV ftlo LN BLAN - FRKS 345 kV | 280 | 308 | LN OVER - CALF 161 kV | LN BLAN - FRKS 345 kV | 2019-11-20 18:08 | 2020-03-31 23:53 | LN: AMRN.AMRN.CALF-OVRT-1.A | LN: AMRN.AMRN.BLAN-FRKS-3.A; CB: AMRN.AMRN.BLAN.SW.POSN_V15B; CB: AMRN.AMRN.BLAN.SW.POSN_V13B_SW; CB: AMRN.AMRN.BLAN.SW.POSN_V13A_SW; CB: AMRN.AMRN.BLAN.PCB.POSN_V21_TI; CB: AMRN.AMRN.BLAN.PCB.POSN_V15_TI; CB: AMRN.AMRN.BLAN.MO.POSN_V21B; CB: AMRN.AMRN.BLAN.MO.POSN_V14; CB: AECI.AECI.FRKS.CB.985; CB: AECI.AECI.FRKS.CB.982
25306 | TEMP71_25306 | MISO | RCF | XF GRIMES 345/1 kV ftlo XF SYCAMOR 161/1 kV | 560 | 700 | XF GRIMES 345/1 kV | XF SYCAMOR 161/1 kV | 2019-11-13 15:19 | 2020-03-31 23:53 | XF: MEC.MEC.GRIMES.9T11.DGG_9T1_WN | XF: MEC.MEC.SYCAMOR.9T21.DAG_9T2_W; XF: MEC.MEC.SYCAMOR.9T21.DAG_9T2_W; XF: MEC.MEC.SYCAMOR.9T21.DAG_9T2_W; CB: MEC.MEC.SYCAMOR.SWI.AG922_SW; CB: MEC.MEC.SYCAMOR.SWI.AG833_SW; CB: MEC.MEC.SYCAMOR.JMP.SYCAMOR906; CB: MEC.MEC.SYCAMOR.CB.AG906; CB: MEC.MEC.SYCAMOR.CB.AG902; CB: MEC.MEC.SYCAMOR.CB.AG805; CB: MEC.MEC.SYCAMOR.CB.AG804; CB: MEC.MEC.SYCAMOR.CB.AG219; CB: MEC.MEC.SYCAMOR.CB.AG218
25331 | TMP164_25331 | MISO | RCF | LN MARS_SS - NSEVENSP 115 kV ftlo XF LYON_CO 34.5/1 kV | 180 | 198 | LN MARS_SS - NSEVENSP 115 kV | XF LYON_CO 34.5/1 kV | 2019-11-21 12:56 | 2020-03-31 23:53 | LN: NSP.NSP.NSEVEMARS_11_1.1 | XF: NSP.NSP.LYON_CO.TR9.TR9_3; XF: NSP.NSP.LYON_CO.TR9.TR9_2; XF: NSP.NSP.LYON_CO.TR9.TR9; CB: NSP.NSP.LYON_CO.SWI.TR9_345; CB: NSP.NSP.LYON_CO.SWI.8N65B; CB: NSP.NSP.LYON_CO.SWI.8N64B2; CB: NSP.NSP.LYON_CO.SWI.5N131B2; CB: NSP.NSP.LYON_CO.SWI.5N130B; CB: NSP.NSP.LYON_CO.CB.8N65; CB: NSP.NSP.LYON_CO.CB.8N64; CB: NSP.NSP.LYON_CO.CB.5N131; CB: NSP.NSP.LYON_CO.CB.5N130; CB: NSP.NSP.LYON_CO.CB.3N35
25339 | TEMP15_25339 | MISO | RCF | LN CALF - APCT 161 kV ftlo LN CALLAWAY - BLAN 345 kV | 204 | 290 | LN CALF - APCT 161 kV | LN CALLAWAY - BLAN 345 kV | 2019-11-24 07:05 | 2020-03-31 23:53 | LN: AMRN.AMRN.BARN-CALF-1.B | LN: AMRN.AMRN.CAL-BLAN-1.A; CB: AMRN.AMRN.CALLAWAY.PCB.POSN_V4; CB: AMRN.AMRN.CALLAWAY.PCB.POSN_V4; CB: AMRN.AMRN.CALLAWAY.MO.POSN_V45; CB: AMRN.AMRN.CALLAWAY.MO.POSN_V43; CB: AMRN.AMRN.BLAN.SW.POSN_V21A_SW; CB: AMRN.AMRN.BLAN.PCB.POSN_V23_TI; CB: AMRN.AMRN.BLAN.PCB.POSN_V21_TI; CB: AMRN.AMRN.BLAN.MO.POSN_V23B; CB: AMRN.AMRN.BLAN.MO.POSN_V22
25531 | TEMP81_25531 | SWPP | INT | LN SEMINOLE - PRKLN1 138 kV ftlo LN SEMINOLE - PITTSB9 345 kV | 379 | 382 | LN SEMINOLE - PRKLN1 138 kV | LN SEMINOLE - PITTSB9 345 kV | 2020-03-05 08:13 | 2020-03-31 23:53 | LN: OKGE.OKGE.8939.A | LN: OKGE.OKGE.SEMINOLE.A; LN: OKGE.OKGE.PITTSB_CANDR.A
24223 | TEMP87_24223 | MISO | RCF | LN LAURELSS - JASPER2 161 kV ftlo LN FERNALD - AMES 161 kV | 398 | 398 | LN LAURELSS - JASPER2 161 kV | LN FERNALD - AMES 161 kV | 2018-10-12 18:35 | 2020-03-31 23:53 | LN: ALTW.ALTW.LAUREJASPE16_1.1 | LN: ALTW.ALTW.AMESFERNA16_2.1; CB: ALTW.ALTW.FERNALD.SWI.5090A; CB: ALTW.ALTW.FERNALD.SWI.5070C; CB: ALTW.ALTW.FERNALD.SWI.5070A; CB: ALTW.ALTW.FERNALD.SWI.5031; CB: ALTW.ALTW.FERNALD.SWI.5030A; CB: ALTW.ALTW.FERNALD.CB.5090; CB: ALTW.ALTW.FERNALD.CB.5030; CB: ALTW.ALTW.AMES.SWI.6820L; CB: ALTW.ALTW.AMES.CB.6820
24371 | TMP394_24371 | MISO | RCF | LN BENTON3 - MUDLAKE 230 kV ftlo XF CHIS_CO 500/1 kV | 131 | 131 | LN BENTON3 - MUDLAKE 230 kV | XF CHIS_CO 500/1 kV | 2018-11-29 17:06 | 2020-03-31 23:53 | LN: MP.MP.MUDLABENTO23_1.1 | XF: NSP.NSP.CHIS_CO.TR9.TR9; XF: NSP.NSP.CHIS_CO.TR10.TR10; LN: NSP.NSP.FORBTCHIS_50_1.1; LN: MP.MP.FORBTFORBE50_1.1
23976 | TMP376_23976 | MISO | RCF | LN LIME_CK - BARTONSS 161 kV ftlo LN MITCHLCO - ADAMS_N 345 kV | 240 | 240 | LN LIME_CK - BARTONSS 161 kV | LN MITCHLCO - ADAMS_N 345 kV | 2018-06-22 16:37 | 2020-03-31 23:53 | LN: ALTW.ALTW.LIME_BARTO16_1.1 | LN: ALTW.ALTW.ADAMSMITCH34_1.1; CB: NSP.NSP.ADAMS_N.SWI.8S2B; CB: NSP.NSP.ADAMS_N.JMP.ADAMSADAMS; CB: NSP.NSP.ADAMS_N.CB.8S2; CB: ALTW.ALTW.MITCHLCO.SWI.1140A; CB: ALTW.ALTW.MITCHLCO.SWI.1130C; CB: ALTW.ALTW.MITCHLCO.CB.1140; CB: ALTW.ALTW.MITCHLCO.CB.1130
23539 | TMP217_23539 | MISO | RCF | LN CRANDAL - FIELDON 345 kV ftlo LN HAWKN_LK - LYON_CO 345 kV | 1494 | 1494 | LN CRANDAL - FIELDON 345 kV | LN HAWKN_LK - LYON_CO 345 kV | 2018-02-16 21:19 | 2020-03-31 23:53 | LN: NSP.NSP.CRANDFIELD34_1.1 | LN: NSP.NSP.HAWKNLYONC34_1.1; LN: NSP.NSP.HAWKNLYONC34_1.1; LN: NSP.NSP.HAWKNLYONC34_1.1; CB: NSP.NSP.LYON_CO.SWI.8N64B1; CB: NSP.NSP.LYON_CO.SWI.8N63B; CB: NSP.NSP.LYON_CO.CB.8N64; CB: NSP.NSP.LYON_CO.CB.8N63; CB: NSP.NSP.HAWKN_LK.SWI.8N82B1; CB: NSP.NSP.HAWKN_LK.SWI.8N82B1; CB: NSP.NSP.HAWKN_LK.SWI.8N82B1; CB: NSP.NSP.HAWKN_LK.SWI.8N81; CB: NSP.NSP.HAWKN_LK.SWI.8N81; CB: NSP.NSP.HAWKN_LK.SWI.8N81; CB: NSP.NSP.HAWKN_LK.CB.8N84; CB: NSP.NSP.HAWKN_LK.CB.8N84; CB: NSP.NSP.HAWKN_LK.CB.8N84; CB: NSP.NSP.HAWKN_LK.CB.8N82; CB: NSP.NSP.HAWKN_LK.CB.8N82; CB: NSP.NSP.HAWKN_LK.CB.8N82
25317 | TMP184_25317 | MISO | RCF | LN ASHAWA - 109_CLK 161 kV ftlo LN GDMEC - BONDRNT 345 kV | 273 | 276 | LN ASHAWA - 109_CLK 161 kV | LN GDMEC - BONDRNT 345 kV | 2019-11-18 22:08 | 2020-03-31 23:53 | LN: MEC.MEC.ASHAW109_C16_1.1 | LN: MEC.MEC.GDMECBONDR34_1.1; CB: MEC.MEC.GDMEC.SWI.DGC912MB; CB: MEC.MEC.GDMEC.CB.DGC902MB; CB: MEC.MEC.GDMEC.CB.DGC901MB; CB: MEC.MEC.BONDRNT.SW.DAH922L; CB: MEC.MEC.BONDRNT.SW.AH903A; CB: MEC.MEC.BONDRNT.SW.AH902C; CB: MEC.MEC.BONDRNT.CB.AH903; CB: MEC.MEC.BONDRNT.CB.AH902
25359 | TMP402_25359 | MISO | RCF | LN LIME_CK - BARTONSS 161 kV ftlo LN HAYWARD - MURPHYCR 161 kV | 304 | 304 | LN LIME_CK - BARTONSS 161 kV | LN HAYWARD - MURPHYCR 161 kV | 2019-12-06 22:27 | 2020-03-31 23:53 | LN: ALTW.ALTW.LIME_BARTO16_1.1 | LN: SMP.SMP.MURPHHAYWA16_1.1; CB: SMP.SMP.MURPHYCR.SWI.66QY27; CB: SMP.SMP.MURPHYCR.SWI.66QD1; CB: SMP.SMP.MURPHYCR.SWI.66QC2; CB: SMP.SMP.MURPHYCR.CB.66QB2; CB: SMP.SMP.MURPHYCR.CB.66QB1; CB: ALTW.ALTW.HAYWARD.SWI.672_2; CB: ALTW.ALTW.HAYWARD.CB.672_S
25360 | TMP404_25360 | MISO | RCF | XF FLOYD 161/69 kV ftlo LN FLOYD - BREMERCO 161 kV | 129 | 129 | XF FLOYD 161/69 kV | LN FLOYD - BREMERCO 161 kV | 2019-12-06 22:27 | 2020-03-31 23:53 | XF: MEC.MEC.FLOYD.8T1.FLO_8T1 | LN: WAUE.WAUE.BREMEFLOYD16_1.1; CB: WAUE.WAUE.BREMERCO.SWI.2N61_32; CB: WAUE.WAUE.BREMERCO.CB.2N61_12; CB: MEC.MEC.FLOYD.CB.TCB_9180
25408 | TMP407_25408 | MISO | RCF | LN ANITA - ANTA_TP 161 kV ftlo LN GR_JCT - BOONHAR 161 kV | 135 | 135 | LN ANITA - ANTA_TP 161 kV | LN GR_JCT - BOONHAR 161 kV | 2019-12-30 22:22 | 2020-03-31 23:53 | LN: ALTW.ALTW.ANTA_ANITA16_1.1 | LN: ALTW.ALTW.BOONHGR_JC16_1.1; CB: ALTW.ALTW.GR_JCT.SWI.3590_L; CB: ALTW.ALTW.GR_JCT.CB.3590_S; CB: ALTW.ALTW.BOONHAR.SWI.5885L; CB: ALTW.ALTW.BOONHAR.CB.5885
25212 | TMP185_25212 | MISO | RCF | LN BIGSTON - BROWNSV 230 kV ftlo XF ELLENDL2 345/230 kV | 245 | 269 | LN BIGSTON - BROWNSV 230 kV | XF ELLENDL2 345/230 kV | 2019-10-16 11:17 | 2020-03-31 23:53 | LN: OTP.OTP.BIGSTBROWN23_1.1 | XF: MDU.MDU.ELLENDL2.TR1.TR1; CB: MDU.MDU.ELLENDL2.SWI.4956; CB: MDU.MDU.ELLENDL2.SWI.4954; CB: MDU.MDU.ELLENDL2.SWI.4951; CB: MDU.MDU.ELLENDL2.SWI.4812; CB: MDU.MDU.ELLENDL2.SWI.4804; CB: MDU.MDU.ELLENDL2.SWI.4801; CB: MDU.MDU.ELLENDL2.CB.4957; CB: MDU.MDU.ELLENDL2.CB.4953; CB: MDU.MDU.ELLENDL2.CB.4813; CB: MDU.MDU.ELLENDL2.CB.4803
25208 | TMP423_25208 | MISO | RCF | LN HANKSON - WAHPETN 230 kV ftlo LN JMSTNOTP - BUFFALO2 345 kV | 319 | 350 | LN HANKSON - WAHPETN 230 kV | LN JMSTNOTP - BUFFALO2 345 kV | 2019-10-15 11:17 | 2020-03-31 23:53 | LN: OTP.OTP.WAHPEHANKS23_1.1 | LN: OTP.OTP.BUFFAJMSTN34_1.1; CB: OTP.OTP.JMSTNOTP.SWI.3150; CB: OTP.OTP.JMSTNOTP.SWI.3140; CB: OTP.OTP.JMSTNOTP.CB.3135; CB: OTP.OTP.JMSTNOTP.CB.3125; CB: OTP.OTP.BUFFALO2.SWI.3670; CB: OTP.OTP.BUFFALO2.SWI.3660; CB: OTP.OTP.BUFFALO2.SWI.3617; CB: OTP.OTP.BUFFALO2.CB.3665; CB: OTP.OTP.BUFFALO2.CB.3655
25196 | TMP459_25196 | MISO | RCF | XF SYLVNX 161/115 kV ftlo LN KEO - WH_BLF 500 kV | 140 | 140 | XF SYLVNX 161/115 kV | LN KEO - WH_BLF 500 kV | 2019-10-10 11:23 | 2020-03-31 23:53 | XF: EES.EES.SYLVNX.AT1.AT1 | LN: EES.EES.WH_BLF_KEO___8.A; CB: EES.EES.WH_BLF.MOS.B7934; CB: EES.EES.WH_BLF.MOS.B7904; CB: EES.EES.WH_BLF.MOS.B4979; CB: EES.EES.WH_BLF.GCB.B7903; CB: EES.EES.WH_BLF.GCB.B7900; CB: EES.EES.KEO.MOS.B7949; CB: EES.EES.KEO.MOS.B4920; CB: EES.EES.KEO.MOS.B4912; CB: EES.EES.KEO.GCB.B4921; CB: EES.EES.KEO.GCB.B4911
25191 | TMP209_25191 | MISO | RCF | LN HOLLIS_E - HSVILG 115 kV ftlo LN FTSMTH - ARK_NU 500 kV | 106 | 106 | LN HOLLIS_E - HSVILG 115 kV | LN FTSMTH - ARK_NU 500 kV | 2019-10-11 15:39 | 2020-03-31 23:53 | LN: EES.EES.HOLLIS_HSVILG3.A | LN: OKGE.OKGE.FTSMTH-ARK_NU8.A; CB: OKGE.OKGE.FTSMTH.DS.585L; CB: OKGE.OKGE.FTSMTH.DS.581L; CB: OKGE.OKGE.FTSMTH.DS.531; CB: OKGE.OKGE.FTSMTH.CB.585; CB: OKGE.OKGE.FTSMTH.CB.581; CB: EES.EES.ARK_NU.MOS.B8351; CB: EES.EES.ARK_NU.MOS.B5105; CB: EES.EES.ARK_NU.MOS.B5101; CB: EES.EES.ARK_NU.GCB.B5102; CB: EES.EES.ARK_NU.ACB.B5106
25194 | TMP460_25194 | MISO | RCF | LN PLYMOTH - SIOUXCY 161 kV ftlo LN RAUN - SIOUXCY2 345 kV | 408 | 408 | LN PLYMOTH - SIOUXCY 161 kV | LN RAUN - SIOUXCY2 345 kV | 2019-10-10 11:35 | 2020-03-31 23:53 | LN: MEC.MEC.PLYMOSIOUX16_1.1 | LN: WAUE.WAUE.RAUNSIOUX34_1.1; CB: WAUE.WAUE.SIOUXCY2.DS.8695; CB: WAUE.WAUE.SIOUXCY2.DS.8691; CB: WAUE.WAUE.SIOUXCY2.CB.8696; CB: WAUE.WAUE.SIOUXCY2.CB.8692; CB: MEC.MEC.RAUN.SWI.MOD_0116; CB: MEC.MEC.RAUN.CB.TCB_0120; CB: MEC.MEC.RAUN.CB.TCB_0110
25237 | TMP479_25237 | MISO | RCF | LN OVER - MCBN 161 kV ftlo LN HINTON2 - BOLSTAD 161 kV | 250 | 297 | LN OVER - MCBN 161 kV | LN HINTON2 - BOLSTAD 161 kV | 2019-10-25 01:11 | 2020-03-31 23:53 | LN: AMRN.AMRN.LYMT_OVRT_3.B | LN: CWLD.CWLD.HINTN-BOLSTD.A; LN: AECI.AECI.HINTN_HIGBEE.A; CB: CWLD.CWLD.BOLSTAD.CB.BD602; CB: AECI.AECI.HINTON2.MOS.223; CB: AECI.AECI.HINTON2.MOS.213; CB: AECI.AECI.HINTON2.CSW.203; CB: AECI.AECI.HIGBAECI.CB.232
25240 | TMP485_25240 | MISO | RCF |  | 250 | 250 | LN OVER - MCBN 161 kV |  | 2019-10-25 01:11 | 2020-03-31 23:53 | LN: AMRN.AMRN.LYMT_OVRT_3.B
24519 | TMP500_24519 | MISO | RCF | LN M_TOWN - TIMBRCK 161 kV ftlo LN MNTZUMA - BONDRNT 345 kV | 302 | 302 | LN M_TOWN - TIMBRCK 161 kV | LN MNTZUMA - BONDRNT 345 kV | 2019-02-05 22:31 | 2020-03-31 23:53 | LN: ALTW.ALTW.M_TOWTIMBR16_1.1 | LN: MEC.MEC.BONDRMNTZU34_1.1; CB: MEC.MEC.MNTZUMA.SW.DBM956L; CB: MEC.MEC.MNTZUMA.SW.DBM905C; CB: MEC.MEC.MNTZUMA.SW.DBM901A; CB: MEC.MEC.MNTZUMA.CB.DBM904; CB: MEC.MEC.MNTZUMA.CB.DBM901; CB: MEC.MEC.BONDRNT.SW.DAH926L; CB: MEC.MEC.BONDRNT.SW.AH934B; CB: MEC.MEC.BONDRNT.SW.AH906C; CB: MEC.MEC.BONDRNT.SW.AH905C; CB: MEC.MEC.BONDRNT.SW.AH903C; CB: MEC.MEC.BONDRNT.CB.AH906; CB: MEC.MEC.BONDRNT.CB.AH903
24528 | TMP496_24528 | MISO | RCF | LN GRI - MTZ 138 kV ftlo LN LEBROCK - PIRKEY 345 kV | 205 | 205 | LN GRI - MTZ 138 kV | LN LEBROCK - PIRKEY 345 kV | 2019-02-07 22:09 | 2020-03-31 23:53 | LN: EES.EES.GRIMES_MTZION4.A | LN: CSWS.CSWS.LEBROCK_PIRK_2.A; CB: CSWS.CSWS.PIRKEY.MOABS.12085; CB: CSWS.CSWS.PIRKEY.DS.13202; CB: CSWS.CSWS.PIRKEY.DS.12373; CB: CSWS.CSWS.PIRKEY.CB.13200; CB: CSWS.CSWS.PIRKEY.CB.12370; CB: CSWS.CSWS.LEBROCK.CB.13245
25569 | TMP192_25569 | MISO | RCF | LN MAXBURG - WNTRSTAT 161 kV ftlo XF MRYVL_SJ 13.2/1 kV | 199 | 199 | LN MAXBURG - WNTRSTAT 161 kV | XF MRYVL_SJ 13.2/1 kV | 2020-03-29 00:05 | 2020-04-03 00:24 | LN: MEC.MEC.MAXBUWNTRS16_1.1 | XF: MPS.MPS.MRYVL_SJ.XF22.XF22_T; XF: MPS.MPS.MRYVL_SJ.XF22.XF22_L; XF: MPS.MPS.MRYVL_SJ.XF22.XF22_H; LN: MPS.MPS.MARY-MARY_SJ.A; CB: MPS.MPS.MRYVL_SJ.DS.622; CB: MPS.MPS.MRYVL_SJ.DS.1199; CB: MPS.MPS.MRYVL_SJ.DS.1188; CB: MPS.MPS.MRYVL_SJ.DS.1177; CB: MPS.MPS.MRYVL_SJ.CB.R8-11; CB: MPS.MPS.MRYVL_SJ.CB.R522; CB: MPS.MPS.MRYVL_SJ.CB.R11-33; CB: AECI.AECI.MARYVIL.CB.903
25585 | TMP519_25585 | SWPP | INT | LN NEW_MAD - SKST 161 kV ftlo LN NEW_MAD - GIBSON2 161 kV | 239 | 287 | LN NEW_MAD - SKST 161 kV | LN NEW_MAD - GIBSON2 161 kV | 2020-04-07 09:37 | 2020-04-07 14:05 | LN: SPA.SPA.NEWMAD-SIKES.A | LN: AECI.AECI.NEWMAD-GIBSON.A; LN: AECI.AECI.JIMHIL_GIBSN95.A; CB: EES.EES.JIMHIL.OCB.B9340; CB: EES.EES.JIMHIL.OCB.B9330; CB: EES.EES.JIMHIL.MOS.B2593; CB: EES.EES.JIMHIL.DSC.B9339; CB: EES.EES.JIMHIL.DSC.B9331; CB: AECI.AECI.NEW_MAD.MOS.2200; CB: AECI.AECI.NEW_MAD.MOS.2160; CB: AECI.AECI.NEW_MAD.DISC.2203; CB: AECI.AECI.NEW_MAD.DISC.2193; CB: AECI.AECI.NEW_MAD.DISC.2173; CB: AECI.AECI.NEW_MAD.DISC.2159; CB: AECI.AECI.NEW_MAD.CB.2232; CB: AECI.AECI.NEW_MAD.CB.2222; CB: AECI.AECI.NEW_MAD.CB.2212; CB: AECI.AECI.NEW_MAD.CB.2206; CB: AECI.AECI.NEW_MAD.CB.2196; CB: AECI.AECI.NEW_MAD.CB.2182; CB: AECI.AECI.NEW_MAD.CB.2176; CB: AECI.AECI.NEW_MAD.CB.2162; CB: AECI.AECI.NEW_MAD.CB.2152; CB: AECI.AECI.NEW_MAD.CB.2142; CB: AECI.AECI.NEW_MAD.CB.2132; CB: AECI.AECI.NEW_MAD.CB.2122; CB: AECI.AECI.NEW_MAD.CB.2112; CB: AECI.AECI.GIBSON2.CSW.752
25600 | TMP571_25600 | SWPP | INT | LN HASTING_ - PAULINE 115 kV ftlo LN GRISLD1 - MCCOOL 345 kV | 115 | 126 | LN HASTING_ - PAULINE 115 kV | LN GRISLD1 - MCCOOL 345 kV | 2020-04-12 20:08 | 2020-04-12 23:12 | LN: NPPD.NPPD.NP_1148-A.1 | LN: NPPD.NPPD.12198.A; CB: NPPD.NPPD.MCCOOL.SW.3308-D1; CB: NPPD.NPPD.MCCOOL.SW.3304-D2; CB: NPPD.NPPD.MCCOOL.CB.3308; CB: NPPD.NPPD.MCCOOL.CB.3304; CB: NPPD.NPPD.GRISLD1.DIS.1396-D2; CB: NPPD.NPPD.GRISLD1.DIS.1392-D1; CB: NPPD.NPPD.GRISLD1.CB.1396; CB: NPPD.NPPD.GRISLD1.CB.1392
25401 | TEMP08_25401 | SWPP | INT | LN KRESS - HALE_CO 115 kV ftlo LN SWISHER - TUCO 230 kV | 82 | 82 | LN KRESS - HALE_CO 115 kV | LN SWISHER - TUCO 230 kV | 2019-12-22 06:19 | 2020-04-30 23:52 | LN: SPS.SPS.116.1 | LN: SPS.SPS.113.1; CB: SPS.SPS.TUCO.DS.NK24; CB: SPS.SPS.TUCO.DS.NK13; CB: SPS.SPS.TUCO.CB.NK45; CB: SPS.SPS.TUCO.CB.NK12; CB: SPS.SPS.SWISHER.CB.NK140; CB: SPS.SPS.SWISHER.CB.NK135
25312 | TEMP10_25312 | SWPP | INT | LN JOHNSON2 - HOLDREGE 115 kV ftlo LN SWEETW4 - AXTELL1 345 kV | 115 | 126 | LN JOHNSON2 - HOLDREGE 115 kV | LN SWEETW4 - AXTELL1 345 kV | 2019-11-15 03:11 | 2020-04-30 23:52 | LN: NPPD.NPPD.NP_1348.A | LN: NPPD.NPPD.12006.A; CB: NPPD.NPPD.SWEETW4.SW.3508-L; CB: NPPD.NPPD.SWEETW4.SW.3310-D2; CB: NPPD.NPPD.SWEETW4.SW.3304-D1; CB: NPPD.NPPD.SWEETW4.CB.3310; CB: NPPD.NPPD.SWEETW4.CB.3304; CB: NPPD.NPPD.AXTELL1.SW.3508-L; CB: NPPD.NPPD.AXTELL1.SW.3308-D2; CB: NPPD.NPPD.AXTELL1.SW.3302-D1; CB: NPPD.NPPD.AXTELL1.CB.3308; CB: NPPD.NPPD.AXTELL1.CB.3302
25222 | TEMP28_25222 | SWPP | RCF | LN RUGBY230 - RUGBY 115 kV ftlo LN RUGBY230 - BALTAJCT 230 kV | 219 | 219 | LN RUGBY230 - RUGBY 115 kV | LN RUGBY230 - BALTAJCT 230 kV | 2019-10-18 23:09 | 2020-04-30 23:52 | LN: WAUE.WAUE.RGBYORUGBY11_1.1 | LN: OTP.OTP.RUGBYBALTA23_1.1; CB: OTP.OTP.RUGBY230.SWI.2410; CB: OTP.OTP.RUGBY230.SWI.2380; CB: OTP.OTP.RUGBY230.SWI.2316; CB: OTP.OTP.RUGBY230.CB.2395; CB: OTP.OTP.RUGBY230.CB.2385; CB: GRE.GRE.BALTAJCT.SWI.2260; CB: GRE.GRE.BALTAJCT.SWI.2217; CB: GRE.GRE.BALTAJCT.SWI.2210; CB: GRE.GRE.BALTAJCT.CB.2255; CB: GRE.GRE.BALTAJCT.CB.2215
25136 | TEMP09_25136 | SWPP | RCF | XF FTTHOMP 1/345 kV ftlo LN LELANDO - FTTHOMP 345 kV | 250 | 313 | XF FTTHOMP 1/345 kV | LN LELANDO - FTTHOMP 345 kV | 2019-09-25 15:00 | 2020-04-30 23:52 | XF: WAUE.WAUE.FTTHOMP.U1A1.KU1A1 | LN: WAUE.WAUE.FTTHOLELAN34_1.1
25117 | TEMP39_25117 | SWPP | INT | LN WILKES - JEFF_SWC 138 kV ftlo LN WILKES - LONGWOO 345 kV | 238 | 238 | LN WILKES - JEFF_SWC 138 kV | LN WILKES - LONGWOO 345 kV | 2019-09-20 02:04 | 2020-04-30 23:52 | LN: CSWS.CSWS.901.A | LN: CSWS.CSWS.858.A; CB: CSWS.CSWS.WILKES.MOABS.1P96; CB: CSWS.CSWS.WILKES.CB.1W10; CB: CSWS.CSWS.WILKES.CB.1R30; CB: CSWS.CSWS.LONGWOO.MOABS.6517; CB: CSWS.CSWS.LONGWOO.CB.1N70; CB: CSWS.CSWS.LONGWOO.CB.1N60
25121 | TEMP35_25121 | SWPP | INT | LN NESCTY - ALXNDR 115 kV ftlo LN FINNEY1 - CARPENTR 345 kV | 83 | 99 | LN NESCTY - ALXNDR 115 kV | LN FINNEY1 - CARPENTR 345 kV | 2019-09-23 10:15 | 2020-04-30 23:52 | LN: WR.MIDW.10028.A | LN: SPS.SPS.FINNEY_CARPNTR.A; CB: SPS.SPS.FINNEY1.DS.FIN0R74CI; CB: SPS.SPS.FINNEY1.DS.FIN0R71CI; CB: SPS.SPS.FINNEY1.DS.FIN0R70CI; CB: SPS.SPS.FINNEY1.DS.FIN0R69CI; CB: SPS.SPS.FINNEY1.DS.FIN0R67CI; CB: SPS.SPS.FINNEY1.DS.FIN0R66CI; CB: SPS.SPS.FINNEY1.DS.FIN063CI; CB: SPS.SPS.FINNEY1.CB.FIN0R90CI; CB: SPS.SPS.FINNEY1.CB.FIN0R77CI; CB: SPS.SPS.FINNEY1.CB.FIN0R65CI; CB: SPS.SPS.CARPENTR.DS.OR361; CB: SPS.SPS.CARPENTR.DS.OR341; CB: SPS.SPS.CARPENTR.DS.OR336; CB: SPS.SPS.CARPENTR.CB.OR360; CB: SPS.SPS.CARPENTR.CB.OR335; CB: SPS.SPS.CARPENTR.CAPSW.OR344
25007 | TEMP24_25007 | SWPP | INT | XF HALS 138/69 kV ftlo XF HALS 138/69 kV | 50 | 55 | XF HALS 138/69 kV | XF HALS 138/69 kV | 2019-08-05 15:35 | 2020-04-30 23:52 | XF: WR.WR.HALS.1026.HALS_1 | XF: WR.WR.HALS.1027.HALS_4
25028 | TEMP88_25028 | SWPP | INT | LN LAR3821 - SPRGFLD 161 kV ftlo LN FLINTCRK - BROOK_LN 345 kV | 167 | 167 | LN LAR3821 - SPRGFLD 161 kV | LN FLINTCRK - BROOK_LN 345 kV | 2019-08-16 14:44 | 2020-04-30 23:52 | LN: SPA.SPA.SPFLD-LARUSL.A | LN: AECI.AECI.FLNTCK-BROOK1.A; CB: CSWS.CSWS.FLINTCRK.MOABS.12443; CB: CSWS.CSWS.FLINTCRK.MOABS.12423; CB: CSWS.CSWS.FLINTCRK.MOABS.10135; CB: CSWS.CSWS.FLINTCRK.CB.12440; CB: CSWS.CSWS.FLINTCRK.CB.12420; CB: AECI.AECI.BROOK_LN.MOS.1; CB: AECI.AECI.BROOK_LN.DISC.2A; CB: AECI.AECI.BROOK_LN.DISC.12A; CB: AECI.AECI.BROOK_LN.CB.2; CB: AECI.AECI.BROOK_LN.CB.12
25106 | TEMP85_25106 | SWPP | INT | LN WICH - BENT 345 kV ftlo XF WOLF 345/25 kV | 878 | 956 | LN WICH - BENT 345 kV | XF WOLF 345/25 kV | 2019-09-16 16:01 | 2020-04-30 23:52 | LN: WR.WR.BENTWICH34_1.1 | XF: WR.WR.WOLF.1065.WOLF_1MAIN; UN: WR.WR.WOLF.25.WR_KEPCO; UN: WR.WR.WOLF.25.15; UN: KCPL.KCPL.WOLF_KCP.25.17
25107 | TEMP65_25107 | SWPP | INT | LN LONGWOO - LIEBERM 138 kV ftlo LN STALL_PP - ARSENAL 138 kV | 212 | 212 | LN LONGWOO - LIEBERM 138 kV | LN STALL_PP - ARSENAL 138 kV | 2019-09-16 16:15 | 2020-04-30 23:52 | LN: CSWS.CSWS.846.A | LN: CSWS.CSWS.ARSNL_STALL.A; CB: CSWS.CSWS.STALL_PP.DS.19202; CB: CSWS.CSWS.STALL_PP.DS.19102; CB: CSWS.CSWS.STALL_PP.DS.19002; CB: CSWS.CSWS.STALL_PP.CB.19200; CB: CSWS.CSWS.STALL_PP.CB.19100; CB: CSWS.CSWS.STALL_PP.CB.19000; CB: CSWS.CSWS.ARSENAL.SW.22522; CB: CSWS.CSWS.ARSENAL.SW.13195; CB: CSWS.CSWS.ARSENAL.OCB.4200; CB: CSWS.CSWS.ARSENAL.DISC.4203; CB: CSWS.CSWS.ARSENAL.CB.22520
25178 | TEMP63_25178 | SWPP | RCF | LN LONGWOO - LIEBERM 138 kV ftlo LN LONGWOO - SWSHREV 345 kV | 212 | 212 | LN LONGWOO - LIEBERM 138 kV | LN LONGWOO - SWSHREV 345 kV | 2019-10-05 15:33 | 2020-04-30 23:52 | LN: CSWS.CSWS.846.A | LN: CSWS.CSWS.857.A; CB: CSWS.CSWS.SWSHREV.MOABS.10044; CB: CSWS.CSWS.SWSHREV.ACB.10520; CB: CSWS.CSWS.SWSHREV.ACB.10500; CB: CSWS.CSWS.LONGWOO.MOABS.6508; CB: CSWS.CSWS.LONGWOO.CB.1N60; CB: CSWS.CSWS.LONGWOO.CB.10280
25221 | TEMP73_25221 | SWPP | INT | LN LUBBOCKE - LUBBOCKS 115 kV ftlo LN TUCO - JONESSUB 230 kV | 120 | 120 | LN LUBBOCKE - LUBBOCKS 115 kV | LN TUCO - JONESSUB 230 kV | 2019-10-18 11:46 | 2020-04-30 23:52 | LN: SPS.SPS.146.1 | LN: SPS.SPS.137.1; CB: SPS.SPS.TUCO.DS.NK25; CB: SPS.SPS.TUCO.DS.NK09; CB: SPS.SPS.TUCO.CB.NK45; CB: SPS.SPS.TUCO.CB.NK08; CB: SPS.SPS.JONESSUB.DS.JK116; CB: SPS.SPS.JONESSUB.DS.JK113; CB: SPS.SPS.JONESSUB.DS.JK111; CB: SPS.SPS.JONESSUB.CB.JK115; CB: SPS.SPS.JONESSUB.CB.JK110
25320 | TEMP48_25320 | SWPP | INT | XF TWINCHUR 230/115 kV ftlo LN WAKE_FLD - HOSKINS 230 kV | 187 | 234 | XF TWINCHUR 230/115 kV | LN WAKE_FLD - HOSKINS 230 kV | 2019-11-18 14:01 | 2020-04-30 23:52 | XF: NPPD.NPPD.TWINCHUR.6.6 | LN: NPPD.NPPD.HOSKINS_WAKE_F.A; LN: NPPD.NPPD.HOSKINS_WAKE_F.A; CB: NPPD.NPPD.WAKE_FLD.DS.2308-AL; CB: NPPD.NPPD.WAKE_FLD.DS.2308-AL; CB: NPPD.NPPD.WAKE_FLD.DS.2218-D2; CB: NPPD.NPPD.WAKE_FLD.DS.2218-D2; CB: NPPD.NPPD.WAKE_FLD.DS.2206-D2; CB: NPPD.NPPD.WAKE_FLD.DS.2206-D2; CB: NPPD.NPPD.WAKE_FLD.DS.2206-D1; CB: NPPD.NPPD.WAKE_FLD.DS.2206-D1; CB: NPPD.NPPD.WAKE_FLD.DS.2204-D2; CB: NPPD.NPPD.WAKE_FLD.DS.2204-D2; CB: NPPD.NPPD.WAKE_FLD.DS.2204-D1; CB: NPPD.NPPD.WAKE_FLD.DS.2204-D1; CB: NPPD.NPPD.WAKE_FLD.DS.2202-D2; CB: NPPD.NPPD.WAKE_FLD.DS.2202-D2; CB: NPPD.NPPD.WAKE_FLD.CB.2218; CB: NPPD.NPPD.WAKE_FLD.CB.2218; CB: NPPD.NPPD.WAKE_FLD.CB.2202; CB: NPPD.NPPD.WAKE_FLD.CB.2202; CB: NPPD.NPPD.HOSKINS.DS.2202-D2; CB: NPPD.NPPD.HOSKINS.CB.2202
25332 | TEMP58_25332 | SWPP | INT | LN CKSKI1 - KILDR 138 kV ftlo LN RENFROW7 - VIOLA7 345 kV | 194 | 222 | LN CKSKI1 - KILDR 138 kV | LN RENFROW7 - VIOLA7 345 kV | 2019-11-21 15:19 | 2020-04-30 23:52 | LN: OKGE.OKGE.8669.A | LN: WR.WR.HUNTER_VIOLA.A; CB: WR.WR.VIOLA7.DS.406; CB: WR.WR.VIOLA7.DS.403; CB: WR.WR.VIOLA7.CB.405; CB: WR.WR.VIOLA7.CB.402; CB: OKGE.OKGE.RENFROW7.DS.389L2; CB: OKGE.OKGE.RENFROW7.DS.331; CB: OKGE.OKGE.RENFROW7.DS.319L2; CB: OKGE.OKGE.RENFROW7.CB.389; CB: OKGE.OKGE.RENFROW7.CB.319
25315 | TEMP66_25315 | SWPP | INT | LN NE_GAS - CLARTOK4 138 kV ftlo LN NE_GAS - OWASSO 138 kV | 176 | 176 | LN NE_GAS - CLARTOK4 138 kV | LN NE_GAS - OWASSO 138 kV | 2019-11-15 07:15 | 2020-04-30 23:52 | LN: CSWS.CSWS.2078.B | LN: CSWS.CSWS.2079.A; CB: CSWS.CSWS.POC.CB.1398M; CB: CSWS.CSWS.NE_GAS.CB.1357A; CB: CSWS.CSWS.NE_GAS.CB.1353B; CB: CSWS.CSWS.CATOOSA.CB.1329A; CB: CSWS.CSWS.CATOOSA.CB.1325A
25393 | TEMP79_25393 | SWPP | INT | LN CARTR2 - CKSAW1 138 kV ftlo XF JHNSTNCO 13.8/1 kV | 191 | 191 | LN CARTR2 - CKSAW1 138 kV | XF JHNSTNCO 13.8/1 kV | 2019-12-18 07:46 | 2020-04-30 23:52 | LN: OKGE.OKGE.9032.A | XF: OKGE.OKGE.JHNSTNCO.T3.T3_T; XF: OKGE.OKGE.JHNSTNCO.T3.T3_L; XF: OKGE.OKGE.JHNSTNCO.T3.T3_H; CB: OKGE.OKGE.JHNSTNCO.DS.R077M; CB: OKGE.OKGE.JHNSTNCO.DS.R073M; CB: OKGE.OKGE.JHNSTNCO.DS.383L1; CB: OKGE.OKGE.JHNSTNCO.DS.323; CB: OKGE.OKGE.JHNSTNCO.DS.303L1; CB: OKGE.OKGE.JHNSTNCO.DS.183L1; CB: OKGE.OKGE.JHNSTNCO.DS.143; CB: OKGE.OKGE.JHNSTNCO.DS.103L1; CB: OKGE.OKGE.JHNSTNCO.CB.R077; CB: OKGE.OKGE.JHNSTNCO.CB.R073; CB: OKGE.OKGE.JHNSTNCO.CB.383; CB: OKGE.OKGE.JHNSTNCO.CB.303; CB: OKGE.OKGE.JHNSTNCO.CB.183; CB: OKGE.OKGE.JHNSTNCO.CB.103
25370 | TEMP52_25370 | SWPP | INT | LN BOYD - CDRLN 138 kV ftlo LN FRNKLN1 - MDWST 138 kV | 191 | 191 | LN BOYD - CDRLN 138 kV | LN FRNKLN1 - MDWST 138 kV | 2019-12-10 17:46 | 2020-04-30 23:52 | LN: OKGE.OKGE.8858.A | LN: WFEC.WFEC.8853.A; LN: OKGE.OKGE.8852.A; LN: OKGE.OKGE.8830.A; CB: WFEC.WFEC.FRNKLN1.DS.765; CB: WFEC.WFEC.FRNKLN1.CB.662; CB: WFEC.WFEC.FRNKLN1.CB.162; CB: OKGE.OKGE.MDWST.DS.139; CB: OKGE.OKGE.MDWST.DS.136; CB: OKGE.OKGE.MDWST.DS.134; CB: OKGE.OKGE.HOLWD.LBS.135; CB: OKGE.OKGE.DRAPR1.MOS.138; CB: OKGE.OKGE.DRAPR1.DS.185L2; CB: OKGE.OKGE.DRAPR1.DS.115L2; CB: OKGE.OKGE.DRAPR1.CB.185; CB: OKGE.OKGE.DRAPR1.CB.115
25454 | TEMP86_25454 | SWPP | INT |  | 500 | 625 | XF LELANDO 345/230 kV |  | 2020-01-22 08:26 | 2020-04-30 23:52 | XF: WAUE.WAUE.LELANDO.KVA2.KVA2
24517 | TEMP78_24517 | SWPP | INT | LN CIRV - GOFF 115 kV; LN CIRV - GOFF 115 kV ftlo LN HOYT - STRA 345 kV | 86 | 92 | LN CIRV - GOFF 115 kV; LN CIRV - GOFF 115 kV | LN HOYT - STRA 345 kV | 2019-02-04 12:33 | 2020-04-30 23:52 | LN: WR.WR.GOFF_CIRV.A; LN: WR.WR.GOFF_CIRV.A | LN: WR.WR.11_HOYT.1; CB: WR.WR.STRA.DS.345-103; CB: WR.WR.STRA.CB.345-95; CB: WR.WR.STRA.CB.345-100; CB: WR.WR.HOYT.DS.345-47; CB: WR.WR.HOYT.CB.345-43; CB: WR.WR.HOYT.CB.345-40
24598 | TMP112_24598 | MISO | RCF | LN MQOKETA - GR_MND 161 kV ftlo LN SALEM3 - ROCK_CK 345 kV | 223 | 223 | LN MQOKETA - GR_MND 161 kV | LN SALEM3 - ROCK_CK 345 kV | 2019-03-05 09:13 | 2020-04-30 23:52 | LN: ALTW.ALTW.GR_MNMQOKE16_1.1 | LN: ALTW.ALTW.ROCK_SALEM34_1.1; CB: ALTW.ALTW.SALEM3.SWI.2870C; CB: ALTW.ALTW.SALEM3.SWI.2154; CB: ALTW.ALTW.SALEM3.SWI.215_2; CB: ALTW.ALTW.SALEM3.CB.2870; CB: ALTW.ALTW.SALEM3.CB.215_S; CB: ALTW.ALTW.ROCK_CK.SWI.1834; CB: ALTW.ALTW.ROCK_CK.SWI.1822; CB: ALTW.ALTW.ROCK_CK.SWI.1812; CB: ALTW.ALTW.ROCK_CK.CB.182; CB: ALTW.ALTW.ROCK_CK.CB.181
24237 | TMP146_24237 | SWPP | RCF | XF SHEFFLD1 161/69 kV ftlo LN SHEFFLD1 - HAMP_TP 161 kV | 84 | 92 | XF SHEFFLD1 161/69 kV | LN SHEFFLD1 - HAMP_TP 161 kV | 2018-10-17 16:25 | 2020-04-30 23:52 | XF: WAUE.WAUE.SHEFFLD1.TR1.TR1 | LN: WAUE.WAUE.SHEFFHAMP_16_1.1; CB: WAUE.WAUE.SHEFFLD1.CB.2J61_11; CB: WAUE.WAUE.HAMPTON2.CB.H61_70; CB: MEC.MEC.FRANKLN.CB.9910
25422 | TMP113_25422 |  | INT | LN BEATRICE - HARBINE 115 kV ftlo LN SUB1398 - SUB1399 161 kV |  |  | LN BEATRICE - HARBINE 115 kV | LN SUB1398 - SUB1399 161 kV | 2020-01-05 21:10 | 2020-04-30 23:52 | LN: NPPD.NPPD.1175A.A | LN: OPPD.OPPD.S1399_S1398.A
25467 | TMP123_25467 | SWPP | INT | LN ARSENAL - LIEBERM 138 kV ftlo LN ARSENAL - MCWILLIE 138 kV | 188 | 202 | LN ARSENAL - LIEBERM 138 kV | LN ARSENAL - MCWILLIE 138 kV | 2020-01-31 21:53 | 2020-04-30 23:52 | LN: CSWS.CSWS.825.A | LN: CSWS.CSWS.826C.T1; CB: CSWS.CSWS.MCWILLIE.CS.10835; CB: CSWS.CSWS.ARSENAL.SW.22523; CB: CSWS.CSWS.ARSENAL.OCB.7280; CB: CSWS.CSWS.ARSENAL.DISC.7282; CB: CSWS.CSWS.ARSENAL.DISC.1924; CB: CSWS.CSWS.ARSENAL.CB.22520
25504 | TEMP90_25504 | SWPP | INT | LN MIDJ - BISM 115 kV ftlo XF LAWH 230/115 kV | 111 | 118 | LN MIDJ - BISM 115 kV | XF LAWH 230/115 kV | 2020-02-21 06:54 | 2020-04-30 23:52 | LN: WR.WR.4199.1 | XF: WR.WR.LAWH.3034.LAWH_29
25369 | TMP140_25369 | SWPP | INT | LN BISM - FAIRGNDS 115 kV ftlo LN LAWH - 6TH 115 kV | 118 | 118 | LN BISM - FAIRGNDS 115 kV | LN LAWH - 6TH 115 kV | 2019-12-09 18:09 | 2020-04-30 23:52 | LN: WR.WR.FAIRGN_BISM.1 | LN: WR.WR.4378.1; LN: WR.WR.3059.1; CB: WR.WR.LEC.CB.115-229; CB: WR.WR.LAWH.DS.115-578; CB: WR.WR.LAWH.DS.115-223; CB: WR.WR.LAWH.DS.115-222; CB: WR.WR.LAWH.CB.115-228; CB: WR.WR.LAWH.CB.115-224; CB: WR.WR.6TH.CB.115-830
25309 | TEMP92_25309 | SWPP | INT | LN SP-ERSK3 - CARLISLE 115 kV ftlo LN TUCO - JONESSUB 230 kV | 94 | 103 | LN SP-ERSK3 - CARLISLE 115 kV | LN TUCO - JONESSUB 230 kV | 2019-11-14 07:14 | 2020-04-30 23:52 | LN: SPS.SPS.INDIACARLI11_1.B | LN: SPS.SPS.137.1; CB: SPS.SPS.TUCO.DS.NK25; CB: SPS.SPS.TUCO.DS.NK09; CB: SPS.SPS.TUCO.CB.NK45; CB: SPS.SPS.TUCO.CB.NK08; CB: SPS.SPS.JONESSUB.DS.JK116; CB: SPS.SPS.JONESSUB.DS.JK113; CB: SPS.SPS.JONESSUB.DS.JK111; CB: SPS.SPS.JONESSUB.CB.JK115; CB: SPS.SPS.JONESSUB.CB.JK110
25283 | TMP144_25283 | SWPP | INT | LN MURR - 59TH 138 kV ftlo LN WICH - BENT 345 kV | 224 | 232 | LN MURR - 59TH 138 kV | LN WICH - BENT 345 kV | 2019-11-05 17:37 | 2020-04-30 23:52 | LN: WR.WR.ELPAMURR13_1.B | LN: WR.WR.BENTWICH34_1.1; CB: WR.WR.WICH.DS.345-51; CB: WR.WR.WICH.DS.345-43; CB: WR.WR.WICH.CB.345-50; CB: WR.WR.WICH.CB.345-40; CB: WR.WR.BENT.DS.345-105; CB: WR.WR.BENT.CB.345-110; CB: WR.WR.BENT.CB.345-100
25287 | TMP141_25287 | SWPP | RCF | LN NEBRCTY - SUB3456 345 kV ftlo LN ATCHISNM - ORENTDRT 345 kV | 956 | 956 | LN NEBRCTY - SUB3456 345 kV | LN ATCHISNM - ORENTDRT 345 kV | 2019-11-06 17:14 | 2020-04-30 23:52 | LN: OPPD.OPPD.NEBRCSUB3434_1.1 | LN: MEC.MEC.ATCHIORENT34_1.1; CB: MEC.MEC.ORENTDRT.SW.DRT922L; CB: MEC.MEC.ORENTDRT.SW.DRT903A; CB: MEC.MEC.ORENTDRT.SW.DRT902C; CB: MEC.MEC.ORENTDRT.CB.DRT903; CB: MEC.MEC.ORENTDRT.CB.DRT902; CB: MEC.MEC.ATCHISNM.SWI.912L; CB: MEC.MEC.ATCHISNM.SWI.905B; CB: MEC.MEC.ATCHISNM.SWI.902A; CB: MEC.MEC.ATCHISNM.SWI.901A; CB: MEC.MEC.ATCHISNM.CB.905; CB: MEC.MEC.ATCHISNM.CB.902
25224 | TEMP93_25224 | SWPP | INT | XF TUCO 230/345 kV ftlo LN SWEETWT6 - CHISHOLM 230 kV | 559 | 643 | XF TUCO 230/345 kV | LN SWEETWT6 - CHISHOLM 230 kV | 2019-10-19 21:33 | 2020-04-30 23:52 | XF: SPS.SPS.TUCO.T2.TUC_230XFMR_S | LN: CSWS.CSWS.CHISHOLM_SWEET.A; CB: CSWS.CSWS.SWEETWT6.DS.2397M; CB: CSWS.CSWS.SWEETWT6.DS.2323; CB: CSWS.CSWS.SWEETWT6.DS.2322; CB: CSWS.CSWS.SWEETWT6.DS.2319; CB: CSWS.CSWS.SWEETWT6.DS.2311; CB: CSWS.CSWS.SWEETWT6.CB.2317A; CB: CSWS.CSWS.SWEETWT6.CB.2309A; CB: CSWS.CSWS.CHISHOLM.MOS.2397M; CB: CSWS.CSWS.CHISHOLM.DISC.2330; CB: CSWS.CSWS.CHISHOLM.DISC.2326; CB: CSWS.CSWS.CHISHOLM.DISC.2323; CB: CSWS.CSWS.CHISHOLM.DISC.2319; CB: CSWS.CSWS.CHISHOLM.DISC.2315; CB: CSWS.CSWS.CHISHOLM.CB.2321A; CB: CSWS.CSWS.CHISHOLM.CB.2313A
25177 | TMP104_25177 | SWPP | INT | LN NICHSUB - GRAPVINE 230 kV ftlo LN BADGER7 - WDWRDEHV 345 kV | 319 | 319 | LN NICHSUB - GRAPVINE 230 kV | LN BADGER7 - WDWRDEHV 345 kV | 2019-10-04 14:40 | 2020-04-30 23:52 | LN: SPS.SPS.NICHSGRAPV23_1.1 | LN: OKGE.OKGE.WOODWRD_BADGR2.A; LN: OKGE.OKGE.WOODWRD_BADGR1.A; CB: OKGE.OKGE.WDWRDEHV.CB.386; CB: OKGE.OKGE.WDWRDEHV.CB.385; CB: OKGE.OKGE.WDWRDEHV.CB.306; CB: OKGE.OKGE.WDWRDEHV.CB.305; CB: OKGE.OKGE.BADGER7.DS.318M2; CB: OKGE.OKGE.BADGER7.DS.304L1
25102 | TMP127_25102 | SWPP | RCF |  | 475 | 500 | XF SUB3456 345/1 kV |  | 2019-09-13 16:37 | 2020-04-30 23:52 | XF: OPPD.OPPD.SUB3456.T4.T4_H | CB: CLEC.CLEC.BRAPID.GCB.3
25076 | TMP136_25076 | SWPP | INT | XF RIVERDAL 230/115 kV ftlo LN SWEETW4 - AXTELL1 345 kV | 167 | 209 | XF RIVERDAL 230/115 kV | LN SWEETW4 - AXTELL1 345 kV | 2019-09-03 12:47 | 2020-04-30 23:52 | XF: NPPD.NPPD.RIVERDAL.1.1 | LN: NPPD.NPPD.12006.A; CB: NPPD.NPPD.SWEETW4.SW.3508-L; CB: NPPD.NPPD.SWEETW4.SW.3310-D2; CB: NPPD.NPPD.SWEETW4.SW.3304-D1; CB: NPPD.NPPD.SWEETW4.CB.3310; CB: NPPD.NPPD.SWEETW4.CB.3304; CB: NPPD.NPPD.AXTELL1.SW.3508-L; CB: NPPD.NPPD.AXTELL1.SW.3308-D2; CB: NPPD.NPPD.AXTELL1.SW.3302-D1; CB: NPPD.NPPD.AXTELL1.CB.3308; CB: NPPD.NPPD.AXTELL1.CB.3302
25172 | TMP190_25172 | MISO | RCF | LN CLARNDA - MRYVL_SJ 161 kV ftlo LN COOPER - ST_JOE 345 kV | 152 | 152 | LN CLARNDA - MRYVL_SJ 161 kV | LN COOPER - ST_JOE 345 kV | 2019-10-07 07:56 | 2020-04-30 23:52 | LN: MEC.MEC.MRYVLCLARN16_1.A | LN: NPPD.NPPD.11310.A; CB: NPPD.NPPD.COOPER.OCB.3304; CB: NPPD.NPPD.COOPER.OCB.3302; CB: NPPD.NPPD.COOPER.DS.3499L; CB: NPPD.NPPD.COOPER.DS.3304_1; CB: NPPD.NPPD.COOPER.DS.3302_2; CB: MPS.MPS.ST_JOE.DS.599; CB: MPS.MPS.ST_JOE.DS.588; CB: MPS.MPS.ST_JOE.DS.577; CB: MPS.MPS.ST_JOE.CB.R5-33; CB: MPS.MPS.ST_JOE.CB.R2-5
25201 | TMP182_25201 | SWPP | RCF | LN TAHLQH5 - HWY59TP 161 kV ftlo ZBR SALISA1 - SALISA3 161 kV | 148 | 185 | LN TAHLQH5 - HWY59TP 161 kV | ZBR SALISA1 - SALISA3 161 kV | 2019-10-11 14:44 | 2020-04-30 23:52 | LN: GRDA.GRDA.TAHLQH5_HWY59T.A | ZBR: GRDA.GRDA.7406.A; XF: GRDA.GRDA.SALISA3.11.1; LN: SPA.SPA.7405.A; LN: SPA.SPA.5AKINS_SALISA1.A; CB: SPA.SPA.SALISA1.DS.84; CB: SPA.SPA.SALISA1.DS.83; CB: SPA.SPA.SALISA1.DS.81; CB: SPA.SPA.GORE1.CB.42; CB: SPA.SPA.5AKINS.DS.7; CB: SPA.SPA.5AKINS.DS.3; CB: SPA.SPA.5AKINS.DS.11; CB: SPA.SPA.5AKINS.CB.2; CB: SPA.SPA.5AKINS.CB.12; CB: GRDA.GRDA.SALISA3.DS.87; CB: GRDA.GRDA.SALISA3.DS.85; CB: GRDA.GRDA.SALISA3.DS.71; CB: GRDA.GRDA.SALISA3.CB.7770; CB: GRDA.GRDA.SALISA3.CB.5640; CB: GRDA.GRDA.SALISA3.CB.2540
25294 | TMP181_25294 | SWPP | RCF | LN SUB3456 - SUB3455 345 kV ftlo LN SUB3456 - SUB3459 345 kV | 956 | 956 | LN SUB3456 - SUB3455 345 kV | LN SUB3456 - SUB3459 345 kV | 2019-11-08 20:37 | 2020-04-30 23:52 | LN: OPPD.OPPD.SUB34SUB3434_3.1 | LN: OPPD.OPPD.SUB34SUB3434_2.1; CB: OPPD.OPPD.SUB3459.CB.CB2; CB: OPPD.OPPD.SUB3459.CB.CB1; CB: OPPD.OPPD.SUB3456.CB.CB2; CB: OPPD.OPPD.SUB3456.CB.CB1
25326 | TMP194_25326 | SWPP | INT | XF POTTER_S 345/230 kV ftlo LN LAW_ES - OKLAUNIO 345 kV | 516 | 559 | XF POTTER_S 345/230 kV | LN LAW_ES - OKLAUNIO 345 kV | 2019-11-20 06:31 | 2020-04-30 23:52 | XF: SPS.SPS.POTTER_S.XF1.XF345 | LN: CSWS.CSWS.OKLAULAW_E34_1.A; CB: CSWS.CSWS.OKLAUNIO.DISC.3411; CB: CSWS.CSWS.OKLAUNIO.DISC.3407; CB: CSWS.CSWS.OKLAUNIO.CB.3409A; CB: CSWS.CSWS.OKLAUNIO.CB.3405A; CB: CSWS.CSWS.OKLAUNIO.CB.3401A; CB: CSWS.CSWS.LAW_ES.DS.3498; CB: CSWS.CSWS.LAW_ES.CB.3433A; CB: CSWS.CSWS.LAW_ES.CB.3429A
25335 | TMP158_25335 | SWPP | INT | XF ONETA 345/138 kV ftlo XF RIVRSIDE 345/138 kV | 558 | 560 | XF ONETA 345/138 kV | XF RIVRSIDE 345/138 kV | 2019-11-22 08:29 | 2020-04-30 23:52 | XF: CSWS.CSWS.ONETA.2048.1 | XF: CSWS.CSWS.RIVRSIDE.2009.1_T; CB: CSWS.CSWS.RIVRSIDE.DS.3419; CB: CSWS.CSWS.RIVRSIDE.DS.3411; CB: CSWS.CSWS.RIVRSIDE.DISC.3499M; CB: CSWS.CSWS.RIVRSIDE.DISC.3434; CB: CSWS.CSWS.RIVRSIDE.DISC.3422; CB: CSWS.CSWS.RIVRSIDE.CB.3433A; CB: CSWS.CSWS.RIVRSIDE.CB.3417A; CB: CSWS.CSWS.RIVRSIDE.CB.3409A; CB: CSWS.CSWS.RIVRSIDE.CB.1301A_T
25398 | TMP195_25398 | MISO | RCF | XF WMPEHV 1/500 kV ftlo LN SANSSU - DRIVER 500 kV | 450 | 450 | XF WMPEHV 1/500 kV | LN SANSSU - DRIVER 500 kV | 2019-12-19 15:20 | 2020-04-30 23:52 | XF: EES.EES.WMPEHV.AT1.AT1 | LN: EES.EES.DRIVER_SANSSU8.1; CB: EES.EES.SANSSU.MOS.B3974; CB: EES.EES.SANSSU.MOS.B3936; CB: EES.EES.SANSSU.LDS.B3980; CB: EES.EES.SANSSU.GCB.B3975; CB: EES.EES.SANSSU.GCB.B3935; CB: EES.EES.DRIVER.MODS.B8874; CB: EES.EES.DRIVER.MODS.B8866; CB: EES.EES.DRIVER.MODS.B8438; CB: EES.EES.DRIVER.GCB.B8875; CB: EES.EES.DRIVER.GCB.B8865
25382 | TMP196_25382 | SWPP | INT | LN MIDJ - BISM 115 kV ftlo LN 6TH - LAWH 115 kV | 111 | 118 | LN MIDJ - BISM 115 kV | LN 6TH - LAWH 115 kV | 2019-12-11 08:52 | 2020-04-30 23:52 | LN: WR.WR.4199.1 | LN: WR.WR.4378.1; LN: WR.WR.3059.1; CB: WR.WR.LEC.CB.115-229; CB: WR.WR.LAWH.DS.115-578; CB: WR.WR.LAWH.DS.115-223; CB: WR.WR.LAWH.DS.115-222; CB: WR.WR.LAWH.CB.115-228; CB: WR.WR.LAWH.CB.115-224; CB: WR.WR.6TH.CB.115-830
25495 | TMP180_25495 | SWPP | INT | LN LAWH - MOCK 115 kV ftlo LN FAIRGNDS - BISM 115 kV | 86 | 92 | LN LAWH - MOCK 115 kV | LN FAIRGNDS - BISM 115 kV | 2020-02-19 11:47 | 2020-04-30 23:52 | LN: WR.WR.4213.1 | LN: WR.WR.FAIRGN_BISM.1; LN: WR.WR.4210.1; LN: WR.WR.4199.1; LN: WR.WR.4198.1; CB: WR.WR.MIDJ.CB.115-127; CB: WR.WR.FMC.DS.115-813; CB: WR.WR.FMC.DS.115-812; CB: WR.WR.FMC.DS.115-811; CB: WR.WR.FMC.DS.115-810; CB: WR.WR.FMC.DS.115-809; CB: WR.WR.FAIRGNDS.DS.115-127; CB: WR.WR.FAIRGNDS.CB.115-1926; CB: WR.WR.FAIRGNDS.CB.115-1923; CB: WR.WR.BISM.DS.115-808; CB: WR.WR.BISM.DS.115-806; CB: WR.WR.BISM.DS.115-508; CB: WR.WR.BISM.DS.115-507; CB: WR.WR.BISM.DS.115-506; CB: WR.WR.6TH.CB.115-814
24736 | TMP175_24736 | SWPP | INT | LN BRAMAN2 - NEWKRKT 69 kV ftlo LN WDRNG1 - HUNTERS7 345 kV | 56 | 56 | LN BRAMAN2 - NEWKRKT 69 kV | LN WDRNG1 - HUNTERS7 345 kV | 2019-04-15 16:55 | 2020-04-30 23:52 | LN: OKGE.OKGE.BRAMAN_NEWKRK.A | LN: OKGE.OKGE.8622.A; CB: OKGE.OKGE.WDRNG1.DS.383L2; CB: OKGE.OKGE.WDRNG1.DS.333; CB: OKGE.OKGE.WDRNG1.DS.313L2; CB: OKGE.OKGE.WDRNG1.CB.383; CB: OKGE.OKGE.WDRNG1.CB.313; CB: OKGE.OKGE.HUNTERS7.DS.382L2; CB: OKGE.OKGE.HUNTERS7.DS.330; CB: OKGE.OKGE.HUNTERS7.DS.319M2; CB: OKGE.OKGE.HUNTERS7.DS.312M2; CB: OKGE.OKGE.HUNTERS7.DS.309M1; CB: OKGE.OKGE.HUNTERS7.DS.302M1; CB: OKGE.OKGE.HUNTERS7.CB.319; CB: OKGE.OKGE.HUNTERS7.CB.309
24298 | TMP247_24298 | SWPP | RCF | XF SHEFFLD1 161/69 kV ftlo LN FRANKLN - ACKLYACK 161 kV | 84 | 92 | XF SHEFFLD1 161/69 kV | LN FRANKLN - ACKLYACK 161 kV | 2018-11-07 22:25 | 2020-04-30 23:52 | XF: WAUE.WAUE.SHEFFLD1.TR1.TR1 | LN: MEC.MEC.ACKLYFRANK16_1.1
25481 | TMP246_25481 | SWPP | INT | LN GA_WEST - CROSTOWN 161 kV ftlo LN HAWTHORN - BLUE_VLY 161 kV | 9999 | 9999 | LN GA_WEST - CROSTOWN 161 kV | LN HAWTHORN - BLUE_VLY 161 kV | 2020-02-12 08:54 | 2020-04-30 23:52 | LN: KCPL.KCPL.CROSTO_GA_WES1.1 | LN: KCPL.KCPL.BLUE_V_HAWTHO1.1; CB: KCPL.KCPL.HAWTHORN.SW.L_SW_148; CB: KCPL.KCPL.HAWTHORN.DS.DISC_149; CB: KCPL.KCPL.HAWTHORN.DS.DISC_147; CB: KCPL.KCPL.HAWTHORN.CB.BKR_R5-1; CB: KCPL.KCPL.HAWTHORN.CB.BKR_R14-; CB: KCPL.KCPL.BLUE_VLY.SW.L_SW_148; CB: KCPL.KCPL.BLUE_VLY.SW.C_SWR_R6; CB: KCPL.KCPL.BLUE_VLY.DS.DISC_355; CB: KCPL.KCPL.BLUE_VLY.DS.DISC_149; CB: KCPL.KCPL.BLUE_VLY.DS.DISC_147; CB: KCPL.KCPL.BLUE_VLY.DS.DISC_145; CB: KCPL.KCPL.BLUE_VLY.CB.BKR_R8-1; CB: KCPL.KCPL.BLUE_VLY.CB.BKR_R533; CB: KCPL.KCPL.BLUE_VLY.CB.BKR_R53; CB: KCPL.KCPL.BLUE_VLY.CB.BKR_R2-1
25469 | TMP231_25469 | SWPP | INT | XF ARSENAL 138/69 kV ftlo LN ARSENAL - MCWILLIE 138 kV | 272 | 272 | XF ARSENAL 138/69 kV | LN ARSENAL - MCWILLIE 138 kV | 2020-01-31 22:04 | 2020-04-30 23:52 | XF: CSWS.CSWS.ARSENAL.820.NORTH_13 | LN: CSWS.CSWS.826C.T1; CB: CSWS.CSWS.MCWILLIE.CS.10835; CB: CSWS.CSWS.ARSENAL.SW.22523; CB: CSWS.CSWS.ARSENAL.OCB.7280; CB: CSWS.CSWS.ARSENAL.DISC.7282; CB: CSWS.CSWS.ARSENAL.DISC.1924; CB: CSWS.CSWS.ARSENAL.CB.22520
25513 | TMP248_25513 | SWPP | INT | XF STILWELL 345/1 kV ftlo LN STILWELL - PECULIA7 345 kV | 550 | 605 | XF STILWELL 345/1 kV | LN STILWELL - PECULIA7 345 kV | 2020-02-26 00:40 | 2020-04-30 23:52 | XF: KCPL.KCPL.STILWELL.XF22.XF22H | LN: MPS.MPS.SIBLEY_STILWE1.B; CB: MPS.MPS.PECULIA7.SW.903; CB: MPS.MPS.PECULIA7.SW.288; CB: MPS.MPS.PECULIA7.CB.R2-9; CB: MPS.MPS.PECULIA7.CB.R2-11; CB: KCPL.KCPL.STILWELL.SW.L_SW_288; CB: KCPL.KCPL.STILWELL.DS.DISC_299; CB: KCPL.KCPL.STILWELL.DS.DISC_277; CB: KCPL.KCPL.STILWELL.DS.DISC_266; CB: KCPL.KCPL.STILWELL.DS.DISC_255; CB: KCPL.KCPL.STILWELL.CB.BKR_R2-5; CB: KCPL.KCPL.STILWELL.CB.BKR_R2-1
25460 | TMP203_25460 | SWPP | INT | LN PENN1 - SNTFE 138 kV ftlo LN MCCLAI - PLVAL 138 kV | 191 | 191 | LN PENN1 - SNTFE 138 kV | LN MCCLAI - PLVAL 138 kV | 2020-01-24 17:03 | 2020-04-30 23:52 | LN: OKGE.OKGE.8821.A | LN: OKGE.OKGE.MCCLAI_PLVAL_1.A; CB: OKGE.OKGE.PLVAL.MOLBS.138; CB: OKGE.OKGE.PLVAL.CB.184; CB: OKGE.OKGE.PLVAL.CB.183; CB: OKGE.OKGE.MCCLAI.MOS.136; CB: OKGE.OKGE.MCCLAI.DS.184L; CB: OKGE.OKGE.MCCLAI.DS.182M; CB: OKGE.OKGE.MCCLAI.CB.184; CB: OKGE.OKGE.MCCLAI.CB.182
25464 | TMP214_25464 | SWPP | INT | LN ANADARKO - SEQUOYAH 138 kV ftlo LN MINCO - CIMARRON 345 kV | 183 | 191 | LN ANADARKO - SEQUOYAH 138 kV | LN MINCO - CIMARRON 345 kV | 2020-01-28 10:53 | 2020-04-30 23:52 | LN: WFEC.WFEC.ANADARKO_SEQ.A | LN: OKGE.OKGE.CIMARRON_345.A; CB: OKGE.OKGE.MINCO.DS.382L2; CB: OKGE.OKGE.MINCO.DS.337; CB: OKGE.OKGE.MINCO.DS.312L2; CB: OKGE.OKGE.MINCO.DS.301M; CB: OKGE.OKGE.MINCO.CB.312; CB: OKGE.OKGE.MINCO.CB.301; CB: OKGE.OKGE.CIMARRON.DS.384L1; CB: OKGE.OKGE.CIMARRON.DS.332; CB: OKGE.OKGE.CIMARRON.DS.304L1; CB: OKGE.OKGE.CIMARRON.CB.384; CB: OKGE.OKGE.CIMARRON.CB.304
25310 | TMP239_25310 | SWPP | INT | XF GRNDFKS 230/1 kV ftlo XF PRAIRIE2 13.8/1 kV | 232 | 232 | XF GRNDFKS 230/1 kV | XF PRAIRIE2 13.8/1 kV | 2019-11-14 11:21 | 2020-04-30 23:52 | XF: WAUE.WAUE.GRNDFKS.V1A1.KV1A1 | XF: OTP.OTP.PRAIRIE2.TR81.TR83; XF: OTP.OTP.PRAIRIE2.TR81.TR82; XF: OTP.OTP.PRAIRIE2.TR81.TR81; CB: OTP.OTP.PRAIRIE2.SWI.MOD_8; CB: OTP.OTP.PRAIRIE2.SWI.7P38; CB: OTP.OTP.PRAIRIE2.SWI.7P29; CB: OTP.OTP.PRAIRIE2.SWI.5G11B2; CB: OTP.OTP.PRAIRIE2.CB.7PCB3; CB: OTP.OTP.PRAIRIE2.CB.7PCB2; CB: OTP.OTP.PRAIRIE2.CB.5G11
25205 | TMP228_25205 | SWPP | INT | XF TUCO 230/345 kV ftlo LN SWEETWT6 - CHISHOLM 230 kV | 559 | 559 | XF TUCO 230/345 kV | LN SWEETWT6 - CHISHOLM 230 kV | 2019-10-14 00:28 | 2020-04-30 23:52 | XF: SPS.SPS.TUCO.753.TUC_230XFMR | LN: CSWS.CSWS.CHISHOLM_SWEET.A; CB: CSWS.CSWS.SWEETWT6.DS.2397M; CB: CSWS.CSWS.SWEETWT6.DS.2323; CB: CSWS.CSWS.SWEETWT6.DS.2322; CB: CSWS.CSWS.SWEETWT6.DS.2319; CB: CSWS.CSWS.SWEETWT6.DS.2311; CB: CSWS.CSWS.SWEETWT6.CB.2317A; CB: CSWS.CSWS.SWEETWT6.CB.2309A; CB: CSWS.CSWS.CHISHOLM.MOS.2397M; CB: CSWS.CSWS.CHISHOLM.DISC.2330; CB: CSWS.CSWS.CHISHOLM.DISC.2326; CB: CSWS.CSWS.CHISHOLM.DISC.2323; CB: CSWS.CSWS.CHISHOLM.DISC.2319; CB: CSWS.CSWS.CHISHOLM.DISC.2315; CB: CSWS.CSWS.CHISHOLM.CB.2321A; CB: CSWS.CSWS.CHISHOLM.CB.2313A
25186 | TMP207_25186 | SWPP | INT | XF TUCO 230/345 kV ftlo LN WDWRDEHV - BADGER7 345 kV | 559 | 559 | XF TUCO 230/345 kV | LN WDWRDEHV - BADGER7 345 kV | 2019-10-08 12:03 | 2020-04-30 23:52 | XF: SPS.SPS.TUCO.753.TUC_230XFMR | LN: OKGE.OKGE.WOODWRD_BADGR2.A; LN: OKGE.OKGE.WOODWRD_BADGR1.A; CB: OKGE.OKGE.WDWRDEHV.CB.386; CB: OKGE.OKGE.WDWRDEHV.CB.385; CB: OKGE.OKGE.WDWRDEHV.CB.306; CB: OKGE.OKGE.WDWRDEHV.CB.305; CB: OKGE.OKGE.BADGER7.DS.318M2; CB: OKGE.OKGE.BADGER7.DS.304L1
25083 | TMP237_25083 | SWPP | RCF | XF FTTHOMP 345/1 kV ftlo LN GRPRAIR - GRISLD1 345 kV | 250 | 313 | XF FTTHOMP 345/1 kV | LN GRPRAIR - GRISLD1 345 kV | 2019-09-06 15:26 | 2020-04-30 23:52 | XF: WAUE.WAUE.FTTHOMP.U1A1.KU1A1 | LN: NPPD.NPPD.GRISLD1_GRPRAI.A; LN: NPPD.NPPD.GRISLD1_GRPRAI.A; LN: NPPD.NPPD.GRISLD1_GRPRAI.A; LN: NPPD.NPPD.GRISLD1_GRPRAI.A; CB: WAUE.WAUE.GRPRAIR.DS.397; CB: WAUE.WAUE.GRPRAIR.DS.397; CB: WAUE.WAUE.GRPRAIR.DS.397; CB: WAUE.WAUE.GRPRAIR.DS.397; CB: WAUE.WAUE.GRPRAIR.DS.299; CB: WAUE.WAUE.GRPRAIR.DS.299; CB: WAUE.WAUE.GRPRAIR.DS.299; CB: WAUE.WAUE.GRPRAIR.DS.299; CB: WAUE.WAUE.GRPRAIR.DS.291; CB: WAUE.WAUE.GRPRAIR.DS.291; CB: WAUE.WAUE.GRPRAIR.DS.291; CB: WAUE.WAUE.GRPRAIR.DS.291; CB: WAUE.WAUE.GRPRAIR.CB.396; CB: WAUE.WAUE.GRPRAIR.CB.396; CB: WAUE.WAUE.GRPRAIR.CB.396; CB: WAUE.WAUE.GRPRAIR.CB.396; CB: WAUE.WAUE.GRPRAIR.CB.298; CB: WAUE.WAUE.GRPRAIR.CB.298; CB: WAUE.WAUE.GRPRAIR.CB.298; CB: WAUE.WAUE.GRPRAIR.CB.298; CB: WAUE.WAUE.GRPRAIR.CB.292; CB: WAUE.WAUE.GRPRAIR.CB.292; CB: WAUE.WAUE.GRPRAIR.CB.292; CB: WAUE.WAUE.GRPRAIR.CB.292; CB: NPPD.NPPD.GRISLD1.DIS.1196-D2; CB: NPPD.NPPD.GRISLD1.DIS.1092-D1; CB: NPPD.NPPD.GRISLD1.CB.1196; CB: NPPD.NPPD.GRISLD1.CB.1098; CB: NPPD.NPPD.GRISLD1.CB.1092
25064 | TMP212_25064 | SWPP | INT | LN HOLCOM1 - JONES3 115 kV ftlo XF HOLCOM1 1/345 kV | 119.5 | 148.2 | LN HOLCOM1 - JONES3 115 kV | XF HOLCOM1 1/345 kV | 2019-08-29 12:54 | 2020-04-30 23:52 | LN: SECI.SECI.10123.A | XF: SECI.SECI.HOLCOM1.1016.AB
25067 | TMP211_25067 | SWPP | RCF | LN SHEFFLD1 - HAMP_TP 161 kV ftlo LN KILLDEER - QUINN 345 kV | 223 | 245 | LN SHEFFLD1 - HAMP_TP 161 kV | LN KILLDEER - QUINN 345 kV | 2019-08-29 14:42 | 2020-04-30 23:52 | LN: WAUE.WAUE.SHEFFHAMP_16_1.1 | LN: ALTW.ALTW.KILLDQUINN34_1.1; LN: ALTW.ALTW.KILLDQUINN34_1.1; LN: ALTW.ALTW.KILLDQUINN34_1.1
25135 | TMP206_25135 | SWPP | INT | LN TIP2921 - NEOSPA 161 kV ftlo LN STL4391 - RAM452 161 kV | 222 | 222 | LN TIP2921 - NEOSPA 161 kV | LN STL4391 - RAM452 161 kV | 2019-09-25 14:16 | 2020-04-30 23:52 | LN: SPA.SPA.7363.A | LN: EDE.EDE.11342.A; CB: EDE.EDE.STL4391.DS.16104; CB: EDE.EDE.STL4391.CB.16144; CB: EDE.EDE.STL4391.CB.16142; CB: EDE.EDE.RAM452.DS.16129; CB: EDE.EDE.RAM452.CB.16120; CB: EDE.EDE.RAM452.CB.16118
25088 | TMP260_25088 | SWPP | INT | LN MARSHAL3 - SMIT 115 kV ftlo XF ELM_CRK 230/345 kV | 86 | 92 | LN MARSHAL3 - SMIT 115 kV | XF ELM_CRK 230/345 kV | 2019-09-09 20:54 | 2020-04-30 23:52 | LN: WR.WR.MARSHAL3_SMIT.A | XF: SECI.SECI.ELM_CRK.TR01.1; CB: SECI.SECI.ELM_CRK.DS.EC473; CB: SECI.SECI.ELM_CRK.DS.EC377; CB: SECI.SECI.ELM_CRK.DS.EC273; CB: SECI.SECI.ELM_CRK.DS.EC177; CB: SECI.SECI.ELM_CRK.DS.28F1; CB: SECI.SECI.ELM_CRK.DS.2852F; CB: SECI.SECI.ELM_CRK.DS.199; CB: SECI.SECI.ELM_CRK.CB.EC472; CB: SECI.SECI.ELM_CRK.CB.EC272; CB: SECI.SECI.ELM_CRK.CB.28F7; CB: SECI.SECI.ELM_CRK.CB.2856F
25119 | TMP252_25119 | SWPP | INT | LN WICH - BENT 345 kV ftlo LN REDGNTN7 - WDRNG1 345 kV | 878 | 956 | LN WICH - BENT 345 kV | LN REDGNTN7 - WDRNG1 345 kV | 2019-09-21 01:36 | 2020-04-30 23:52 | LN: WR.WR.BENTWICH34_1.1 | LN: OKGE.OKGE.REDGNTN7_WDRNG.A; LN: OKGE.OKGE.REDGNTN7_WDRNG.A; LN: OKGE.OKGE.8622.A; LN: OKGE.OKGE.8620.A
25055 | TMP258_25055 | SWPP | INT | LN 134PENTP - WESTMOR4 138 kV ftlo LN MCCLAI - PLVAL 138 kV | 268 | 308 | LN 134PENTP - WESTMOR4 138 kV | LN MCCLAI - PLVAL 138 kV | 2019-08-27 03:03 | 2020-04-30 23:52 | LN: OKGE.OKGE.WEST_134PENTP.A | LN: OKGE.OKGE.MCCLAI_PLVAL_1.A; CB: OKGE.OKGE.PLVAL.MOLBS.138; CB: OKGE.OKGE.PLVAL.CB.184; CB: OKGE.OKGE.PLVAL.CB.183; CB: OKGE.OKGE.MCCLAI.MOS.136; CB: OKGE.OKGE.MCCLAI.DS.184L; CB: OKGE.OKGE.MCCLAI.DS.182M; CB: OKGE.OKGE.MCCLAI.CB.184; CB: OKGE.OKGE.MCCLAI.CB.182
25182 | TMP264_25182 | SWPP | INT | LN TWINCHUR - EMERSON 115 kV ftlo LN TWINCHUR - SIOUXCY 230 kV | 120 | 132 | LN TWINCHUR - EMERSON 115 kV | LN TWINCHUR - SIOUXCY 230 kV | 2019-10-07 19:16 | 2020-04-30 23:52 | LN: NPPD.NPPD.NP_1098.A | LN: WAUE.WAUE.SIOUXTWIN_23_1.1; CB: WAUE.WAUE.SIOUXCY.DS.4081; CB: WAUE.WAUE.SIOUXCY.CB.4082; CB: NPPD.NPPD.TWINCHUR.DS.2202-D1; CB: NPPD.NPPD.TWINCHUR.CB.2202
25275 | TMP262_25275 | SWPP | INT | LN 134PENTP - WESTMOR4 138 kV ftlo LN PLVAL - HOLWD 138 kV | 268 | 308 | LN 134PENTP - WESTMOR4 138 kV | LN PLVAL - HOLWD 138 kV | 2019-11-04 11:50 | 2020-04-30 23:52 | LN: OKGE.OKGE.WEST_134PENTP.A | LN: OKGE.OKGE.8826.A; CB: OKGE.OKGE.PLVAL.MOLBS.135; CB: OKGE.OKGE.PLVAL.CB.184; CB: OKGE.OKGE.PLVAL.CB.181; CB: OKGE.OKGE.PLVAL.CB.122; CB: OKGE.OKGE.HOLWD.LBS.134
25303 | TMP263_25303 | SWPP | INT | LN CIM-PL1 - CMRIVTP 115 kV ftlo LN CARPENTR - HITCH 345 kV | 115 | 123 | LN CIM-PL1 - CMRIVTP 115 kV | LN CARPENTR - HITCH 345 kV | 2019-11-12 05:23 | 2020-04-30 23:52 | LN: SECI.SECI.10883.A | LN: SPS.SPS.CARPNTR_HITCH.A; CB: SPS.SPS.HITCH.DS.1R29; CB: SPS.SPS.HITCH.DS.1R26; CB: SPS.SPS.HITCH.CB.1R30; CB: SPS.SPS.HITCH.CB.1R25; CB: SPS.SPS.CARPENTR.DS.OR359; CB: SPS.SPS.CARPENTR.DS.OR356; CB: SPS.SPS.CARPENTR.CB.OR360; CB: SPS.SPS.CARPENTR.CB.OR355; CB: SPS.SPS.CARPENTR.CAPSW.OR349
25343 | TMP251_25343 | SWPP | INT | LN WHEELER - HOWARD3 115 kV ftlo LN SWEETWT6 - CHISHOLM 230 kV | 161 | 177 | LN WHEELER - HOWARD3 115 kV | LN SWEETWT6 - CHISHOLM 230 kV | 2019-11-26 12:46 | 2020-04-30 23:52 | LN: SPS.SPS.WHEEL_HOWRD.A | LN: CSWS.CSWS.CHISHOLM_SWEET.A; CB: CSWS.CSWS.SWEETWT6.DS.2397M; CB: CSWS.CSWS.SWEETWT6.DS.2323; CB: CSWS.CSWS.SWEETWT6.DS.2322; CB: CSWS.CSWS.SWEETWT6.DS.2319; CB: CSWS.CSWS.SWEETWT6.DS.2311; CB: CSWS.CSWS.SWEETWT6.CB.2317A; CB: CSWS.CSWS.SWEETWT6.CB.2309A; CB: CSWS.CSWS.CHISHOLM.MOS.2397M; CB: CSWS.CSWS.CHISHOLM.DISC.2330; CB: CSWS.CSWS.CHISHOLM.DISC.2326; CB: CSWS.CSWS.CHISHOLM.DISC.2323; CB: CSWS.CSWS.CHISHOLM.DISC.2319; CB: CSWS.CSWS.CHISHOLM.DISC.2315; CB: CSWS.CSWS.CHISHOLM.CB.2321A; CB: CSWS.CSWS.CHISHOLM.CB.2313A
25394 | TMP253_25394 | SWPP | INT | LN GA_WEST - CROSTOWN 161 kV ftlo XF NRTHEAST 1/13.8 kV | 257 | 257 | LN GA_WEST - CROSTOWN 161 kV | XF NRTHEAST 1/13.8 kV | 2019-12-18 10:08 | 2020-04-30 23:52 | LN: KCPL.KCPL.CROSTO_GA_WES1.1 | XF: KCPL.KCPL.NRTHEAST.XF78.XF78T; XF: KCPL.KCPL.NRTHEAST.XF78.XF78L; XF: KCPL.KCPL.NRTHEAST.XF78.XF78H; LN: KCPL.KCPL.CHARLOT5_NRTHE.A; CB: KCPL.KCPL.NRTHEAST.SW.L_SW_188; CB: KCPL.KCPL.NRTHEAST.SW.C_SWR_R6; CB: KCPL.KCPL.NRTHEAST.DS.DISC_189; CB: KCPL.KCPL.NRTHEAST.DS.DISC_187; CB: KCPL.KCPL.NRTHEAST.CB.BKR_R518; CB: KCPL.KCPL.NRTHEAST.CB.BKR_R517; CB: KCPL.KCPL.NRTHEAST.CB.BKR_R5-1; CB: KCPL.KCPL.NRTHEAST.CB.BKR_R11-; CB: KCPL.KCPL.CHARLOT5.DS.1888; CB: KCPL.KCPL.CHARLOT5.CB.R18-34
25357 | TMP259_25357 | SWPP | INT | LN BEATRICE - HARBINE 115 kV ftlo LN HUMBOLDT - STEINER 115 kV | 99 | 109 | LN BEATRICE - HARBINE 115 kV | LN HUMBOLDT - STEINER 115 kV | 2019-12-07 04:55 | 2020-04-30 23:52 | LN: NPPD.NPPD.1175A.A | LN: NPPD.NPPD.NP_1179.A; LN: NPPD.NPPD.NP_1176.A; CB: NPPD.NPPD.STEINER.SW.1179-L; CB: NPPD.NPPD.STEINER.SW.1176-L; CB: NPPD.NPPD.STEINER.SW.1121-D1; CB: NPPD.NPPD.HUMBOLDT.DS.1104-D1; CB: NPPD.NPPD.HUMBOLDT.CB.1104; CB: NPPD.NPPD.BEATRICE.DS.1104-D1; CB: NPPD.NPPD.BEATRICE.CB.1104
25399 | TMP298_25399 | SWPP | INT | LN BA_81 - FORD_GLS 138 kV ftlo XF RIVRSIDE 345/138 kV | 204 | 229 | LN BA_81 - FORD_GLS 138 kV | XF RIVRSIDE 345/138 kV | 2019-12-20 23:30 | 2020-04-30 23:52 | LN: CSWS.CSWS.1966.A | XF: CSWS.CSWS.RIVRSIDE.2009.1_T; CB: CSWS.CSWS.RIVRSIDE.DS.3419; CB: CSWS.CSWS.RIVRSIDE.DS.3411; CB: CSWS.CSWS.RIVRSIDE.DISC.3499M; CB: CSWS.CSWS.RIVRSIDE.DISC.3434; CB: CSWS.CSWS.RIVRSIDE.DISC.3422; CB: CSWS.CSWS.RIVRSIDE.CB.3433A; CB: CSWS.CSWS.RIVRSIDE.CB.3417A; CB: CSWS.CSWS.RIVRSIDE.CB.3409A; CB: CSWS.CSWS.RIVRSIDE.CB.1301A_T
25453 | TMP280_25453 | SWPP | RCF | LN OAHE - SULLYBT 230 kV ftlo XF LELANDO 345/230 kV | 239 | 239 | LN OAHE - SULLYBT 230 kV | XF LELANDO 345/230 kV | 2020-01-22 07:54 | 2020-04-30 23:52 | LN: WAUE.WAUE.OAHESULLY23_1.1 | XF: WAUE.WAUE.LELANDO.KVA2.KVA2; CB: WAUE.WAUE.LELANDO.CB.2194; CB: WAUE.WAUE.LELANDO.CB.1181
25490 | TMP265_25490 | SWPP | INT |  | 50 | 63 | XF FTTHOMP 230/1 kV |  | 2020-02-17 16:39 | 2020-04-30 23:52 | XF: WAUE.WAUE.FTTHOMP.V1B1.KV1B1
25271 | TMP291_25271 | SWPP | RCF | LN ARENDS - FOSTRACB 69 kV ftlo LN DICY - LAKEFLD 161 kV | 58 | 64 | LN ARENDS - FOSTRACB 69 kV | LN DICY - LAKEFLD 161 kV | 2019-11-01 14:05 | 2020-04-30 23:52 | LN: WAUE.WAUE.OKOBOFOSTR69_1.1 | LN: ALTW.ALTW.DICYLAKEF16_1.1; CB: ALTW.ALTW.LAKEFLD.SWI.8872; CB: ALTW.ALTW.LAKEFLD.CB.887; CB: ALTW.ALTW.DICY.SWI.1120L; CB: ALTW.ALTW.DICY.CB.1120
25278 | TMP302_25278 | SWPP | RCF | LN MINOT - LOGANWA 115 kV ftlo LN CHAR_CK - PATENT_G 345 kV | 215 | 215 | LN MINOT - LOGANWA 115 kV | LN CHAR_CK - PATENT_G 345 kV | 2019-11-04 20:00 | 2020-04-30 23:52 | LN: WAUE.WAUE.MINOTLOGAN11_1.1 | LN: WAUE.WAUE.CHAR_CK_PATENT.A; CB: WAUE.WAUE.PATENT_G.DS.1899; CB: WAUE.WAUE.PATENT_G.DS.1895; CB: WAUE.WAUE.PATENT_G.DS.1891; CB: WAUE.WAUE.PATENT_G.CB.1896; CB: WAUE.WAUE.PATENT_G.CB.1892; CB: WAUE.WAUE.CHAR_CK.DS.3799; CB: WAUE.WAUE.CHAR_CK.DS.3791; CB: WAUE.WAUE.CHAR_CK.DS.3695; CB: WAUE.WAUE.CHAR_CK.CB.3792; CB: WAUE.WAUE.CHAR_CK.CB.3696
25268 | TMP287_25268 | SWPP | INT | XF RIVERDAL 230/115 kV ftlo LN G_GENT1 - SWEETW4 345 kV | 167 | 209 | XF RIVERDAL 230/115 kV | LN G_GENT1 - SWEETW4 345 kV | 2019-10-31 16:55 | 2020-04-30 23:52 | XF: NPPD.NPPD.RIVERDAL.1.1 | LN: NPPD.NPPD.12212.A; CB: NPPD.NPPD.SWEETW4.SW.3505-AL; CB: NPPD.NPPD.SWEETW4.SW.3310-D1; CB: NPPD.NPPD.SWEETW4.SW.3308-D2; CB: NPPD.NPPD.SWEETW4.CB.3310; CB: NPPD.NPPD.SWEETW4.CB.3308; CB: NPPD.NPPD.G_GENT1.DIS.3505A-D1; CB: NPPD.NPPD.G_GENT1.DIS.3332-D1; CB: NPPD.NPPD.G_GENT1.DIS.3312-D1; CB: NPPD.NPPD.G_GENT1.DIS.3310-D1; CB: NPPD.NPPD.G_GENT1.CB.3332; CB: NPPD.NPPD.G_GENT1.CB.3312; CB: NPPD.NPPD.G_GENT1.CB.3310
25269 | TMP290_25269 | SWPP | INT | LN N_PLT1 - C_CREEK 230 kV ftlo LN G_GENT1 - SWEETW4 345 kV | 392 | 431 | LN N_PLT1 - C_CREEK 230 kV | LN G_GENT1 - SWEETW4 345 kV | 2019-10-31 16:55 | 2020-04-30 23:52 | LN: NPPD.NPPD.N_PLT1_C_CREEK.A | LN: NPPD.NPPD.12212.A; CB: NPPD.NPPD.SWEETW4.SW.3505-AL; CB: NPPD.NPPD.SWEETW4.SW.3310-D1; CB: NPPD.NPPD.SWEETW4.SW.3308-D2; CB: NPPD.NPPD.SWEETW4.CB.3310; CB: NPPD.NPPD.SWEETW4.CB.3308; CB: NPPD.NPPD.G_GENT1.DIS.3505A-D1; CB: NPPD.NPPD.G_GENT1.DIS.3332-D1; CB: NPPD.NPPD.G_GENT1.DIS.3312-D1; CB: NPPD.NPPD.G_GENT1.DIS.3310-D1; CB: NPPD.NPPD.G_GENT1.CB.3332; CB: NPPD.NPPD.G_GENT1.CB.3312; CB: NPPD.NPPD.G_GENT1.CB.3310
25065 | TMP294_25065 | SWPP | INT | LN RAM452 - ORO1101 161 kV ftlo LN JOP3891 - TIP2921 161 kV | 279 | 279 | LN RAM452 - ORO1101 161 kV | LN JOP3891 - TIP2921 161 kV | 2019-08-29 12:56 | 2020-04-30 23:52 | LN: EDE.EDE.11330.A | LN: EDE.EDE.11352.A; CB: EDE.EDE.TIP2921.CB.16110; CB: EDE.EDE.JOP3891.CB.16170
25074 | TMP292_25074 | SWPP | INT | LN LAR3821 - SPRGFLD 161 kV ftlo LN MONETT - AUR1241 161 kV | 167 | 167 | LN LAR3821 - SPRGFLD 161 kV | LN MONETT - AUR1241 161 kV | 2019-09-02 19:50 | 2020-04-30 23:52 | LN: SPA.SPA.SPFLD-LARUSL.A | LN: EDE.EDE.11337.A; CB: EDE.EDE.MONETT.CB.16186; CB: EDE.EDE.AUR1241.CB.16102
25004 | TMP269_25004 | SWPP | INT | LN FTRANDL - SPENCE1 115 kV ftlo LN GRPRAIR - GRISLD1 345 kV | 120 | 120 | LN FTRANDL - SPENCE1 115 kV | LN GRPRAIR - GRISLD1 345 kV | 2019-08-02 19:55 | 2020-04-30 23:52 | LN: WAUE.WAUE.SPENCFTRAN11_1.1 | LN: NPPD.NPPD.GRISLD1_GRPRAI.A; LN: NPPD.NPPD.GRISLD1_GRPRAI.A; LN: NPPD.NPPD.GRISLD1_GRPRAI.A; LN: NPPD.NPPD.GRISLD1_GRPRAI.A; CB: WAUE.WAUE.GRPRAIR.DS.397; CB: WAUE.WAUE.GRPRAIR.DS.397; CB: WAUE.WAUE.GRPRAIR.DS.397; CB: WAUE.WAUE.GRPRAIR.DS.397; CB: WAUE.WAUE.GRPRAIR.DS.299; CB: WAUE.WAUE.GRPRAIR.DS.299; CB: WAUE.WAUE.GRPRAIR.DS.299; CB: WAUE.WAUE.GRPRAIR.DS.299; CB: WAUE.WAUE.GRPRAIR.DS.291; CB: WAUE.WAUE.GRPRAIR.DS.291; CB: WAUE.WAUE.GRPRAIR.DS.291; CB: WAUE.WAUE.GRPRAIR.DS.291; CB: WAUE.WAUE.GRPRAIR.CB.396; CB: WAUE.WAUE.GRPRAIR.CB.396; CB: WAUE.WAUE.GRPRAIR.CB.396; CB: WAUE.WAUE.GRPRAIR.CB.396; CB: WAUE.WAUE.GRPRAIR.CB.298; CB: WAUE.WAUE.GRPRAIR.CB.298; CB: WAUE.WAUE.GRPRAIR.CB.298; CB: WAUE.WAUE.GRPRAIR.CB.298; CB: WAUE.WAUE.GRPRAIR.CB.292; CB: WAUE.WAUE.GRPRAIR.CB.292; CB: WAUE.WAUE.GRPRAIR.CB.292; CB: WAUE.WAUE.GRPRAIR.CB.292; CB: NPPD.NPPD.GRISLD1.DIS.1196-D2; CB: NPPD.NPPD.GRISLD1.DIS.1092-D1; CB: NPPD.NPPD.GRISLD1.CB.1196; CB: NPPD.NPPD.GRISLD1.CB.1098; CB: NPPD.NPPD.GRISLD1.CB.1092
24934 | TMP278_24934 | SWPP | INT | LN CARLISLE - DOUDTAP 115 kV ftlo XF WOLFFORT 230/115 kV | 120 | 120 | LN CARLISLE - DOUDTAP 115 kV | XF WOLFFORT 230/115 kV | 2019-07-03 15:52 | 2020-04-30 23:52 | LN: SPS.SPS.DOUDTP_CARLISL.A | XF: SPS.SPS.WOLFFORT.767.WLF_115XF; CB: SPS.SPS.WOLFFORT.DS.WFF7912CI; CB: SPS.SPS.WOLFFORT.DS.6L19; CB: SPS.SPS.WOLFFORT.DS.6L17; CB: SPS.SPS.WOLFFORT.DS.6L16; CB: SPS.SPS.WOLFFORT.CB.WFF7910CI; CB: SPS.SPS.WOLFFORT.CB.6L20; CB: SPS.SPS.WOLFFORT.CB.6L00
24940 | TMP329_24940 | SWPP | INT | LN ARCAD7 - JONES_KA 138 kV ftlo LN ARCAD7 - SEMINOLE 345 kV | 268 | 308 | LN ARCAD7 - JONES_KA 138 kV | LN ARCAD7 - SEMINOLE 345 kV | 2019-07-08 12:27 | 2020-04-30 23:52 | LN: OKGE.OKGE.8805.A | LN: OKGE.OKGE.8851.A; CB: OKGE.OKGE.SEMINOLE.DS.385L1; CB: OKGE.OKGE.SEMINOLE.DS.345; CB: OKGE.OKGE.SEMINOLE.DS.315L1; CB: OKGE.OKGE.SEMINOLE.CB.385; CB: OKGE.OKGE.SEMINOLE.CB.315; CB: OKGE.OKGE.ARCAD7.DS.381L2; CB: OKGE.OKGE.ARCAD7.DS.332; CB: OKGE.OKGE.ARCAD7.DS.311L2; CB: OKGE.OKGE.ARCAD7.CB.381; CB: OKGE.OKGE.ARCAD7.CB.311
25042 | TMP327_25042 | SWPP | INT | XF DIANA 345/138 kV ftlo XF DIANA 345/138 kV | 430 | 473 | XF DIANA 345/138 kV | XF DIANA 345/138 kV | 2019-08-19 16:35 | 2020-04-30 23:52 | XF: CSWS.CSWS.DIANA.891.NORTH_345_ | XF: CSWS.CSWS.DIANA.892.NEW_345_13; XF: CSWS.CSWS.DIANA.890.SOUTH_345_
25040 | TMP316_25040 | SWPP | INT | LN JOP3891 - JOP469 161 kV ftlo LN JOP3891 - TIP2921 161 kV | 290 | 290 | LN JOP3891 - JOP469 161 kV | LN JOP3891 - TIP2921 161 kV | 2019-08-19 15:45 | 2020-04-30 23:52 | LN: EDE.EDE.11492.A | LN: EDE.EDE.11352.A; CB: EDE.EDE.TIP2921.CB.16110; CB: EDE.EDE.JOP3891.CB.16170
25260 | TMP333_25260 | SWPP | INT | XF WDRNG1 345/138 kV ftlo LN REDGNTN7 - MATHWSN7 345 kV | 330 | 359 | XF WDRNG1 345/138 kV | LN REDGNTN7 - MATHWSN7 345 kV | 2019-10-29 19:58 | 2020-04-30 23:52 | XF: OKGE.OKGE.WDRNG1.8618.A | LN: OKGE.OKGE.MATHWSN7_REDGN.A; LN: OKGE.OKGE.MATHWSN7_REDGN.A; CB: OKGE.OKGE.REDGNTN7.DS.383L2; CB: OKGE.OKGE.REDGNTN7.DS.383L2; CB: OKGE.OKGE.REDGNTN7.DS.334; CB: OKGE.OKGE.REDGNTN7.DS.334; CB: OKGE.OKGE.REDGNTN7.DS.313L2; CB: OKGE.OKGE.REDGNTN7.DS.313L2; CB: OKGE.OKGE.REDGNTN7.DS.311M2; CB: OKGE.OKGE.REDGNTN7.DS.311M2; CB: OKGE.OKGE.REDGNTN7.CB.383; CB: OKGE.OKGE.REDGNTN7.CB.383; CB: OKGE.OKGE.REDGNTN7.CB.311; CB: OKGE.OKGE.REDGNTN7.CB.311; CB: OKGE.OKGE.MATHWSN7.DS.389L1; CB: OKGE.OKGE.MATHWSN7.DS.333; CB: OKGE.OKGE.MATHWSN7.DS.309L1; CB: OKGE.OKGE.MATHWSN7.CB.389; CB: OKGE.OKGE.MATHWSN7.CB.309
25262 | TMP305_25262 | SWPP | INT | LN GRACMONT - ANADARKO 138 kV ftlo LN MINCO - CIMARRON 345 kV | 200 | 234 | LN GRACMONT - ANADARKO 138 kV | LN MINCO - CIMARRON 345 kV | 2019-10-30 14:25 | 2020-04-30 23:52 | LN: OKGE.OKGE.WASH_ANAD_2.A | LN: OKGE.OKGE.CIMARRON_345.A; CB: OKGE.OKGE.MINCO.DS.382L2; CB: OKGE.OKGE.MINCO.DS.337; CB: OKGE.OKGE.MINCO.DS.312L2; CB: OKGE.OKGE.MINCO.DS.301M; CB: OKGE.OKGE.MINCO.CB.312; CB: OKGE.OKGE.MINCO.CB.301; CB: OKGE.OKGE.CIMARRON.DS.384L1; CB: OKGE.OKGE.CIMARRON.DS.332; CB: OKGE.OKGE.CIMARRON.DS.304L1; CB: OKGE.OKGE.CIMARRON.CB.384; CB: OKGE.OKGE.CIMARRON.CB.304
25263 | TMP303_25263 | SWPP | RCF | XF SUB3456 345/1 kV ftlo LN SUB3456 - SUB3455 345 kV | 475 | 500 | XF SUB3456 345/1 kV | LN SUB3456 - SUB3455 345 kV | 2019-10-31 01:28 | 2020-04-30 23:52 | XF: OPPD.OPPD.SUB3456.T4.T4_H | LN: OPPD.OPPD.SUB34SUB3434_3.1; CB: OPPD.OPPD.SUB3456.CB.CB5; CB: OPPD.OPPD.SUB3456.CB.CB4; CB: OPPD.OPPD.SUB3455.DIS.3E; CB: OPPD.OPPD.SUB3455.DIS.2S; CB: OPPD.OPPD.SUB3455.CB.CB3; CB: OPPD.OPPD.SUB3455.CB.CB2
25276 | TMP310_25276 | SWPP | RCF | LN CRESTONW - MARYVIL 161 kV ftlo LN MAXBURG - WNTRSTAT 161 kV | 207 | 207 | LN CRESTONW - MARYVIL 161 kV | LN MAXBURG - WNTRSTAT 161 kV | 2019-11-04 17:35 | 2020-04-30 23:52 | LN: WAUE.WAUE.CRESTMARYV16_1.1 | LN: MEC.MEC.MAXBUWNTRS16_1.1; CB: MEC.MEC.WNTRSTAT.SWI.161_12; CB: MEC.MEC.WNTRSTAT.CB.161_10_S; CB: MEC.MEC.MAXBURG.SWI.DEY809L; CB: MEC.MEC.MAXBURG.SWI.DEY803A; CB: MEC.MEC.MAXBURG.SWI.DEY802C; CB: MEC.MEC.MAXBURG.CB.DEY803; CB: MEC.MEC.MAXBURG.CB.DEY802
25444 | TMP307_25444 | SWPP | RCF | LN LACYGNE - STILWELL 345 kV ftlo LN LACYGNE - W_GARDNR 345 kV | 1792 | 1792 | LN LACYGNE - STILWELL 345 kV | LN LACYGNE - W_GARDNR 345 kV | 2020-01-20 10:53 | 2020-04-30 23:52 | LN: KCPL.KCPL.LACYGN_STILWE1.1 | LN: KCPL.KCPL.LACYGN_W_GARD1.1; CB: KCPL.KCPL.W_GARDNR.SW.L_SW_108; CB: KCPL.KCPL.W_GARDNR.SW.1033; CB: KCPL.KCPL.W_GARDNR.DS.DISC_109; CB: KCPL.KCPL.W_GARDNR.DS.DISC_107; CB: KCPL.KCPL.W_GARDNR.DS.DISC_105; CB: KCPL.KCPL.W_GARDNR.CB.R10-12; CB: KCPL.KCPL.W_GARDNR.CB.BKR_R10-; CB: KCPL.KCPL.LACYGNE.DS.DISC_1099; CB: KCPL.KCPL.LACYGNE.DS.DISC_1077; CB: KCPL.KCPL.LACYGNE.CB.BKR_R9-10; CB: KCPL.KCPL.LACYGNE.CB.BKR_R3-10
25396 | TMP317_25396 | SWPP | INT | XF NSES 138/161 kV ftlo XF NSES 138/161 kV | 110 | 123 | XF NSES 138/161 kV | XF NSES 138/161 kV | 2019-12-18 18:16 | 2020-04-30 23:52 | XF: WR.WR.NSES.1049.NSES_4 | XF: WR.WR.NSES.1050.NSES_5; CB: WR.WR.NSES.CB.161-84; CB: WR.WR.NSES.CB.138-22
25386 | TMP304_25386 | SWPP | INT | LN AXTELL1 - KEARNEY9 115 kV ftlo LN SWEETW4 - GRISLD1 345 kV | 161 | 177 | LN AXTELL1 - KEARNEY9 115 kV | LN SWEETW4 - GRISLD1 345 kV | 2019-12-13 13:39 | 2020-04-30 23:52 | LN: NPPD.NPPD.1067.A | LN: NPPD.NPPD.GRISLD1_SWEETW.A; CB: NPPD.NPPD.SWEETW4.SW.3308-D1; CB: NPPD.NPPD.SWEETW4.SW.3306-D2; CB: NPPD.NPPD.SWEETW4.SW.3305-BL; CB: NPPD.NPPD.SWEETW4.CB.3308; CB: NPPD.NPPD.SWEETW4.CB.3306; CB: NPPD.NPPD.GRISLD1.DIS.1596-D1; CB: NPPD.NPPD.GRISLD1.DIS.1492-D2; CB: NPPD.NPPD.GRISLD1.CB.1596; CB: NPPD.NPPD.GRISLD1.CB.1492
25295 | TMP331_25295 | SWPP | INT | LN ELSIETP - PAXTON 115 kV ftlo LN OGALALA - G_GENT1 230 kV | 108 | 108 | LN ELSIETP - PAXTON 115 kV | LN OGALALA - G_GENT1 230 kV | 2019-11-08 20:37 | 2020-04-30 23:52 | LN: NPPD.NPPD.ELSIEPAXTO11_1.1 | LN: NPPD.NPPD.GENTLOGALA23_1.1; CB: NPPD.NPPD.OGALALA.DS.2204-D2; CB: NPPD.NPPD.OGALALA.CB.2204; CB: NPPD.NPPD.G_GENT1.DIS.2224-D1; CB: NPPD.NPPD.G_GENT1.DIS.2222-D2; CB: NPPD.NPPD.G_GENT1.CB.2224; CB: NPPD.NPPD.G_GENT1.CB.2222
25288 | TMP323_25288 | SWPP | INT | XF SIBLEY 345/1 kV ftlo LN SIBLEY - HAWTHORN 345 kV | 400 | 440 | XF SIBLEY 345/1 kV | LN SIBLEY - HAWTHORN 345 kV | 2019-11-06 19:02 | 2020-04-30 23:52 | XF: MPS.MPS.SIBLEY.T1.T1_P | LN: MPS.MPS.HAWTHO_SIBLEY1.A; CB: MPS.MPS.SIBLEY.SW.1088; CB: MPS.MPS.SIBLEY.DS.1099; CB: MPS.MPS.SIBLEY.DS.1077; CB: MPS.MPS.SIBLEY.CB.R8-10; CB: MPS.MPS.SIBLEY.CB.R10-11; CB: KCPL.KCPL.HAWTHORN.SW.L_SW_108; CB: KCPL.KCPL.HAWTHORN.DS.DISC_109; CB: KCPL.KCPL.HAWTHORN.DS.DISC_107; CB: KCPL.KCPL.HAWTHORN.CB.BKR_R10-; CB: KCPL.KCPL.HAWTHORN.CB.BKR_R10-
25395 | TMP357_25395 | SWPP | INT | XF EDWV 115/161 kV ftlo LN SWIS - W_GARDNR 345 kV | 167 | 167 | XF EDWV 115/161 kV | LN SWIS - W_GARDNR 345 kV | 2019-12-18 10:52 | 2020-04-30 23:52 | XF: WR.WR.EDWV.4382.EDWV_16 | LN: KCPL.KCPL.SWIS_WGARD.A; CB: WR.WR.SWIS.DS.345-6A; CB: WR.WR.SWIS.DS.345-5B; CB: WR.WR.SWIS.DS.345-12; CB: WR.WR.SWIS.CB.345-5; CB: WR.WR.SWIS.CB.345-1; CB: KCPL.KCPL.W_GARDNR.SW.1399; CB: KCPL.KCPL.W_GARDNR.SW.1388; CB: KCPL.KCPL.W_GARDNR.SW.1355; CB: KCPL.KCPL.W_GARDNR.DS.1377; CB: KCPL.KCPL.W_GARDNR.DS.1333; CB: KCPL.KCPL.W_GARDNR.CB.R8-13; CB: KCPL.KCPL.W_GARDNR.CB.R12-13
25419 | TMP360_25419 | SWPP | INT | LN SHAYS - MULGRE2 230 kV ftlo XF POSTROCK 230/345 kV | 319 | 319 | LN SHAYS - MULGRE2 230 kV | XF POSTROCK 230/345 kV | 2020-01-03 16:39 | 2020-04-30 23:52 | LN: WR.MIDW.MULGRE2_SHAYS.A | XF: WR.MIDW.POSTROCK.XF1.XF1; CB: WR.MIDW.POSTROCK.DS.6410; CB: WR.MIDW.POSTROCK.DS.32H5; CB: WR.MIDW.POSTROCK.DS.32F3; CB: WR.MIDW.POSTROCK.DS.199; CB: WR.MIDW.POSTROCK.CB.6037; CB: WR.MIDW.POSTROCK.CB.6032; CB: WR.MIDW.POSTROCK.CB.32H9; CB: WR.MIDW.POSTROCK.CB.32F7
25420 | TMP343_25420 | SWPP | INT | LN WEATH - THOMAS_T 69 kV ftlo LN WFRDT - CLNTGAST 138 kV | 48 | 48 | LN WEATH - THOMAS_T 69 kV | LN WFRDT - CLNTGAST 138 kV | 2020-01-03 21:00 | 2020-04-30 23:52 | LN: CSWS.CSWS.66-622.A | LN: CSWS.CSWS.CLI_WWF81_506.A; LN: CSWS.CSWS.CLI_CLI81_506B.A; LN: CSWS.CSWS.CLI_CLI81_506.A; CB: CSWS.CSWS.WFRDT.DS.1303; CB: CSWS.CSWS.WFRDT.CB.1301A; CB: CSWS.CSWS.CLNTGAST.MOS.5150M; CB: CSWS.CSWS.CLNTGAST.MOS.5149M; CB: CSWS.CSWS.CLNTGAST.MOS.5148M; CB: CSWS.CSWS.CLINT_J.CB.1317A; CB: CSWS.CSWS.CLINT_J.CB.1301A; CB: CSWS.CSWS.CLINT_CO.DISC.1306; CB: CSWS.CSWS.CLINT_CO.DISC.1305B; CB: CSWS.CSWS.CLINT_CO.DISC.1302; CB: CSWS.CSWS.CLINT_CO.DISC.1301B
25282 | TMP351_25282 | SWPP | INT | XF WICH 345/138 kV ftlo LN WICH - BENT 345 kV | 400 | 430 | XF WICH 345/138 kV | LN WICH - BENT 345 kV | 2019-11-05 16:43 | 2020-04-30 23:52 | XF: WR.WR.WICH.1064.WICH_11 | LN: WR.WR.BENTWICH34_1.1; CB: WR.WR.WICH.DS.345-51; CB: WR.WR.WICH.DS.345-43; CB: WR.WR.WICH.CB.345-50; CB: WR.WR.WICH.CB.345-40; CB: WR.WR.BENT.DS.345-105; CB: WR.WR.BENT.CB.345-110; CB: WR.WR.BENT.CB.345-100
25226 | TMP350_25226 | SWPP | RCF | LN NEBRCTY - SUB3456 345 kV ftlo LN WAGENER - SUB3454 345 kV | 956 | 956 | LN NEBRCTY - SUB3456 345 kV | LN WAGENER - SUB3454 345 kV | 2019-10-21 13:43 | 2020-04-30 23:52 | LN: OPPD.OPPD.NEBRCSUB3434_1.1 | LN: LES.LES.WAGENSUB3434_1.1; CB: OPPD.OPPD.SUB3454.MOD.MOD3472; CB: OPPD.OPPD.SUB3454.CB.CB6; CB: OPPD.OPPD.SUB3454.CB.CB1; CB: LES.LES.WAGENER.SWI.3006_D1; CB: LES.LES.WAGENER.SWI.3001_D1; CB: LES.LES.WAGENER.DS.3066L; CB: LES.LES.WAGENER.CB.3006; CB: LES.LES.WAGENER.CB.3001
25255 | TMP353_25255 | SWPP | INT | XF RIVERDAL 230/115 kV ftlo LN MINGO1 - SETAB1 345 kV | 167 | 209 | XF RIVERDAL 230/115 kV | LN MINGO1 - SETAB1 345 kV | 2019-10-26 12:08 | 2020-04-30 23:52 | XF: NPPD.NPPD.RIVERDAL.1.1 | LN: SECI.SECI.10151.A; CB: SECI.SECI.SETAB1.DS.SB489; CB: SECI.SECI.SETAB1.DS.SB481; CB: SECI.SECI.SETAB1.DS.SB480; CB: SECI.SECI.SETAB1.CB.SB287; CB: SECI.SECI.SETAB1.CB.488; CB: SECI.SECI.SETAB1.CB.482; CB: SECI.SECI.MINGO1.DS.289A; CB: SECI.SECI.MINGO1.DS.281; CB: SECI.SECI.MINGO1.DS.280; CB: SECI.SECI.MINGO1.CB.282; CB: SECI.SECI.MINGO1.CB.188
25248 | TMP354_25248 | SWPP | INT | XF BUSHLAND 230/115 kV ftlo LN BUSHLAND - POTTER_S 230 kV | 159 | 159 | XF BUSHLAND 230/115 kV | LN BUSHLAND - POTTER_S 230 kV | 2019-10-24 16:54 | 2020-04-30 23:52 | XF: SPS.SPS.BUSHLAND.728.BUS_115XF | LN: SPS.SPS.POTTER_BUSH.1; CB: SPS.SPS.POTTER_S.DS.POT2L51CI; CB: SPS.SPS.POTTER_S.DS.POT2L38CI; CB: SPS.SPS.POTTER_S.DS.POT2L36CI; CB: SPS.SPS.POTTER_S.CB.POT2L50CI; CB: SPS.SPS.POTTER_S.CB.POT2L35CI; CB: SPS.SPS.BUSHLAND.DS.BUS2K06CI; CB: SPS.SPS.BUSHLAND.CB.BUS2K05CI
24860 | TMP336_24860 | SWPP | RCF | LN SALISBRY - NORTON 161 kV ftlo XF KINGDOM 345/161 kV | 224 | 224 | LN SALISBRY - NORTON 161 kV | XF KINGDOM 345/161 kV | 2019-06-02 13:44 | 2020-04-30 23:52 | LN: KCPL.KCPL.NORTON_SALISB1.1 | XF: AECI.AECI.KINGDOM.T1.T1; LN: AMRN.AMRN.AECI-MCRD.A; LN: AECI.AECI.TH_HIL-MCCRED.A; LN: AECI.AECI.KNGDM-MCCREDIE.A
24914 | TMP352_24914 | SWPP | RCF | LN RAUN - TEKAMHO 161 kV ftlo LN RAUN - HOSKINS 345 kV | 217 | 217 | LN RAUN - TEKAMHO 161 kV | LN RAUN - HOSKINS 345 kV | 2019-06-22 04:10 | 2020-04-30 23:52 | LN: MEC.MEC.RAUNTEKAM16_1.1 | LN: MEC.MEC.RAUNHOSKI34_1.1; CB: NPPD.NPPD.HOSKINS.DS.3511-L; CB: NPPD.NPPD.HOSKINS.DS.3304A-D1; CB: NPPD.NPPD.HOSKINS.DS.3302-D2; CB: NPPD.NPPD.HOSKINS.CB.3304A; CB: NPPD.NPPD.HOSKINS.CB.3302; CB: MEC.MEC.RAUN.SWI.MOD_0286; CB: MEC.MEC.RAUN.CB.TCB_0280; CB: MEC.MEC.RAUN.CB.TCB_0270
23845 | TMP340_23845 | SWPP | RCF | LN SPRGFLD - CLAY2 161 kV ftlo LN SWPS5 - JRPS5 161 kV | 218 | 218 | LN SPRGFLD - CLAY2 161 kV | LN SWPS5 - JRPS5 161 kV | 2018-05-11 04:32 | 2020-04-30 23:52 | LN: SPA.SPA.SPFLD-CLAY.A | LN: SPRM.SPRM.11583.A; CB: SPRM.SPRM.SWPS5.CB.33; CB: SPRM.SPRM.SWPS5.CB.32; CB: SPRM.SPRM.JRPS5.CB.180; CB: SPRM.SPRM.JRPS5.CB.176
24637 | TMP362_24637 | MISO | RCF | LN OLA - NIMROD 115 kV ftlo LN SH_EHV - MABELV 500 kV | 106 | 106 | LN OLA - NIMROD 115 kV | LN SH_EHV - MABELV 500 kV | 2019-03-15 08:57 | 2020-04-30 23:52 | LN: EES.EES.OLA_NIMROD3.A | LN: EES.EES.SH_EHV_MABELV8.A; CB: EES.EES.SH_EHV.MOS.B5950; CB: EES.EES.SH_EHV.MOS.B5027; CB: EES.EES.SH_EHV.MOS.B5021; CB: EES.EES.SH_EHV.GCB.B5026; CB: EES.EES.SH_EHV.GCB.B5022; CB: EES.EES.MABELV.MOS.B9559; CB: EES.EES.MABELV.MOS.B5921; CB: EES.EES.MABELV.MOS.B5917; CB: EES.EES.MABELV.GCB.B5918; CB: EES.EES.MABELV.ACB.B5922
24692 | TMP379_24692 | SWPP | INT | LN BRAMAN2 - NEWKRKT 69 kV ftlo LN CKSKI1 - KILDR 138 kV | 49 | 56 | LN BRAMAN2 - NEWKRKT 69 kV | LN CKSKI1 - KILDR 138 kV | 2019-04-03 20:12 | 2020-04-30 23:52 | LN: OKGE.OKGE.BRAMAN_NEWKRK.A | LN: OKGE.OKGE.8669.A; CB: WR.WR.CRSW.CB.138-1044; CB: WR.WR.CRSW.CB.138-1040; CB: OKGE.OKGE.WHEGL.CB.136; CB: OKGE.OKGE.CKSKI1.CB.109
24478 | TMP365_24478 | SWPP | RCF | XF SHEFFLD1 161/69 kV ftlo LN SHEFFLD1 - EMERY 161 kV | 84 | 92 | XF SHEFFLD1 161/69 kV | LN SHEFFLD1 - EMERY 161 kV | 2019-01-18 11:30 | 2020-04-30 23:52 | XF: WAUE.WAUE.SHEFFLD1.TR1.TR1 | LN: WAUE.WAUE.SHEFFEMERY16_1.1; CB: WAUE.WAUE.SHEFFLD1.SWI.2J61_32; CB: WAUE.WAUE.SHEFFLD1.CB.2J61_12; CB: ALTW.ALTW.EMERY.SWI.5335W; CB: ALTW.ALTW.EMERY.SWI.5334E; CB: ALTW.ALTW.EMERY.CB.5335_S; CB: ALTW.ALTW.EMERY.CB.5334_S
24440 | TMP371_24440 | SWPP | RCF | XF SHEFFLD1 161/69 kV ftlo LN EMERY - FLOYD 161 kV | 84 | 92 | XF SHEFFLD1 161/69 kV | LN EMERY - FLOYD 161 kV | 2019-01-03 10:02 | 2020-04-30 23:52 | XF: WAUE.WAUE.SHEFFLD1.TR1.TR1 | LN: ALTW.ALTW.FLOYDEMERY16_1.1; CB: MEC.MEC.FLOYD.CB.TCB_9200; CB: ALTW.ALTW.EMERY.SWI.5338W; CB: ALTW.ALTW.EMERY.SWI.5337E; CB: ALTW.ALTW.EMERY.CB.5338_S
24958 | TMP364_24958 | SWPP | RCF | LN CLARNDA - MRYVL_SJ 161 kV ftlo XF FAIRPORT 345/161 kV | 152 | 171 | LN CLARNDA - MRYVL_SJ 161 kV | XF FAIRPORT 345/161 kV | 2019-07-10 12:00 | 2020-04-30 23:52 | LN: MEC.MEC.MRYVLCLARN16_1.A | XF: AECI.AECI.FAIRPORT.3498.T3; LN: NPPD.NPPD.FAIRPT-COOPR.A; LN: MPS.MPS.FAIRPT-STJOE.A; CB: NPPD.NPPD.COOPER.OCB.3324; CB: NPPD.NPPD.COOPER.OCB.3322; CB: MPS.MPS.ST_JOE.CB.R3-22; CB: MPS.MPS.ST_JOE.CB.R3-14; CB: AECI.AECI.FAIRPORT.CB.58
25256 | TMP374_25256 | SWPP | RCF | LN SUB1221 - SUB1231 161 kV ftlo LN SUB3454 - FT_CAL 345 kV | 217 | 217 | LN SUB1221 - SUB1231 161 kV | LN SUB3454 - FT_CAL 345 kV | 2019-10-28 08:00 | 2020-04-30 23:52 | LN: OPPD.OPPD.SUB12SUB1216_9.1 | LN: OPPD.OPPD.SUB34FT_CA34_1.1; CB: OPPD.OPPD.SUB3454.MOD.MOD3424; CB: OPPD.OPPD.SUB3454.CB.CB2; CB: OPPD.OPPD.SUB3454.CB.CB1; CB: OPPD.OPPD.FT_CAL.MOD.MOD5W; CB: OPPD.OPPD.FT_CAL.MOD.MOD3424; CB: OPPD.OPPD.FT_CAL.CB.CB6; CB: OPPD.OPPD.FT_CAL.CB.CB5
25183 | TMP381_25183 | SWPP | INT | LN CIMARRON - HAYMAKR4 138 kV ftlo LN MATHWSN7 - NOWST1 345 kV | 268 | 308 | LN CIMARRON - HAYMAKR4 138 kV | LN MATHWSN7 - NOWST1 345 kV | 2019-10-08 08:22 | 2020-04-30 23:52 | LN: OKGE.OKGE.8765.B | LN: OKGE.OKGE.MATHWSN7_NOWST.A; CB: OKGE.OKGE.NOWST1.DS.383_L2; CB: OKGE.OKGE.NOWST1.DS.333; CB: OKGE.OKGE.NOWST1.DS.313_L2; CB: OKGE.OKGE.NOWST1.CB.383; CB: OKGE.OKGE.NOWST1.CB.313; CB: OKGE.OKGE.MATHWSN7.DS.381L2; CB: OKGE.OKGE.MATHWSN7.DS.331; CB: OKGE.OKGE.MATHWSN7.DS.311L2; CB: OKGE.OKGE.MATHWSN7.CB.381; CB: OKGE.OKGE.MATHWSN7.CB.311
25150 | TMP383_25150 | SWPP | INT | LN LAR3821 - SPRGFLD 161 kV ftlo LN JASPER7 - MRGN_345 345 kV | 167 | 167 | LN LAR3821 - SPRGFLD 161 kV | LN JASPER7 - MRGN_345 345 kV | 2019-09-28 01:10 | 2020-04-30 23:52 | LN: SPA.SPA.SPFLD-LARUSL.A | LN: AECI.AECI.JASPER_MORGN.A; CB: AECI.AECI.MRGN_345.MOS.375; CB: AECI.AECI.MRGN_345.CB.322; CB: AECI.AECI.MRGN_345.CB.312; CB: AECI.AECI.JASPER7.DS.1181; CB: AECI.AECI.JASPER7.DS.1178; CB: AECI.AECI.JASPER7.DS.1177; CB: AECI.AECI.JASPER7.CB.1182; CB: AECI.AECI.JASPER7.CB.1179
25410 | TMP384_25410 | SWPP | INT | LN JONES_KA - HSL1 138 kV ftlo LN CIMARRON - DRAPR1 345 kV | 213 | 266 | LN JONES_KA - HSL1 138 kV | LN CIMARRON - DRAPR1 345 kV | 2019-12-31 07:15 | 2020-04-30 23:52 | LN: OKGE.OKGE.8805.B | LN: OKGE.OKGE.8803.A; CB: OKGE.OKGE.DRAPR1.DS.384L2; CB: OKGE.OKGE.DRAPR1.DS.336; CB: OKGE.OKGE.DRAPR1.DS.314L2; CB: OKGE.OKGE.DRAPR1.CB.384; CB: OKGE.OKGE.DRAPR1.CB.314; CB: OKGE.OKGE.CIMARRON.DS.382L2; CB: OKGE.OKGE.CIMARRON.DS.334; CB: OKGE.OKGE.CIMARRON.DS.312L2; CB: OKGE.OKGE.CIMARRON.CB.382; CB: OKGE.OKGE.CIMARRON.CB.312
25390 | TMP382_25390 | SWPP | INT | XF SUB3455 345/1 kV ftlo LN SUB3456 - SUB3459 345 kV | 558 | 558 | XF SUB3455 345/1 kV | LN SUB3456 - SUB3459 345 kV | 2019-12-17 17:02 | 2020-04-30 23:52 | XF: OPPD.OPPD.SUB3455.T1.T1_H | LN: OPPD.OPPD.SUB34SUB3434_2.1; CB: OPPD.OPPD.SUB3459.CB.CB2; CB: OPPD.OPPD.SUB3459.CB.CB1; CB: OPPD.OPPD.SUB3456.CB.CB2; CB: OPPD.OPPD.SUB3456.CB.CB1
25387 | TMP385_25387 | SWPP | INT | XF NASHUA 345/1 kV ftlo LN KETCHEM - SIBLEY 345 kV | 650 | 715 | XF NASHUA 345/1 kV | LN KETCHEM - SIBLEY 345 kV | 2019-12-13 22:09 | 2020-04-30 23:52 | XF: KCPL.KCPL.NASHUA.T1.T1_H | LN: MPS.MPS.SIBLEY_KETCH.A; CB: MPS.MPS.SIBLEY.DS.199; CB: MPS.MPS.SIBLEY.DS.188; CB: MPS.MPS.SIBLEY.DS.177; CB: MPS.MPS.SIBLEY.DS.166; CB: MPS.MPS.SIBLEY.CB.R353101; CB: MPS.MPS.SIBLEY.CB.R1-3; CB: MPS.MPS.SIBLEY.CB.R1-11; CB: MPS.MPS.KETCHEM.SW.199; CB: MPS.MPS.KETCHEM.SW.188; CB: MPS.MPS.KETCHEM.SW.155; CB: MPS.MPS.KETCHEM.CB.R1-5; CB: MPS.MPS.KETCHEM.CB.R1-4
25349 | TMP377_25349 | SWPP | INT | LN PIRKEY - WHITNEY 138 kV ftlo XF PIRKEY 138/345 kV | 539 | 539 | LN PIRKEY - WHITNEY 138 kV | XF PIRKEY 138/345 kV | 2019-12-02 16:48 | 2020-04-30 23:52 | LN: CSWS.CSWS.962.A | XF: CSWS.CSWS.PIRKEY.961.SOUTH_345; CB: CSWS.CSWS.PIRKEY.OCB.12310; CB: CSWS.CSWS.PIRKEY.OCB.12300; CB: CSWS.CSWS.PIRKEY.DS.3142; CB: CSWS.CSWS.PIRKEY.DS.13203; CB: CSWS.CSWS.PIRKEY.DS.12392; CB: CSWS.CSWS.PIRKEY.DS.12312; CB: CSWS.CSWS.PIRKEY.DS.12302; CB: CSWS.CSWS.PIRKEY.DISC.12098; CB: CSWS.CSWS.PIRKEY.DISC.12026; CB: CSWS.CSWS.PIRKEY.CB.3140; CB: CSWS.CSWS.PIRKEY.CB.13200; CB: CSWS.CSWS.PIRKEY.CB.12390
25291 | TMP372_25291 | SWPP | INT | LN EMERY - SHEFFLD1 161 kV ftlo LN QUINN - BLKHAWK 345 kV | 335 | 335 | LN EMERY - SHEFFLD1 161 kV | LN QUINN - BLKHAWK 345 kV | 2019-11-08 20:26 | 2020-04-30 23:52 | LN: WAUE.WAUE.SHEFFEMERY16_1.1 | LN: MEC.MEC.BLKHAQUINN34_1.1; LN: MEC.MEC.BLKHAQUINN34_1.1; LN: MEC.MEC.BLKHAQUINN34_1.1; CB: MEC.MEC.BLKHAWK.SW.BLA922L; CB: MEC.MEC.BLKHAWK.SW.BLA907B; CB: MEC.MEC.BLKHAWK.SW.BLA906A; CB: MEC.MEC.BLKHAWK.SW.BLA902C; CB: MEC.MEC.BLKHAWK.CB.BLA907; CB: MEC.MEC.BLKHAWK.CB.BLA906; CB: MEC.MEC.BLKHAWK.CB.BLA902; CB: ALTW.ALTW.QUINN.SWI.3767L; CB: ALTW.ALTW.QUINN.SWI.3767L; CB: ALTW.ALTW.QUINN.SWI.3767L; CB: ALTW.ALTW.QUINN.SWI.3766C; CB: ALTW.ALTW.QUINN.SWI.3766C; CB: ALTW.ALTW.QUINN.SWI.3766C; CB: ALTW.ALTW.QUINN.SWI.3764B; CB: ALTW.ALTW.QUINN.SWI.3764B; CB: ALTW.ALTW.QUINN.SWI.3764B; CB: ALTW.ALTW.QUINN.SWI.3762B; CB: ALTW.ALTW.QUINN.SWI.3762B; CB: ALTW.ALTW.QUINN.SWI.3762B; CB: ALTW.ALTW.QUINN.CB.3764; CB: ALTW.ALTW.QUINN.CB.3764; CB: ALTW.ALTW.QUINN.CB.3764; CB: ALTW.ALTW.QUINN.CB.3762; CB: ALTW.ALTW.QUINN.CB.3762; CB: ALTW.ALTW.QUINN.CB.3762
25344 | TMP392_25344 | SWPP | RCF | LN SHEFFLD1 - HAMP_TP 161 kV ftlo LN EMERY - FLOYD 161 kV | 223 | 245 | LN SHEFFLD1 - HAMP_TP 161 kV | LN EMERY - FLOYD 161 kV | 2019-11-27 00:15 | 2020-04-30 23:52 | LN: WAUE.WAUE.SHEFFHAMP_16_1.1 | LN: ALTW.ALTW.FLOYDEMERY16_1.1; CB: MEC.MEC.FLOYD.CB.TCB_9200; CB: ALTW.ALTW.EMERY.SWI.5338W; CB: ALTW.ALTW.EMERY.SWI.5337E; CB: ALTW.ALTW.EMERY.CB.5338_S
25342 | TMP405_25342 | SWPP | RCF | LN OAHE - SULLYBT 230 kV ftlo LN FTTHOMP - LELANDO 345 kV | 239 | 239 | LN OAHE - SULLYBT 230 kV | LN FTTHOMP - LELANDO 345 kV | 2019-11-26 11:10 | 2020-04-30 23:52 | LN: WAUE.WAUE.OAHESULLY23_1.1 | LN: WAUE.WAUE.FTTHOLELAN34_1.1
25347 | TMP398_25347 | SWPP | RCF | XF GARRISN 230/1 kV ftlo LN ANTELOP - ROUNDUP 345 kV | 200 | 250 | XF GARRISN 230/1 kV | LN ANTELOP - ROUNDUP 345 kV | 2019-11-30 16:58 | 2020-04-30 23:52 | XF: WAUE.WAUE.GARRISN.V3A1.KV3A1 | LN: WAUE.WAUE.ANTELOP_CHAR_2.A; CB: WAUE.WAUE.ROUNDUP.DS.499; CB: WAUE.WAUE.ROUNDUP.DS.495; CB: WAUE.WAUE.ROUNDUP.DS.491; CB: WAUE.WAUE.ROUNDUP.CB.496; CB: WAUE.WAUE.ROUNDUP.CB.492; CB: WAUE.WAUE.ANTELOP.SWI.4499; CB: WAUE.WAUE.ANTELOP.SWI.4491; CB: WAUE.WAUE.ANTELOP.SWI.4397; CB: WAUE.WAUE.ANTELOP.CB.4492; CB: WAUE.WAUE.ANTELOP.CB.4396
25348 | TMP406_25348 | SWPP | RCF | LN BEULAH - HALIDYWP 115 kV ftlo LN ANTELOP - ROUNDUP 345 kV | 120 | 131 | LN BEULAH - HALIDYWP 115 kV | LN ANTELOP - ROUNDUP 345 kV | 2019-11-30 19:33 | 2020-04-30 23:52 | LN: MDU.MDU.HALIDBEULA11_1.1 | LN: WAUE.WAUE.ANTELOP_CHAR_2.A; CB: WAUE.WAUE.ROUNDUP.DS.499; CB: WAUE.WAUE.ROUNDUP.DS.495; CB: WAUE.WAUE.ROUNDUP.DS.491; CB: WAUE.WAUE.ROUNDUP.CB.496; CB: WAUE.WAUE.ROUNDUP.CB.492; CB: WAUE.WAUE.ANTELOP.SWI.4499; CB: WAUE.WAUE.ANTELOP.SWI.4491; CB: WAUE.WAUE.ANTELOP.SWI.4397; CB: WAUE.WAUE.ANTELOP.CB.4492; CB: WAUE.WAUE.ANTELOP.CB.4396
25366 | TMP397_25366 | SWPP | RCF | LN HURON - HURONTAP 115 kV ftlo LN GROTON - ABDNSBT 115 kV | 120 | 120 | LN HURON - HURONTAP 115 kV | LN GROTON - ABDNSBT 115 kV | 2019-12-09 11:00 | 2020-04-30 23:52 | LN: WAUE.WAUE.HURONHURON11_1.1 | LN: WAUE.WAUE.ABDNSGROTO11_1.1; CB: WAUE.WAUE.GROTON.SWI.661; CB: WAUE.WAUE.GROTON.CB.662; CB: WAUE.WAUE.ABDNSBT.SWI.5724; CB: WAUE.WAUE.ABDNSBT.CB.5721
25383 | TMP400_25383 | SWPP | INT | LN SP-ERSK3 - CARLISLE 115 kV ftlo LN TUCO - JONESSUB 230 kV | 104 | 114 | LN SP-ERSK3 - CARLISLE 115 kV | LN TUCO - JONESSUB 230 kV | 2019-12-12 07:09 | 2020-04-30 23:52 | LN: SPS.SPS.INDIACARLI11_1.B | LN: SPS.SPS.137.1; CB: SPS.SPS.TUCO.DS.NK25; CB: SPS.SPS.TUCO.DS.NK09; CB: SPS.SPS.TUCO.CB.NK45; CB: SPS.SPS.TUCO.CB.NK08; CB: SPS.SPS.JONESSUB.DS.JK116; CB: SPS.SPS.JONESSUB.DS.JK113; CB: SPS.SPS.JONESSUB.DS.JK111; CB: SPS.SPS.JONESSUB.CB.JK115; CB: SPS.SPS.JONESSUB.CB.JK110
25438 | TMP387_25438 | SWPP | INT | XF PIRKEY 138/345 kV ftlo LN EASTON - PIRKEY 138 kV | 675 | 675 | XF PIRKEY 138/345 kV | LN EASTON - PIRKEY 138 kV | 2020-01-16 16:08 | 2020-04-30 23:52 | XF: CSWS.CSWS.PIRKEY.962.NORTH_345 | LN: CSWS.CSWS.PIRK_EAST.A; LN: CSWS.CSWS.KNOX_EAST.A; LN: CSWS.CSWS.BRANDY_PIRKEY.A; LN: CSWS.CSWS.BRANDY_PIRKEY.A; LN: CSWS.CSWS.BRANDY_EASTON.A; LN: CSWS.CSWS.BRANDY_EASTON.A; CB: CSWS.CSWS.PIRKEY.OCB.12350; CB: CSWS.CSWS.PIRKEY.MOABS.12065; CB: CSWS.CSWS.PIRKEY.DS.DUM0; CB: CSWS.CSWS.PIRKEY.DS.13302; CB: CSWS.CSWS.PIRKEY.DS.12352; CB: CSWS.CSWS.PIRKEY.CB.13300; CB: CSWS.CSWS.KNOXLEE.OCB.2600H; CB: CSWS.CSWS.KNOXLEE.OCB.2600G; CB: CSWS.CSWS.KNOXLEE.MOABS.3680GH; CB: CSWS.CSWS.EASTON.DS.DUM0; CB: CSWS.CSWS.EASTON.DS.5808; CB: CSWS.CSWS.EASTON.DS.4805; CB: CSWS.CSWS.EASTON.DS.2804; CB: CSWS.CSWS.BRANDYBR.DS.DUM4; CB: CSWS.CSWS.BRANDYBR.DS.DUM4; CB: CSWS.CSWS.BRANDYBR.DS.DUM2; CB: CSWS.CSWS.BRANDYBR.DS.DUM2
25139 | TMP391_25139 | SWPP | INT | XF CIRC 230/115 kV ftlo LN SUMM - RENO 345 kV | 280 | 308 | XF CIRC 230/115 kV | LN SUMM - RENO 345 kV | 2019-09-25 21:11 | 2020-04-30 23:52 | XF: WR.WR.CIRC.1077.CIRC_67 | LN: WR.WR.RENO_SUMM.A; CB: WR.WR.SUMM.DS.345-92; CB: WR.WR.SUMM.DS.345-91; CB: WR.WR.SUMM.DS.345-80; CB: WR.WR.SUMM.CB.345-90; CB: WR.WR.SUMM.CB.345-79; CB: WR.WR.RENO.DS.345-175; CB: WR.WR.RENO.CB.345-180; CB: WR.WR.RENO.CB.345-140
25261 | TMP389_25261 | SWPP | RCF | LN WELSH - DIANA 345 kV ftlo LN WELSH - DIANA 345 kV | 905 | 1059 | LN WELSH - DIANA 345 kV | LN WELSH - DIANA 345 kV | 2019-10-30 00:50 | 2020-04-30 23:52 | LN: CSWS.CSWS.896.A | LN: CSWS.CSWS.897.B; CB: CSWS.CSWS.WELSH.MOABS.10136; CB: CSWS.CSWS.WELSH.GCB.11450; CB: CSWS.CSWS.WELSH.DS.11993; CB: CSWS.CSWS.WELSH.DS.11453; CB: CSWS.CSWS.WELSH.CB.11990; CB: CSWS.CSWS.DIANA.MOABS.11945; CB: CSWS.CSWS.DIANA.GCB.12060; CB: CSWS.CSWS.DIANA.GCB.11890
25008 | TMP409_25008 | SWPP | INT | LN LONGWOO - LIEBERM 138 kV ftlo LN LONGWOO - NORAM 138 kV | 212 | 212 | LN LONGWOO - LIEBERM 138 kV | LN LONGWOO - NORAM 138 kV | 2019-08-06 02:31 | 2020-04-30 23:52 | LN: CSWS.CSWS.846.A | LN: CSWS.CSWS.827B.A
24984 | TMP418_24984 | SWPP | RCF | LN ALDENJCB - BUCKNRCB 69 kV ftlo LN NUTHTCH - FRANKLN 161 kV | 47 | 52 | LN ALDENJCB - BUCKNRCB 69 kV | LN NUTHTCH - FRANKLN 161 kV | 2019-07-20 13:02 | 2020-04-30 23:52 | LN: WAUE.WAUE.ALDENBUCKN69_1.1 | LN: MEC.MEC.FRANKNUTHT16_1.1; CB: MEC.MEC.FRANKLN.SWI.9920L; CB: MEC.MEC.FRANKLN.CB.9920; CB: ALTW.ALTW.NUTHTCH.SWI.7160A; CB: ALTW.ALTW.NUTHTCH.SWI.7156; CB: ALTW.ALTW.NUTHTCH.SWI.7150C; CB: ALTW.ALTW.NUTHTCH.CB.7160; CB: ALTW.ALTW.NUTHTCH.CB.7150
25254 | TMP432_25254 | SWPP | INT | LN COLBY3 - ATWOOD 115 kV ftlo XF SETAB1 345/115 kV | 66 | 77 | LN COLBY3 - ATWOOD 115 kV | XF SETAB1 345/115 kV | 2019-10-26 09:36 | 2020-04-30 23:52 | LN: WR.MIDW.9981.A | XF: SECI.SECI.SETAB1.1015.A; CB: SECI.SECI.SETAB1.DS.SB589; CB: SECI.SECI.SETAB1.DS.SB581; CB: SECI.SECI.SETAB1.DS.SB569; CB: SECI.SECI.SETAB1.DS.SB561; CB: SECI.SECI.SETAB1.DS.SB187; CB: SECI.SECI.SETAB1.DS.SB167; CB: SECI.SECI.SETAB1.CB.582; CB: SECI.SECI.SETAB1.CB.562; CB: SECI.SECI.SETAB1.CB.488; CB: SECI.SECI.SETAB1.CB.468
25277 | TMP430_25277 | SWPP | INT | LN MCROY - UNVRSTY4 138 kV ftlo LN STILW1 - SPVALLY2 138 kV | 194 | 222 | LN MCROY - UNVRSTY4 138 kV | LN STILW1 - SPVALLY2 138 kV | 2019-11-04 16:34 | 2020-04-30 23:52 | LN: OKGE.OKGE.UNVRSTY4_MCROY.A | LN: OKGE.OKGE.SPVALLY2_STILW.A; CB: OKGE.OKGE.STILW1.CB.110; CB: OKGE.OKGE.SPVALLY2.DS.186L; CB: OKGE.OKGE.SPVALLY2.DS.185M; CB: OKGE.OKGE.SPVALLY2.DS.182L; CB: OKGE.OKGE.SPVALLY2.DS.135; CB: OKGE.OKGE.SPVALLY2.CB.185; CB: OKGE.OKGE.SPVALLY2.CB.182
25210 | TMP429_25210 | SWPP | INT | LN MARSHAL3 - SMIT 115 kV ftlo LN ST_JOE - COOPER 345 kV | 86 | 92 | LN MARSHAL3 - SMIT 115 kV | LN ST_JOE - COOPER 345 kV | 2019-10-15 10:55 | 2020-04-30 23:52 | LN: WR.WR.MARSHAL3_SMIT.A | LN: NPPD.NPPD.11310.A; CB: NPPD.NPPD.COOPER.OCB.3304; CB: NPPD.NPPD.COOPER.OCB.3302; CB: NPPD.NPPD.COOPER.DS.3499L; CB: NPPD.NPPD.COOPER.DS.3304_1; CB: NPPD.NPPD.COOPER.DS.3302_2; CB: MPS.MPS.ST_JOE.DS.599; CB: MPS.MPS.ST_JOE.DS.588; CB: MPS.MPS.ST_JOE.DS.577; CB: MPS.MPS.ST_JOE.CB.R5-33; CB: MPS.MPS.ST_JOE.CB.R2-5
25044 | TMP435_25044 | SWPP | INT | LN WDWRD1 - FPLSWTCH 138 kV ftlo LN WDWRDEHV - IODINE4 138 kV | 133 | 153 | LN WDWRD1 - FPLSWTCH 138 kV | LN WDWRDEHV - IODINE4 138 kV | 2019-08-21 12:10 | 2020-04-30 23:52 | LN: OKGE.OKGE.8691.A | LN: OKGE.OKGE.DEWEY_IODINE.A
25424 | TMP431_25424 | SWPP | INT | LN AURORA - YORK_NP 115 kV ftlo LN PAULINE - MOORE 345 kV | 137 | 151 | LN AURORA - YORK_NP 115 kV | LN PAULINE - MOORE 345 kV | 2020-01-06 19:33 | 2020-04-30 23:52 | LN: NPPD.NPPD.NP_1150-A.A | LN: NPPD.NPPD.12202.A; CB: NPPD.NPPD.PAULINE.SW.3310-D1; CB: NPPD.NPPD.PAULINE.SW.3302-D1; CB: NPPD.NPPD.PAULINE.CB.3310; CB: NPPD.NPPD.PAULINE.CB.3302; CB: NPPD.NPPD.MOORE.DS.3518-L; CB: NPPD.NPPD.MOORE.DS.3312-D1; CB: NPPD.NPPD.MOORE.DS.3304-D2; CB: NPPD.NPPD.MOORE.CB.3312; CB: NPPD.NPPD.MOORE.CB.3304
25418 | TMP425_25418 | SWPP | RCF | LN CRAIGJ_O - W_ASHDWN 138 kV ftlo LN VALLIANT - NWTEXAR 345 kV | 287 | 287 | LN CRAIGJ_O - W_ASHDWN 138 kV | LN VALLIANT - NWTEXAR 345 kV | 2020-01-03 16:17 | 2020-04-30 23:52 | LN: CSWS.CSWS.736_CRAIG_J.A | LN: CSWS.CSWS.NWTEX_VALLIANT.A; CB: CSWS.CSWS.VALLIANT.DS.3499; CB: CSWS.CSWS.VALLIANT.DS.3414; CB: CSWS.CSWS.VALLIANT.DS.3407; CB: CSWS.CSWS.VALLIANT.CB.3413A; CB: CSWS.CSWS.VALLIANT.CB.3405A; CB: CSWS.CSWS.NWTEXAR.MOABS.10314; CB: CSWS.CSWS.NWTEXAR.DS.16782; CB: CSWS.CSWS.NWTEXAR.DS.15443; CB: CSWS.CSWS.NWTEXAR.CB.16780; CB: CSWS.CSWS.NWTEXAR.CB.15440
25414 | TMP420_25414 | SWPP | INT | XF LAWH 230/115 kV ftlo XF MIDJ 230/115 kV | 280 | 308 | XF LAWH 230/115 kV | XF MIDJ 230/115 kV | 2020-01-02 14:50 | 2020-04-30 23:52 | XF: WR.WR.LAWH.3034.LAWH_29 | XF: WR.WR.MIDJ.3037.MIDJ_126; CB: WR.WR.MIDJ.CB.PH230-1; CB: WR.WR.MIDJ.CB.115-1715
25434 | TMP434_25434 | SWPP | INT | LN SHELDON - SWBENNET 115 kV ftlo LN MOORE - NW68HOL 345 kV | 240 | 240 | LN SHELDON - SWBENNET 115 kV | LN MOORE - NW68HOL 345 kV | 2020-01-14 12:36 | 2020-04-30 23:52 | LN: LES.LES.BENNET_SHELDON.1 | LN: LES.LES.NW68HMOORE34_1.1; CB: NPPD.NPPD.MOORE.DS.3516-L; CB: NPPD.NPPD.MOORE.DS.3312-D2; CB: NPPD.NPPD.MOORE.DS.3310-D1; CB: NPPD.NPPD.MOORE.CB.3312; CB: NPPD.NPPD.MOORE.CB.3310; CB: LES.LES.NW68HOL.SWI.3063L; CB: LES.LES.NW68HOL.CB.3005; CB: LES.LES.NW68HOL.CB.3003
25487 | TMP412_25487 | SWPP | INT | LN CHOUTEU5 - NRTHEAST 161 kV ftlo LN HAWTHORN - BLUE_VLY 161 kV | 557 | 557 | LN CHOUTEU5 - NRTHEAST 161 kV | LN HAWTHORN - BLUE_VLY 161 kV | 2020-02-14 07:49 | 2020-04-30 23:52 | LN: KCPL.KCPL.HAWTHO_NRTHEA2.B | LN: KCPL.KCPL.BLUE_V_HAWTHO1.1; CB: KCPL.KCPL.HAWTHORN.SW.L_SW_148; CB: KCPL.KCPL.HAWTHORN.DS.DISC_149; CB: KCPL.KCPL.HAWTHORN.DS.DISC_147; CB: KCPL.KCPL.HAWTHORN.CB.BKR_R5-1; CB: KCPL.KCPL.HAWTHORN.CB.BKR_R14-; CB: KCPL.KCPL.BLUE_VLY.SW.L_SW_148; CB: KCPL.KCPL.BLUE_VLY.SW.C_SWR_R6; CB: KCPL.KCPL.BLUE_VLY.DS.DISC_355; CB: KCPL.KCPL.BLUE_VLY.DS.DISC_149; CB: KCPL.KCPL.BLUE_VLY.DS.DISC_147; CB: KCPL.KCPL.BLUE_VLY.DS.DISC_145; CB: KCPL.KCPL.BLUE_VLY.CB.BKR_R8-1; CB: KCPL.KCPL.BLUE_VLY.CB.BKR_R533; CB: KCPL.KCPL.BLUE_VLY.CB.BKR_R53; CB: KCPL.KCPL.BLUE_VLY.CB.BKR_R2-1
25400 | TMP442_25400 | SWPP | RCF | LN GRDA17 - WAGNOR1 161 kV ftlo LN MUSKOGEE - FTSMTH 345 kV | 223 | 223 | LN GRDA17 - WAGNOR1 161 kV | LN MUSKOGEE - FTSMTH 345 kV | 2019-12-21 21:21 | 2020-04-30 23:52 | LN: AECI.AECI.8559.A | LN: OKGE.OKGE.9099.A; CB: OKGE.OKGE.MUSKOGEE.DS.385L2; CB: OKGE.OKGE.MUSKOGEE.DS.332; CB: OKGE.OKGE.MUSKOGEE.DS.315L2; CB: OKGE.OKGE.MUSKOGEE.CB.385; CB: OKGE.OKGE.MUSKOGEE.CB.315; CB: OKGE.OKGE.FTSMTH.DS.386L2; CB: OKGE.OKGE.FTSMTH.DS.385L2; CB: OKGE.OKGE.FTSMTH.DS.336; CB: OKGE.OKGE.FTSMTH.DS.316L2; CB: OKGE.OKGE.FTSMTH.CB.386; CB: OKGE.OKGE.FTSMTH.CB.385
24667 | TMP415_24667 | MISO | RCF | LN EUREKASP - OSAGE_1 161 kV ftlo LN BLACKBRY - JASPER7 345 kV | 223 | 223 | LN EUREKASP - OSAGE_1 161 kV | LN BLACKBRY - JASPER7 345 kV | 2019-03-27 10:35 | 2020-04-30 23:52 | LN: CSWS.CSWS.EUREKA_OSAGE_5.A | LN: AECI.AECI.BLCKBRY_JASPER.A; CB: AECI.AECI.JASPER7.DS.1192; CB: AECI.AECI.JASPER7.DS.1187; CB: AECI.AECI.JASPER7.DS.1184; CB: AECI.AECI.JASPER7.DS.1183; CB: AECI.AECI.JASPER7.CB.1185; CB: AECI.AECI.JASPER7.CB.1182; CB: AECI.AECI.BLACKBRY.DS.658; CB: AECI.AECI.BLACKBRY.DS.657; CB: AECI.AECI.BLACKBRY.DS.654; CB: AECI.AECI.BLACKBRY.CB.656; CB: AECI.AECI.BLACKBRY.CB.653
24623 | TMP462_24623 | MISO | RCF |  | 1315 | 1523 | LN HILLS - SUB_T 345 kV |  | 2019-03-13 00:22 | 2020-04-30 23:52 | LN: MEC.MEC.SUB_THILLS34_1.1
24393 | TMP453_24393 | SWPP | RCF | XF BURT 161/69 kV ftlo LN BURT - OSGOOD 161 kV | 56 | 61 | XF BURT 161/69 kV | LN BURT - OSGOOD 161 kV | 2018-12-03 17:29 | 2020-04-30 23:52 | XF: WAUE.WAUE.BURT.TR1.TR1 | LN: WAUE.WAUE.BURTOSGOO16_1.1; CB: WAUE.WAUE.OSGOOD.SWI.O61_32; CB: WAUE.WAUE.OSGOOD.CB.O61_12; CB: WAUE.WAUE.BURT.DS.N61_71; CB: WAUE.WAUE.BURT.DS.N61_111; CB: WAUE.WAUE.BURT.DS.N61_110; CB: WAUE.WAUE.BURT.CB.N61_11; CB: WAUE.WAUE.BURT.CB.N61_10
25409 | TMP444_25409 | SWPP | INT | LN LUBBOCKS - ALLEN2 115 kV ftlo LN LUBBOCKS - WOLFFORT 230 kV | 159 | 159 | LN LUBBOCKS - ALLEN2 115 kV | LN LUBBOCKS - WOLFFORT 230 kV | 2019-12-30 19:07 | 2020-04-30 23:52 | LN: SPS.SPS.173.1 | LN: SPS.SPS.160.1; CB: SPS.SPS.WOLFFORT.DS.6L04; CB: SPS.SPS.WOLFFORT.DS.6L02; CB: SPS.SPS.WOLFFORT.CB.6L05; CB: SPS.SPS.WOLFFORT.CB.6L00; CB: SPS.SPS.LUBBOCKS.DS.LBS6K04CI; CB: SPS.SPS.LUBBOCKS.CB.LBS6K05CI
25391 | TMP447_25391 | MISO | RCF | XF HETINGR 230/1 kV ftlo LN DAGLUM - BELFELD 230 kV | 100 | 125 | XF HETINGR 230/1 kV | LN DAGLUM - BELFELD 230 kV | 2019-12-18 16:43 | 2020-04-30 23:52 | XF: MDU.MDU.HETINGR.TR11.TR11 | LN: WAUE.WAUE.BELFELD_DAGLUM.A; CB: WAUE.WAUE.DAGLUM.DS.389; CB: WAUE.WAUE.DAGLUM.DS.387; CB: WAUE.WAUE.DAGLUM.DS.381; CB: WAUE.WAUE.DAGLUM.CB.386; CB: WAUE.WAUE.DAGLUM.CB.382; CB: WAUE.WAUE.BELFELD.SWI.1589; CB: WAUE.WAUE.BELFELD.SWI.1581; CB: WAUE.WAUE.BELFELD.SWI.1487; CB: WAUE.WAUE.BELFELD.CB.1582; CB: WAUE.WAUE.BELFELD.CB.1486
25284 | TMP448_25284 | SWPP | INT | LN N_PLT1 - STOCKVL 115 kV ftlo LN G_GENT1 - SWEETW4 345 kV | 137 | 151 | LN N_PLT1 - STOCKVL 115 kV | LN G_GENT1 - SWEETW4 345 kV | 2019-11-06 11:38 | 2020-04-30 23:52 | LN: NPPD.NPPD.N_PLT1_STOCKVL.A | LN: NPPD.NPPD.12212.A; CB: NPPD.NPPD.SWEETW4.SW.3505-AL; CB: NPPD.NPPD.SWEETW4.SW.3310-D1; CB: NPPD.NPPD.SWEETW4.SW.3308-D2; CB: NPPD.NPPD.SWEETW4.CB.3310; CB: NPPD.NPPD.SWEETW4.CB.3308; CB: NPPD.NPPD.G_GENT1.DIS.3505A-D1; CB: NPPD.NPPD.G_GENT1.DIS.3332-D1; CB: NPPD.NPPD.G_GENT1.DIS.3312-D1; CB: NPPD.NPPD.G_GENT1.DIS.3310-D1; CB: NPPD.NPPD.G_GENT1.CB.3332; CB: NPPD.NPPD.G_GENT1.CB.3312; CB: NPPD.NPPD.G_GENT1.CB.3310
25296 | TMP465_25296 | SWPP | INT | LN NSES - RAM452 161 kV ftlo LN CAR395 - PUR421 161 kV | 205 | 243 | LN NSES - RAM452 161 kV | LN CAR395 - PUR421 161 kV | 2019-11-08 18:49 | 2020-04-30 23:52 | LN: WR.WR.10291.A | LN: EDE.EDE.11379.A; LN: EDE.EDE.11360.A; CB: EDE.EDE.PUR421.DS.16123; CB: EDE.EDE.PUR421.DS.16122; CB: EDE.EDE.CAR395.DS.16151L; CB: EDE.EDE.CAR395.CB.16151; CB: EDE.EDE.ASB3491.DS.16152; CB: EDE.EDE.ASB3491.CB.16118; CB: EDE.EDE.ASB3491.CB.16110
25432 | TMP461_25432 | SWPP | INT | LN RUSSETT - SBROWN 138 kV ftlo LN JHNSTNCO - CANEY1 138 kV | 143 | 143 | LN RUSSETT - SBROWN 138 kV | LN JHNSTNCO - CANEY1 138 kV | 2020-01-12 03:52 | 2020-04-30 23:52 | LN: WFEC.WFEC.7454.A | LN: OKGE.OKGE.JOHNCO_CANEY.A; CB: OKGE.OKGE.JHNSTNCO.DS.185L2; CB: OKGE.OKGE.JHNSTNCO.DS.130; CB: OKGE.OKGE.JHNSTNCO.DS.115L2; CB: OKGE.OKGE.JHNSTNCO.DS.113M2; CB: OKGE.OKGE.JHNSTNCO.CB.185; CB: OKGE.OKGE.JHNSTNCO.CB.113; CB: OKGE.OKGE.CANEY1.DS.185M; CB: OKGE.OKGE.CANEY1.DS.184L; CB: OKGE.OKGE.CANEY1.DS.139; CB: OKGE.OKGE.CANEY1.CB.185; CB: OKGE.OKGE.CANEY1.CB.184
25207 | TMP471_25207 | SWPP | INT | LN BLMFLD - GAVINS 115 kV ftlo LN TILDEN - BATTLCR 115 kV | 144 | 144 | LN BLMFLD - GAVINS 115 kV | LN TILDEN - BATTLCR 115 kV | 2019-10-14 07:57 | 2020-04-30 23:52 | LN: WAUE.WAUE.GAVINBLMFL11_1.1 | LN: NPPD.NPPD.TILDEN_BATTLCR.A; LN: NPPD.NPPD.NORF_BATTC.A; LN: NPPD.NPPD.ANTELO_TILDEN.A; CB: NPPD.NPPD.TILDEN.DIS.1163D-D1; CB: NPPD.NPPD.TILDEN.DIS.1163C-D1; CB: NPPD.NPPD.TILDEN.DIS.1110-D1; CB: NPPD.NPPD.NORFK_N.SW.1102-D1; CB: NPPD.NPPD.NORFK_N.CB.1102; CB: NPPD.NPPD.BATTLCR.SW.1163-CL; CB: NPPD.NPPD.BATTLCR.SW.1163-BL; CB: NPPD.NPPD.BATTLCR.SW.1110-D; CB: NPPD.NPPD.BATTLCR.CB.1100; CB: NPPD.NPPD.ANTELOP3.DS.1163-DL; CB: NPPD.NPPD.ANTELOP3.DS.1124-D1; CB: NPPD.NPPD.ANTELOP3.DS.1122-D2; CB: NPPD.NPPD.ANTELOP3.CB.1124; CB: NPPD.NPPD.ANTELOP3.CB.1122
25272 | TMP470_25272 | SWPP | INT | LN HOLCOM1 - FLETCH4 115 kV ftlo LN HOLCOM1 - BUCKNER7 345 kV | 239 | 239 | LN HOLCOM1 - FLETCH4 115 kV | LN HOLCOM1 - BUCKNER7 345 kV | 2019-11-02 05:29 | 2020-04-30 23:52 | LN: SECI.SECI.10115.A | LN: SECI.SECI.10149.B; CB: SECI.SECI.HOLCOM1.SW.HC189; CB: SECI.SECI.HOLCOM1.SW.HC181; CB: SECI.SECI.HOLCOM1.SW.HC180; CB: SECI.SECI.HOLCOM1.CB.HC182; CB: SECI.SECI.HOLCOM1.CB.188; CB: SECI.SECI.BUCKNER7.DS.489; CB: SECI.SECI.BUCKNER7.DS.481; CB: SECI.SECI.BUCKNER7.DS.480; CB: SECI.SECI.BUCKNER7.CB.488; CB: SECI.SECI.BUCKNER7.CB.482
25265 | TMP478_25265 | SWPP | INT | LN BRIDGECR - SUNSHI1 138 kV ftlo LN MINCO - CIMARRON 345 kV | 143 | 143 | LN BRIDGECR - SUNSHI1 138 kV | LN MINCO - CIMARRON 345 kV | 2019-10-31 07:33 | 2020-04-30 23:52 | LN: WFEC.WFEC.9457.A | LN: OKGE.OKGE.CIMARRON_345.A; CB: OKGE.OKGE.MINCO.DS.382L2; CB: OKGE.OKGE.MINCO.DS.337; CB: OKGE.OKGE.MINCO.DS.312L2; CB: OKGE.OKGE.MINCO.DS.301M; CB: OKGE.OKGE.MINCO.CB.312; CB: OKGE.OKGE.MINCO.CB.301; CB: OKGE.OKGE.CIMARRON.DS.384L1; CB: OKGE.OKGE.CIMARRON.DS.332; CB: OKGE.OKGE.CIMARRON.DS.304L1; CB: OKGE.OKGE.CIMARRON.CB.384; CB: OKGE.OKGE.CIMARRON.CB.304
25259 | TMP455_25259 | SWPP | INT | LN ERLSB - FIXICO 69 kV ftlo LN WELEETKA - FIXICO_T 138 kV | 39 | 49 | LN ERLSB - FIXICO 69 kV | LN WELEETKA - FIXICO_T 138 kV | 2019-10-29 20:09 | 2020-04-30 23:52 | LN: OKGE.OKGE.8969.A | LN: CSWS.CSWS.FIXICO1.A; LN: CSWS.CSWS.FIXICO.A; LN: CSWS.CSWS.81_842.A; CB: OKGE.OKGE.FIXICO.DS.106L; CB: OKGE.OKGE.FIXICO.CB.106; CB: CSWS.CSWS.WELEETKA.CB.1301A; CB: CSWS.CSWS.FIXICO_T.DS.5135; CB: CSWS.CSWS.FIXICO_T.DS.5134M; CB: CSWS.CSWS.FIXICO_T.DS.5133M; CB: CSWS.CSWS.EARLSBRH.DS.1399; CB: CSWS.CSWS.EARLSBRH.CB.1313A; CB: CSWS.CSWS.EARLSBRH.CB.1309A
25253 | TMP468_25253 | SWPP | INT | LN NICHSUB - GRAPVINE 230 kV ftlo XF TUCO 230/345 kV | 319 | 319 | LN NICHSUB - GRAPVINE 230 kV | XF TUCO 230/345 kV | 2019-10-26 01:44 | 2020-04-30 23:52 | LN: SPS.SPS.NICHSGRAPV23_1.1 | XF: SPS.SPS.TUCO.T2.TUC_230XFMR_S; CB: SPS.SPS.TUCO.DS.NR04; CB: SPS.SPS.TUCO.DS.NR03; CB: SPS.SPS.TUCO.DS.NR02; CB: SPS.SPS.TUCO.DS.NK71; CB: SPS.SPS.TUCO.CB.NR05; CB: SPS.SPS.TUCO.CB.NR00; CB: SPS.SPS.TUCO.CB.NK75; CB: SPS.SPS.TUCO.CB.NK70
25251 | TMP473_25251 | SWPP | RCF | XF SUB3456 345/1 kV ftlo LN SUB3456 - CBLUFFS 345 kV | 475 | 500 | XF SUB3456 345/1 kV | LN SUB3456 - CBLUFFS 345 kV | 2019-10-25 18:20 | 2020-04-30 23:52 | XF: OPPD.OPPD.SUB3456.T4.T4_H | LN: MEC.MEC.SUB34CBLUF34_1.1; CB: OPPD.OPPD.SUB3456.CB.CB6; CB: OPPD.OPPD.SUB3456.CB.CB5; CB: MEC.MEC.CBLUFFS.CB.WL923_SW
25242 | TMP451_25242 | SWPP | INT | XF LELANDO 345/230 kV ftlo XF LELANDO 13.8/1 kV | 500 | 625 | XF LELANDO 345/230 kV | XF LELANDO 13.8/1 kV | 2019-10-24 07:26 | 2020-04-30 23:52 | XF: WAUE.WAUE.LELANDO.KVA2.KVA2 | XF: WAUE.WAUE.LELANDO.VA11.KVA13; XF: WAUE.WAUE.LELANDO.VA11.KVA12; XF: WAUE.WAUE.LELANDO.VA11.KVA11; CB: WAUE.WAUE.LELANDO.CB.6323; CB: WAUE.WAUE.LELANDO.CB.6122; CB: WAUE.WAUE.LELANDO.CB.2394; CB: WAUE.WAUE.LELANDO.CB.1381
25238 | TMP474_25238 | SWPP | INT | LN BULL_SHL - BUFRDTP5 161 kV ftlo LN WH_BLF - KEO 500 kV | 218 | 218 | LN BULL_SHL - BUFRDTP5 161 kV | LN WH_BLF - KEO 500 kV | 2019-10-22 23:45 | 2020-04-30 23:52 | LN: SPA.SPA.7332B.B | LN: EES.EES.WH_BLF_KEO___8.A; CB: EES.EES.WH_BLF.MOS.B7934; CB: EES.EES.WH_BLF.MOS.B7904; CB: EES.EES.WH_BLF.MOS.B4979; CB: EES.EES.WH_BLF.GCB.B7903; CB: EES.EES.WH_BLF.GCB.B7900; CB: EES.EES.KEO.MOS.B7949; CB: EES.EES.KEO.MOS.B4920; CB: EES.EES.KEO.MOS.B4912; CB: EES.EES.KEO.GCB.B4921; CB: EES.EES.KEO.GCB.B4911
25001 | TMP449_25001 | SWPP | INT | LN ARCAD7 - JONES_KA 138 kV ftlo LN ARCAD7 - RNDBARN4 138 kV | 268 | 308 | LN ARCAD7 - JONES_KA 138 kV | LN ARCAD7 - RNDBARN4 138 kV | 2019-07-31 16:50 | 2020-04-30 23:52 | LN: OKGE.OKGE.8805.A | LN: OKGE.OKGE.8734.A
25164 | TMP499_25164 | SWPP | RCF | LN EXIRAWA - ANTA_TP 161 kV ftlo LN BVRCRFBC - GRIMES 345 kV | 207 | 207 | LN EXIRAWA - ANTA_TP 161 kV | LN BVRCRFBC - GRIMES 345 kV | 2019-10-01 15:22 | 2020-04-30 23:52 | LN: WAUE.WAUE.EXIRAANTA_16_1.1 | LN: MEC.MEC.BVRCRGRIME34_1.1; CB: MEC.MEC.GRIMES.SWI.DGG945L; CB: MEC.MEC.GRIMES.SWI.DGG905A; CB: MEC.MEC.GRIMES.SWI.DGG904C; CB: MEC.MEC.GRIMES.CB.DGG905; CB: MEC.MEC.GRIMES.CB.DGG904; CB: MEC.MEC.BVRCRFBC.SW.DGQ922L; CB: MEC.MEC.BVRCRFBC.SW.DGQ903A; CB: MEC.MEC.BVRCRFBC.SW.DGQ902C; CB: MEC.MEC.BVRCRFBC.CB.DGQ903; CB: MEC.MEC.BVRCRFBC.CB.DGQ902
25166 | TMP489_25166 | SWPP | RCF | LN BRN331 - OZRK_B 161 kV ftlo LN MUSKOGEE - FTSMTH 345 kV | 112 | 112 | LN BRN331 - OZRK_B 161 kV | LN MUSKOGEE - FTSMTH 345 kV | 2019-10-02 15:15 | 2020-04-30 23:52 | LN: EDE.EDE.11354.A | LN: OKGE.OKGE.9099.A; CB: OKGE.OKGE.MUSKOGEE.DS.385L2; CB: OKGE.OKGE.MUSKOGEE.DS.332; CB: OKGE.OKGE.MUSKOGEE.DS.315L2; CB: OKGE.OKGE.MUSKOGEE.CB.385; CB: OKGE.OKGE.MUSKOGEE.CB.315; CB: OKGE.OKGE.FTSMTH.DS.386L2; CB: OKGE.OKGE.FTSMTH.DS.385L2; CB: OKGE.OKGE.FTSMTH.DS.336; CB: OKGE.OKGE.FTSMTH.DS.316L2; CB: OKGE.OKGE.FTSMTH.CB.386; CB: OKGE.OKGE.FTSMTH.CB.385
25416 | TMP497_25416 | SWPP | INT | LN SP-ERSK3 - CARLISLE 115 kV ftlo LN TUCO - CARLISLE 230 kV | 104 | 114 | LN SP-ERSK3 - CARLISLE 115 kV | LN TUCO - CARLISLE 230 kV | 2020-01-02 23:40 | 2020-04-30 23:52 | LN: SPS.SPS.INDIACARLI11_1.B | LN: SPS.SPS.135.1; CB: SPS.SPS.TUCO.DS.NK23; CB: SPS.SPS.TUCO.DS.NK22; CB: SPS.SPS.TUCO.CB.NK50; CB: SPS.SPS.TUCO.CB.NK21; CB: SPS.SPS.CARLISLE.DS.7K261; CB: SPS.SPS.CARLISLE.DS.7K256; CB: SPS.SPS.CARLISLE.CB.7K260; CB: SPS.SPS.CARLISLE.CB.7K255
25411 | TMP498_25411 | SWPP | RCF | LN NSES - RAM452 161 kV ftlo XF N345 345/1 kV | 205 | 243 | LN NSES - RAM452 161 kV | XF N345 345/1 kV | 2019-12-31 16:57 | 2020-04-30 23:52 | LN: WR.WR.10291.A | XF: WR.WR.N345.1043.N345_2H; LN: AECI.AECI.BLCKBRY_NEOSH.A; CB: WR.WR.N345.CB.345-120; CB: WR.WR.N345.CB.345-110; CB: WR.WR.N345.CB.345-100; CB: AECI.AECI.BLACKBRY.CB.656; CB: AECI.AECI.BLACKBRY.CB.650
25488 | TMP513_25488 | SWPP | INT | LN PIRKEY - MARSHAL 138 kV ftlo LN PIRKEY - DIANA 345 kV | 489 | 555 | LN PIRKEY - MARSHAL 138 kV | LN PIRKEY - DIANA 345 kV | 2020-02-14 18:59 | 2020-04-30 23:52 | LN: CSWS.CSWS.930.A | LN: CSWS.CSWS.895.A; CB: CSWS.CSWS.PIRKEY.MOABS.12075; CB: CSWS.CSWS.PIRKEY.DS.13432; CB: CSWS.CSWS.PIRKEY.DS.12363; CB: CSWS.CSWS.PIRKEY.CB.13430; CB: CSWS.CSWS.PIRKEY.CB.12360; CB: CSWS.CSWS.DIANA.MOABS.11903; CB: CSWS.CSWS.DIANA.MOABS.10224; CB: CSWS.CSWS.DIANA.GCB.11910; CB: CSWS.CSWS.DIANA.GCB.11900
25516 | TMP505_25516 | SWPP | INT | XF WICH 345/138 kV ftlo LN RENO - WICH 345 kV | 400 | 430 | XF WICH 345/138 kV | LN RENO - WICH 345 kV | 2020-02-26 15:54 | 2020-04-30 23:52 | XF: WR.WR.WICH.1064.WICH_11 | LN: WR.WR.RENO_WICH.A; LN: WR.WR.BENTWICH34_1.1
25511 | TMP504_25511 | SWPP | INT | LN THREE - CHLOC 69 kV ftlo LN MDFRDTP4 - RENFROW7 138 kV | 45 | 60 | LN THREE - CHLOC 69 kV | LN MDFRDTP4 - RENFROW7 138 kV | 2020-02-25 16:27 | 2020-04-30 23:52 | LN: OKGE.OKGE.8659.A | LN: OKGE.OKGE.RENFROW_MEDFRD.A; LN: OKGE.OKGE.MEDFORD_WFEC.A; LN: OKGE.OKGE.MDFRDTP_RDRUNN.A; CB: WFEC.WFEC.MEDFRDWF.DS.565; CB: WFEC.WFEC.MEDFRDWF.DS.563; CB: WFEC.WFEC.MEDFRDWF.DS.561; CB: WFEC.WFEC.MEDFRDWF.CB.75; CB: OKGE.OKGE.RENFROW7.DS.182L2; CB: OKGE.OKGE.RENFROW7.DS.137; CB: OKGE.OKGE.RENFROW7.DS.112L2; CB: OKGE.OKGE.RENFROW7.CB.182; CB: OKGE.OKGE.RENFROW7.CB.112; CB: OKGE.OKGE.RDRUNNR4.DS.185M; CB: OKGE.OKGE.RDRUNNR4.DS.184L; CB: OKGE.OKGE.RDRUNNR4.DS.134; CB: OKGE.OKGE.RDRUNNR4.CB.185; CB: OKGE.OKGE.RDRUNNR4.CB.184; CB: OKGE.OKGE.MDFRDTP4.DS.133; CB: OKGE.OKGE.MDFRDTP4.DS.131; CB: OKGE.OKGE.MDFRDTP4.DS.130
25502 | TMP522_25502 | SWPP | INT | XF ONETA 345/138 kV ftlo XF ONETA 345/138 kV | 675 | 675 | XF ONETA 345/138 kV | XF ONETA 345/138 kV | 2020-02-20 18:49 | 2020-04-30 23:52 | XF: CSWS.CSWS.ONETA.2050.5 | XF: CSWS.CSWS.ONETA.2049.2; XF: CSWS.CSWS.ONETA.2048.1
25388 | TMP482_25388 | SWPP | INT | LN SUTHLND - PAXTON 115 kV ftlo LN G_GENT1 - KEYSTONE 345 kV | 108 | 108 | LN SUTHLND - PAXTON 115 kV | LN G_GENT1 - KEYSTONE 345 kV | 2019-12-13 22:20 | 2020-04-30 23:52 | LN: NPPD.NPPD.PAXTOSUTHL11_1.1 | LN: NPPD.NPPD.NP_3509.A; CB: NPPD.NPPD.KEYSTONE.DS.3310-D2; CB: NPPD.NPPD.KEYSTONE.DS.3308-D2; CB: NPPD.NPPD.KEYSTONE.DS.3304-D1; CB: NPPD.NPPD.KEYSTONE.CB.3310; CB: NPPD.NPPD.KEYSTONE.CB.3304; CB: NPPD.NPPD.G_GENT1.DIS.3509-D1; CB: NPPD.NPPD.G_GENT1.DIS.3342-D1; CB: NPPD.NPPD.G_GENT1.DIS.3318-D1; CB: NPPD.NPPD.G_GENT1.DIS.3316-D2; CB: NPPD.NPPD.G_GENT1.CB.3342; CB: NPPD.NPPD.G_GENT1.CB.3318; CB: NPPD.NPPD.G_GENT1.CB.3316
25350 | TMP495_25350 | SWPP | INT | LN B_SPRGS - BRULE 115 kV ftlo LN SIDNEYM - KEYSTONE 345 kV | 120 | 120 | LN B_SPRGS - BRULE 115 kV | LN SIDNEYM - KEYSTONE 345 kV | 2019-12-02 17:21 | 2020-04-30 23:52 | LN: NPPD.NPPD.BRULEB_SPR11_1.1 | LN: WAUE.WAUE.SIDNEKEYST34_1.1; CB: WAUE.WAUE.SIDNEYM.CB.2299; CB: WAUE.WAUE.SIDNEYM.CB.2297; CB: WAUE.WAUE.SIDNEYM.CB.2292; CB: WAUE.WAUE.SIDNEYM.CB.2196; CB: NPPD.NPPD.KEYSTONE.DS.3312-D2; CB: NPPD.NPPD.KEYSTONE.DS.3310-D1; CB: NPPD.NPPD.KEYSTONE.CB.3312; CB: NPPD.NPPD.KEYSTONE.CB.3310
24572 | TMP486_24572 | SWPP | INT | LN SHEFFLD - SAND_SPG 138 kV ftlo LN WEKIWA - SAPULPA 345 kV | 188 | 202 | LN SHEFFLD - SAND_SPG 138 kV | LN WEKIWA - SAPULPA 345 kV | 2019-02-23 16:28 | 2020-04-30 23:52 | LN: CSWS.CSWS.2058.A | LN: CSWS.CSWS.90-927.A; CB: CSWS.CSWS.WEKIWA.CS.3419; CB: CSWS.CSWS.WEKIWA.CS.3407; CB: CSWS.CSWS.SAPULPA.SW.3418; CB: CSWS.CSWS.SAPULPA.SW.3415; CB: CSWS.CSWS.SAPULPA.CB.3417A; CB: CSWS.CSWS.SAPULPA.CB.3413A
25498 | TMP525_25498 | SWPP | INT | LN GRISLD1 - ST_LIB 115 kV ftlo LN GI_SUB-D - GI_SUB-J 115 kV | 121 | 133 | LN GRISLD1 - ST_LIB 115 kV | LN GI_SUB-D - GI_SUB-J 115 kV | 2020-02-19 18:26 | 2020-04-30 23:52 | LN: NPPD.NPPD.ST_LIB_GRISLD1.A | LN: NPPD.NPPD.SUB-D_SUB-J.A; CB: NPPD.NPPD.GI_SUB-J.DS.J-12S; CB: NPPD.NPPD.GI_SUB-J.DS.J-12L; CB: NPPD.NPPD.GI_SUB-J.DS.J-11E; CB: NPPD.NPPD.GI_SUB-J.CB.J-12; CB: NPPD.NPPD.GI_SUB-J.CB.J-11; CB: NPPD.NPPD.GI_SUB-D.DS.D-13W; CB: NPPD.NPPD.GI_SUB-D.DS.D-11L; CB: NPPD.NPPD.GI_SUB-D.CB.D-13; CB: NPPD.NPPD.GI_SUB-D.CB.D-11
25479 | TMP524_25479 | SWPP | INT | XF HAWTHORN 345/161 kV ftlo XF NASHUA 13.8/1 kV | 500 | 550 | XF HAWTHORN 345/161 kV | XF NASHUA 13.8/1 kV | 2020-02-09 09:24 | 2020-04-30 23:52 | XF: KCPL.KCPL.HAWTHORN.XF20.XF20 | XF: KCPL.KCPL.NASHUA.T1.T1_T; XF: KCPL.KCPL.NASHUA.T1.T1_L; XF: KCPL.KCPL.NASHUA.T1.T1_H; CB: KCPL.KCPL.NASHUA.SW.L_SW_388; CB: KCPL.KCPL.NASHUA.DS.622; CB: KCPL.KCPL.NASHUA.DS.522; CB: KCPL.KCPL.NASHUA.DS.2299; CB: KCPL.KCPL.NASHUA.DS.2277; CB: KCPL.KCPL.NASHUA.DS.2255; CB: KCPL.KCPL.NASHUA.DS.2233; CB: KCPL.KCPL.NASHUA.CB.R9-22; CB: KCPL.KCPL.NASHUA.CB.R8-22; CB: KCPL.KCPL.NASHUA.CB.R4-22; CB: KCPL.KCPL.NASHUA.CB.R2-22
25697 | TMP405_25697 | SWPP | INT | XF WILKES 345/138 kV ftlo LN WILKES - LONGWOO 345 kV | 458 | 458 | XF WILKES 345/138 kV | LN WILKES - LONGWOO 345 kV | 2020-05-28 19:38 | 2020-05-28 20:25 | XF: CSWS.CSWS.WILKES.978.345_138 | LN: CSWS.CSWS.858.A; CB: CSWS.CSWS.WILKES.MOABS.1P96; CB: CSWS.CSWS.WILKES.CB.1W10; CB: CSWS.CSWS.WILKES.CB.1R30; CB: CSWS.CSWS.LONGWOO.MOABS.6517; CB: CSWS.CSWS.LONGWOO.CB.1N70; CB: CSWS.CSWS.LONGWOO.CB.1N60
25698 | TMP482_25698 | SWPP | INT | LN THREE - CHLOC 69 kV ftlo LN PECKHAM - N_BRAMAN 138 kV | 45 | 57 | LN THREE - CHLOC 69 kV | LN PECKHAM - N_BRAMAN 138 kV | 2020-05-31 04:02 | 2020-05-31 06:44 | LN: OKGE.OKGE.8659.A | LN: WFEC.WFEC.8674.A; LN: OKGE.OKGE.PECKHAM_MIDLND.A; LN: OKGE.OKGE.NUKRKAT4_NUKRK.A; LN: OKGE.OKGE.NUKRKAT4_KILDR.A; LN: OKGE.OKGE.NEWKIRK_WFEC.A; LN: OKGE.OKGE.MID_CHILOCCO.A; LN: OKGE.OKGE.8676.A; LN: OKGE.OKGE.8673.A; LN: OKGE.OKGE.8672.A; LN: OKGE.OKGE.8669.A; CB: WR.WR.CRSW.DS.138-1042; CB: WR.WR.CRSW.DS.138-1041; CB: WR.WR.CRSW.CB.138-1044; CB: WR.WR.CRSW.CB.138-1040; CB: WFEC.WFEC.NEWKRKWF.DS.75; CB: WFEC.WFEC.CHILOCCO.DS.PH_LD1; CB: OKGE.OKGE.WHEGL.CB.136; CB: OKGE.OKGE.PECKHAM.SW.139; CB: OKGE.OKGE.PECKHAM.SW.138; CB: OKGE.OKGE.PECKHAM.SW.135; CB: OKGE.OKGE.NUKRKAT4.DS.138; CB: OKGE.OKGE.NUKRKAT4.DS.135; CB: OKGE.OKGE.NUKRKAT4.DS.130; CB: OKGE.OKGE.NUKRK.DS.137; CB: OKGE.OKGE.NUKRK.DS.132; CB: OKGE.OKGE.NUKRK.DS.131; CB: OKGE.OKGE.MIDLTNTP.DS.137; CB: OKGE.OKGE.MIDLTNTP.DS.133; CB: OKGE.OKGE.MIDLTNTP.DS.130; CB: OKGE.OKGE.KILDR.DS.136; CB: OKGE.OKGE.KILDR.DS.134; CB: OKGE.OKGE.KILDR.DS.133; CB: OKGE.OKGE.CKSKI1.DS.109L; CB: OKGE.OKGE.CKSKI1.CB.109
25628 | TMP423_25628 | SWPP | INT | LN OZRK_B - OMAHA 161 kV ftlo LN OSAGE_1 - GRANVW 161 kV | 162 | 162 | LN OZRK_B - OMAHA 161 kV | LN OSAGE_1 - GRANVW 161 kV | 2020-04-27 01:03 | 2020-05-31 23:53 | LN: EDE.EDE.OZRK_B-OMAHA_5.A | LN: EES.EES.GRANVW_OSAGE_5.A; LN: EES.EES.BERRYV_OSAGE_5.A; LN: EES.EES.BERRYV_GR_FR25.A; LN: CSWS.CSWS.EUREKA_OSAGE_5.A; CB: EES.EES.OSAGE_1.GCB.B7245; CB: EES.EES.OSAGE_1.GCB.B5585; CB: EES.EES.OSAGE_1.GCB.B2825; CB: EES.EES.OSAGE_1.GCB.029_02; CB: EES.EES.OSAGE_1.DSC.B7299; CB: EES.EES.OSAGE_1.DSC.B5598; CB: EES.EES.OSAGE_1.DSC.B2897; CB: EES.EES.GRANVW.MOLDS.B6773; CB: EES.EES.GRANVW.GCB.B2755; CB: EES.EES.GRANVW.GCB.B2735; CB: EES.EES.GR_FR2.LBS.B7736; CB: EES.EES.BERRYV.SW.B8570; CB: EES.EES.BERRYV.SW.B7677; CB: EES.EES.BERRYV.MOS.B6377; CB: EES.EES.BERRYV.MOFIS.B0130; CB: EES.EES.BERRYV.LSS.B8977; CB: EES.EES.BERRYV.GIS.B7898; CB: EES.EES.BERRYV.GIS.B7820; CB: CSWS.CSWS.EUREKASP.OCB.1H60
3008 | MOBOVEKINXFR | MISO | RCF | LN MOB - OVER 161 kV ftlo XF KINGDOM 345/161 kV | 290 | 290 | LN MOB - OVER 161 kV | XF KINGDOM 345/161 kV | 2014-09-30 19:24 | 2020-06-15 22:33 | LN: AMRN.AMRN.OVRT-MOB-1.A | XF: AECI.AECI.KINGDOM.T1.T1; LN: AMRN.AMRN.AECI-MCRD.A; LN: AECI.AECI.TH_HIL-MCCRED.A; LN: AECI.AECI.KNGDM-MCCREDIE.A
3657 | OVEXFRMCCOVE | MISO_C | RCF | XF OVER 345/161 kV ftlo LN MCRD - OVER 345 kV | 560 | 560 | XF OVER 345/161 kV | LN MCRD - OVER 345 kV | 2019-03-14 14:34 | 2020-06-15 22:38 | XF: AMRN.AMRN.OVER.X345.XFMR_1_345 | LN: AMRN.AMRN.MTGY-OVER-5.B; LN: AMRN.AMRN.MTGY-OVER-5.A; LN: AMRN.AMRN.AECI-MCRD.A; CB: AMRN.AMRN.OVER.PCB.MTGY-OVER-5; CB: AMRN.AMRN.OVER.MO.MTGY-OVER-5_; CB: AMRN.AMRN.MTGY.PCB.POSN_V45_BU; CB: AMRN.AMRN.MTGY.PCB.POSN_V43_TI; CB: AMRN.AMRN.MCRD.SW.DUM2; CB: AMRN.AMRN.MCRD.SW.DUM1; CB: AMRN.AMRN.MCRD.SW.345KV_312L; CB: AECI.AECI.MCC2.CB.312
6530 | MOBMOBMCCRED | MISO | RCF | LN MOB_TAP - MOB 161 kV ftlo XF KINGDOM 161/345 kV | 328 | 328 | LN MOB_TAP - MOB 161 kV | XF KINGDOM 161/345 kV | 2015-08-13 16:23 | 2020-06-15 22:38 | LN: AMRN.AMRN.MOB_MOB_TP16_1.1 | XF: AECI.AECI.KINGDOM.T1.T1; LN: AMRN.AMRN.AECI-MCRD.A; LN: AECI.AECI.TH_HIL-MCCRED.A; LN: AECI.AECI.KNGDM-MCCREDIE.A
24767 | TEMP19_24767 | MISO | RCF | LN LYMT - GUTH 161 kV ftlo LN OVER - MCRD 345 kV | 317 | 323 | LN LYMT - GUTH 161 kV | LN OVER - MCRD 345 kV | 2019-04-27 11:35 | 2020-06-15 22:38 | LN: AMRN.AMRN.GUTH_LYMT_3.A | LN: AMRN.AMRN.MTGY-OVER-5.B; LN: AMRN.AMRN.MTGY-OVER-5.A; LN: AMRN.AMRN.AECI-MCRD.A; CB: AMRN.AMRN.OVER.PCB.MTGY-OVER-5; CB: AMRN.AMRN.OVER.MO.MTGY-OVER-5_; CB: AMRN.AMRN.MTGY.PCB.POSN_V45_BU; CB: AMRN.AMRN.MTGY.PCB.POSN_V43_TI; CB: AMRN.AMRN.MCRD.SW.DUM2; CB: AMRN.AMRN.MCRD.SW.DUM1; CB: AMRN.AMRN.MCRD.SW.345KV_312L; CB: AECI.AECI.MCC2.CB.312
23300 | TMP274_23300 | MISO | RCF | LN CALF - APCT 161 kV ftlo LN MCRD - OVER 345 kV | 290 | 290 | LN CALF - APCT 161 kV | LN MCRD - OVER 345 kV | 2017-11-24 02:32 | 2020-06-15 22:38 | LN: AMRN.AMRN.BARN-CALF-1.B | LN: AMRN.AMRN.MTGY-OVER-5.B; LN: AMRN.AMRN.MTGY-OVER-5.A; LN: AMRN.AMRN.AECI-MCRD.A; CB: AMRN.AMRN.OVER.PCB.MTGY-OVER-5; CB: AMRN.AMRN.OVER.MO.MTGY-OVER-5_; CB: AMRN.AMRN.MTGY.PCB.POSN_V45_BU; CB: AMRN.AMRN.MTGY.PCB.POSN_V43_TI; CB: AMRN.AMRN.MCRD.SW.DUM2; CB: AMRN.AMRN.MCRD.SW.DUM1; CB: AMRN.AMRN.MCRD.SW.345KV_312L; CB: AECI.AECI.MCC2.CB.312
25403 | TMP469_25403 | MISO | RCF | LN CWL_MCBN - MCBN 161 kV ftlo LN MCRD - OVER 345 kV | 249 | 249 | LN CWL_MCBN - MCBN 161 kV | LN MCRD - OVER 345 kV | 2019-12-22 19:26 | 2020-06-15 22:43 | LN: CWLD.CWLD.MCBN-MCBN_TP.A | LN: AMRN.AMRN.MTGY-OVER-5.B; LN: AMRN.AMRN.MTGY-OVER-5.A; LN: AMRN.AMRN.AECI-MCRD.A; CB: AMRN.AMRN.OVER.PCB.MTGY-OVER-5; CB: AMRN.AMRN.OVER.MO.MTGY-OVER-5_; CB: AMRN.AMRN.MTGY.PCB.POSN_V45_BU; CB: AMRN.AMRN.MTGY.PCB.POSN_V43_TI; CB: AMRN.AMRN.MCRD.SW.DUM2; CB: AMRN.AMRN.MCRD.SW.DUM1; CB: AMRN.AMRN.MCRD.SW.345KV_312L; CB: AECI.AECI.MCC2.CB.312
25220 | TMP488_25220 | MISO | RCF | LN OVER - MCBN 161 kV ftlo LN MCRD - OVER 345 kV | 297 | 335 | LN OVER - MCBN 161 kV | LN MCRD - OVER 345 kV | 2019-10-18 04:33 | 2020-06-15 22:43 | LN: AMRN.AMRN.LYMT_OVRT_3.B | LN: AMRN.AMRN.MTGY-OVER-5.B; LN: AMRN.AMRN.MTGY-OVER-5.A; LN: AMRN.AMRN.AECI-MCRD.A; CB: AMRN.AMRN.OVER.PCB.MTGY-OVER-5; CB: AMRN.AMRN.OVER.MO.MTGY-OVER-5_; CB: AMRN.AMRN.MTGY.PCB.POSN_V45_BU; CB: AMRN.AMRN.MTGY.PCB.POSN_V43_TI; CB: AMRN.AMRN.MCRD.SW.DUM2; CB: AMRN.AMRN.MCRD.SW.DUM1; CB: AMRN.AMRN.MCRD.SW.345KV_312L; CB: AECI.AECI.MCC2.CB.312
25679 | TMP530_25679 | MISO | RCF | LN MERRICRT - ELLENDL2 230 kV ftlo LN FOXTAIL - ELLENDL2 230 kV | 383 | 465 | LN MERRICRT - ELLENDL2 230 kV | LN FOXTAIL - ELLENDL2 230 kV | 2020-05-20 10:33 | 2020-06-26 17:40 | LN: MDU.MDU.ELLN2MERRI23_1.1 | LN: MDU.MDU.ELLN2FOXTA23_1.1; LN: MDU.MDU.ELLN2FOXTA23_1.1; CB: MDU.MDU.FOXTAIL.SWI.2913; CB: MDU.MDU.FOXTAIL.SWI.2913; CB: MDU.MDU.FOXTAIL.SWI.2911; CB: MDU.MDU.FOXTAIL.SWI.2911; CB: MDU.MDU.FOXTAIL.SWI.2909; CB: MDU.MDU.FOXTAIL.SWI.2909; CB: MDU.MDU.FOXTAIL.SWI.2908; CB: MDU.MDU.FOXTAIL.SWI.2908; CB: MDU.MDU.FOXTAIL.SWI.2907; CB: MDU.MDU.FOXTAIL.SWI.2907; CB: MDU.MDU.FOXTAIL.CB.2914; CB: MDU.MDU.FOXTAIL.CB.2914; CB: MDU.MDU.FOXTAIL.CB.2906; CB: MDU.MDU.FOXTAIL.CB.2906; CB: MDU.MDU.ELLENDL2.SWI.4926; CB: MDU.MDU.ELLENDL2.SWI.4922; CB: MDU.MDU.ELLENDL2.SWI.4921; CB: MDU.MDU.ELLENDL2.CB.4927; CB: MDU.MDU.ELLENDL2.CB.4923
5668 | BANLLACHACLR | SWPP | INT | LN BA_NORTH - E_21_TP 138 kV ftlo LN CLRKSVLE - CHAMBERS 345 kV | 212 | 212 | LN BA_NORTH - E_21_TP 138 kV | LN CLRKSVLE - CHAMBERS 345 kV | 2018-07-02 22:54 | 2020-06-30 23:52 | LN: CSWS.CSWS.2022.A | LN: CSWS.CSWS.CLRKSV_CHAMBE1.A; CB: CSWS.CSWS.CLRKSVLE.DISC.3422; CB: CSWS.CSWS.CLRKSVLE.DISC.3414; CB: CSWS.CSWS.CLRKSVLE.CB.3421A; CB: CSWS.CSWS.CLRKSVLE.CB.3401A; CB: CSWS.CSWS.CHAMBERS.SW.13855; CB: CSWS.CSWS.CHAMBERS.GCB.12720; CB: CSWS.CSWS.CHAMBERS.DS.15592; CB: CSWS.CSWS.CHAMBERS.DS.13852; CB: CSWS.CSWS.CHAMBERS.DS.12723; CB: CSWS.CSWS.CHAMBERS.CB.15590; CB: CSWS.CSWS.CHAMBERS.CB.13850
5669 | DUNRENHSLMID | SWPP | INT | LN DUNJEE - RENO1 138 kV ftlo LN HSL1 - MIDWYOG 138 kV | 287 | 287 | LN DUNJEE - RENO1 138 kV | LN HSL1 - MIDWYOG 138 kV | 2018-07-02 22:54 | 2020-06-30 23:52 | LN: OKGE.OKGE.8847.A | LN: OKGE.OKGE.8846.A
5690 | HALTUCSWITUC | SWPP | INT | LN HALE_CO - TUCO 115 kV ftlo LN SWISHER - TUCO 230 kV | 80 | 80 | LN HALE_CO - TUCO 115 kV | LN SWISHER - TUCO 230 kV | 2018-07-02 23:05 | 2020-06-30 23:52 | LN: SPS.SPS.TUCOHALE_11_1.1 | LN: SPS.SPS.113.1; CB: SPS.SPS.TUCO.DS.NK24; CB: SPS.SPS.TUCO.DS.NK13; CB: SPS.SPS.TUCO.CB.NK45; CB: SPS.SPS.TUCO.CB.NK12; CB: SPS.SPS.SWISHER.CB.NK140; CB: SPS.SPS.SWISHER.CB.NK135
5228 | IATSTRNASHAW | SWPP | RCF | LN IATAN - STRA 345 kV ftlo LN NASHUA - HAWTHORN 345 kV | 1195 | 1195 | LN IATAN - STRA 345 kV | LN NASHUA - HAWTHORN 345 kV | 2016-10-01 | 2020-06-30 23:52 | LN: KCPL.KCPL.IATAN__STR_CR1.1 | LN: KCPL.KCPL.NASHUA_HAWTH.A; CB: KCPL.KCPL.NASHUA.DS.1199; CB: KCPL.KCPL.NASHUA.DS.1188; CB: KCPL.KCPL.NASHUA.DS.1177; CB: KCPL.KCPL.NASHUA.CB.R9-11; CB: KCPL.KCPL.NASHUA.CB.R2-11; CB: KCPL.KCPL.HAWTHORN.SW.L_SW_118; CB: KCPL.KCPL.HAWTHORN.DS.DISC_116; CB: KCPL.KCPL.HAWTHORN.DS.DISC_115; CB: KCPL.KCPL.HAWTHORN.CB.BKR_R11-; CB: KCPL.KCPL.HAWTHORN.CB.BKR_R11-
5050 | NASHAWIATSTR | SWPP | RCF | LN NASHUA - HAWTHORN 345 kV ftlo LN IATAN - STRA 345 kV | 1432 | 1434 | LN NASHUA - HAWTHORN 345 kV | LN IATAN - STRA 345 kV | 2018-02-08 21:03 | 2020-06-30 23:52 | LN: KCPL.KCPL.NASHUA_HAWTH.A | LN: KCPL.KCPL.IATAN__STR_CR1.1; CB: WR.WR.STRA.DS.345-101; CB: WR.WR.STRA.CB.345-99; CB: WR.WR.STRA.CB.345-98; CB: KCPL.KCPL.IATAN.DS.1099; CB: KCPL.KCPL.IATAN.DS.1088; CB: KCPL.KCPL.IATAN.DS.1077; CB: KCPL.KCPL.IATAN.CB.R6-10; CB: KCPL.KCPL.IATAN.CB.R2G-10
3316 | MRYCLAATCBOO | MISO_N | INT | LN MRYVL_SJ - CLARNDA 161 kV ftlo LN ATCHISNM - ORENTDRT 345 kV | 167 | 168 | LN MRYVL_SJ - CLARNDA 161 kV | LN ATCHISNM - ORENTDRT 345 kV | 2015-02-21 21:11 | 2020-06-30 23:52 | LN: MEC.MEC.MRYVLCLARN16_1.A | LN: MEC.MEC.ATCHIORENT34_1.1; CB: MEC.MEC.ORENTDRT.SW.DRT922L; CB: MEC.MEC.ORENTDRT.SW.DRT903A; CB: MEC.MEC.ORENTDRT.SW.DRT902C; CB: MEC.MEC.ORENTDRT.CB.DRT903; CB: MEC.MEC.ORENTDRT.CB.DRT902; CB: MEC.MEC.ATCHISNM.SWI.912L; CB: MEC.MEC.ATCHISNM.SWI.905B; CB: MEC.MEC.ATCHISNM.SWI.902A; CB: MEC.MEC.ATCHISNM.SWI.901A; CB: MEC.MEC.ATCHISNM.CB.905; CB: MEC.MEC.ATCHISNM.CB.902
5671 | MUSDENMUSDEN | SWPP | INT | LN MSTNG - DENVER_C 115 kV ftlo LN MSTNG - DENVER_C 115 kV | 237 | 310 | LN MSTNG - DENVER_C 115 kV | LN MSTNG - DENVER_C 115 kV | 2018-07-02 23:05 | 2020-06-30 23:52 | LN: SPS.SPS.MSTNG_DENVER_2.A | LN: SPS.SPS.MSTNG_DENVER_1.A; CB: SPS.SPS.MSTNG.DS.D927; CB: SPS.SPS.MSTNG.DS.D924; CB: SPS.SPS.MSTNG.DS.D922; CB: SPS.SPS.MSTNG.CB.D925; CB: SPS.SPS.MSTNG.CB.D920; CB: SPS.SPS.DENVER_C.DS.DCYW931CI; CB: SPS.SPS.DENVER_C.CB.DCYW930CI
5604 | ROSSTEELPROS | SWPP | INT | LN ROSE - STEA 138 kV ftlo LN ROSE - ELPA 138 kV | 287 | 287 | LN ROSE - STEA 138 kV | LN ROSE - ELPA 138 kV | 2018-08-24 02:54 | 2020-06-30 23:52 | LN: WR.WR.4319.1 | LN: WR.WR.79.1; CB: WR.WR.ROSE.DS.138-15; CB: WR.WR.ROSE.CB.138-20; CB: WR.WR.ROSE.CB.138-10; CB: WR.WR.ELPA.CB.138-16
5591 | PLXSUNTOLYOA | SWPP | INT | LN PLXSUB - SUNDOWN2 230 kV ftlo LN NEEDMORE - YOAKUM 230 kV | 497 | 547 | LN PLXSUB - SUNDOWN2 230 kV | LN NEEDMORE - YOAKUM 230 kV | 2018-07-16 08:31 | 2020-06-30 23:52 | LN: SPS.SPS.125.1 | LN: SPS.SPS.NEEDMORE_YOAKU.A; LN: SPS.SPS.NEEDMORE_YOAKU.A; CB: SPS.SPS.YOAKUM.DS.6K209; CB: SPS.SPS.YOAKUM.DS.6K208; CB: SPS.SPS.YOAKUM.DS.6K206; CB: SPS.SPS.YOAKUM.CB.6K210; CB: SPS.SPS.YOAKUM.CB.6K205; CB: SPS.SPS.NEEDMORE.DS.6M156; CB: SPS.SPS.NEEDMORE.DS.6M156; CB: SPS.SPS.NEEDMORE.DS.6M151; CB: SPS.SPS.NEEDMORE.DS.6M151; CB: SPS.SPS.NEEDMORE.CB.6M155; CB: SPS.SPS.NEEDMORE.CB.6M155; CB: SPS.SPS.NEEDMORE.CB.6M150; CB: SPS.SPS.NEEDMORE.CB.6M150
5586 | PRABLSDUNSIB | SWPP | INT | LN PRALEE - BLSPS 161 kV ftlo LN SIBLEY - DUNC_MPS 161 kV | 327 | 347 | LN PRALEE - BLSPS 161 kV | LN SIBLEY - DUNC_MPS 161 kV | 2018-09-25 14:10 | 2020-06-30 23:52 | LN: MPS.MPS.10995.A | LN: MPS.MPS.10982.A; CB: MPS.MPS.SIBLEY.DS.488; CB: MPS.MPS.SIBLEY.CB.R3-4; CB: MPS.MPS.SIBLEY.CB.R2-4; CB: MPS.MPS.DUNC_MPS.DS.499; CB: MPS.MPS.DUNC_MPS.DS.488; CB: MPS.MPS.DUNC_MPS.DS.477; CB: MPS.MPS.DUNC_MPS.CB.R4-12; CB: MPS.MPS.DUNC_MPS.CB.R3-4
5207 | REDARCREDARC | SWPP | CFG | LN REDBUD - ARCAD7 345 kV ftlo LN REDBUD - ARCAD7 345 kV | 1555 | 1684 | LN REDBUD - ARCAD7 345 kV | LN REDBUD - ARCAD7 345 kV | 2018-03-31 23:55 | 2020-06-30 23:52 | LN: OKGE.OKGE.ARCAD_REDBUD_1.A | LN: OKGE.OKGE.ARCAD_REDBUD_2.A; CB: OKGE.OKGE.REDBUD.DS.334; CB: OKGE.OKGE.REDBUD.CB.386; CB: OKGE.OKGE.REDBUD.CB.381; CB: OKGE.OKGE.ARCAD7.DS.382L1; CB: OKGE.OKGE.ARCAD7.DS.331; CB: OKGE.OKGE.ARCAD7.DS.302L1; CB: OKGE.OKGE.ARCAD7.CB.382; CB: OKGE.OKGE.ARCAD7.CB.302
23194 | TEMP33_23194 | SWPP | INT | LN OSAGE_OG - WEBBTAP4 138 kV ftlo LN SONR1 - CLEVLND7 345 kV | 152 | 180 | LN OSAGE_OG - WEBBTAP4 138 kV | LN SONR1 - CLEVLND7 345 kV | 2017-10-19 14:56 | 2020-06-30 23:52 | LN: CSWS.CSWS.OSAGE.B | LN: GRDA.GRDA.SONR_CLEVLND.A; CB: OKGE.OKGE.SONR1.SW.385L2; CB: OKGE.OKGE.SONR1.SW.377; CB: OKGE.OKGE.SONR1.SW.315L2; CB: OKGE.OKGE.SONR1.CB.385; CB: OKGE.OKGE.SONR1.CB.315; CB: GRDA.GRDA.CLEVLND7.DS.110; CB: GRDA.GRDA.CLEVLND7.DS.109; CB: GRDA.GRDA.CLEVLND7.CB.13380; CB: GRDA.GRDA.CLEVLND7.CB.13280
24114 | TEMP32_24114 | SWPP | INT | LN LEC - LAWH 115 kV ftlo LN STRA - 87TH_ST 345 kV | 127 | 151 | LN LEC - LAWH 115 kV | LN STRA - 87TH_ST 345 kV | 2018-09-07 23:02 | 2020-06-30 23:52 | LN: WR.WR.3059.1 | LN: WR.WR.CRAIG__STR_CR1.B; CB: WR.WR.STRA.DS.345-102; CB: WR.WR.STRA.CB.345-99; CB: WR.WR.STRA.CB.345-100; CB: WR.WR.87TH_ST.DS.302; CB: WR.WR.87TH_ST.DS.299; CB: WR.WR.87TH_ST.DS.288; CB: WR.WR.87TH_ST.DS.287; CB: WR.WR.87TH_ST.CB.298; CB: WR.WR.87TH_ST.CB.289
24352 | TMP226_24352 | SWPP | INT | LN MATHWSN7 - NOWST1 345 kV ftlo LN MATHWSN7 - CIMARRON 345 kV | 1195 | 1195 | LN MATHWSN7 - NOWST1 345 kV | LN MATHWSN7 - CIMARRON 345 kV | 2018-11-22 18:46 | 2020-06-30 23:52 | LN: OKGE.OKGE.MATHWSN7_NOWST.A | LN: OKGE.OKGE.MATHWSN_CIMAR2.A; CB: OKGE.OKGE.MATHWSN7.DS.383L2; CB: OKGE.OKGE.MATHWSN7.DS.336; CB: OKGE.OKGE.MATHWSN7.DS.313L2; CB: OKGE.OKGE.MATHWSN7.CB.383; CB: OKGE.OKGE.MATHWSN7.CB.313; CB: OKGE.OKGE.CIMARRON.DS.383L2; CB: OKGE.OKGE.CIMARRON.DS.337; CB: OKGE.OKGE.CIMARRON.DS.313L2; CB: OKGE.OKGE.CIMARRON.CB.383; CB: OKGE.OKGE.CIMARRON.CB.313
23916 | TMP173_23916 | SWPP | INT | LN WASHIT1 - SW_STA 138 kV ftlo LN GRACMONT - LAW_ES 345 kV | 299 | 353 | LN WASHIT1 - SW_STA 138 kV | LN GRACMONT - LAW_ES 345 kV | 2018-06-02 13:31 | 2020-06-30 23:52 | LN: WFEC.WFEC.WASHIT_SWST.A | LN: OKGE.OKGE.LAWTON_MINCO.B; CB: OKGE.OKGE.GRACMONT.CB.383; CB: OKGE.OKGE.GRACMONT.CB.313; CB: CSWS.CSWS.LAW_ES.DS.3496; CB: CSWS.CSWS.LAW_ES.CB.3425A; CB: CSWS.CSWS.LAW_ES.CB.3413A
23991 | TMP257_23991 | SWPP | INT | LN MDWST - FRNKLN1 138 kV ftlo LN MINCO - GRACMONT 345 kV | 268 | 287 | LN MDWST - FRNKLN1 138 kV | LN MINCO - GRACMONT 345 kV | 2018-06-26 16:18 | 2020-06-30 23:52 | LN: WFEC.WFEC.8853.A | LN: OKGE.OKGE.LAWTON_MINCO.A; CB: OKGE.OKGE.MINCO.DS.381L2; CB: OKGE.OKGE.MINCO.DS.330; CB: OKGE.OKGE.MINCO.DS.311L2; CB: OKGE.OKGE.MINCO.CB.381; CB: OKGE.OKGE.MINCO.CB.311; CB: OKGE.OKGE.GRACMONT.CB.381; CB: OKGE.OKGE.GRACMONT.CB.313
23357 | TEMP56_23357 | SWPP | INT | LN SWEETWT6 - CHISHOLM 230 kV ftlo LN TATONGA - MATHWSN7 345 kV | 439 | 439 | LN SWEETWT6 - CHISHOLM 230 kV | LN TATONGA - MATHWSN7 345 kV | 2017-12-23 20:55 | 2020-06-30 23:52 | LN: CSWS.CSWS.CHISHOLM_SWEET.A | LN: OKGE.OKGE.TATONGA_MATHWS.A; CB: OKGE.OKGE.TATONGA.DS.381L2; CB: OKGE.OKGE.TATONGA.DS.335; CB: OKGE.OKGE.TATONGA.DS.311L2; CB: OKGE.OKGE.TATONGA.CB.381; CB: OKGE.OKGE.TATONGA.CB.311; CB: OKGE.OKGE.MATHWSN7.DS.385L1; CB: OKGE.OKGE.MATHWSN7.DS.330; CB: OKGE.OKGE.MATHWSN7.DS.305L1; CB: OKGE.OKGE.MATHWSN7.CB.385; CB: OKGE.OKGE.MATHWSN7.CB.305
23354 | TEMP68_23354 | SWPP | INT | LN SWEETWT6 - CHISHOLM 230 kV ftlo LN TUCO - OKLAUNIO 345 kV | 439 | 439 | LN SWEETWT6 - CHISHOLM 230 kV | LN TUCO - OKLAUNIO 345 kV | 2017-12-22 00:52 | 2020-06-30 23:52 | LN: CSWS.CSWS.CHISHOLM_SWEET.A | LN: SPS.SPS.136.1
23810 | TEMP40_23810 | SWPP | INT | LN CORNTP4 - NAPLES1 138 kV ftlo LN TERRY_RD - SUNNYSDE 345 kV | 145 | 169 | LN CORNTP4 - NAPLES1 138 kV | LN TERRY_RD - SUNNYSDE 345 kV | 2018-05-03 14:50 | 2020-06-30 23:52 | LN: WFEC.WFEC.NAPLES1_CORNTP.1 | LN: CSWS.CSWS.TERRYRD_SUNYSD.A; CB: OKGE.OKGE.SUNNYSDE.SW.384L2; CB: OKGE.OKGE.SUNNYSDE.SW.314L2; CB: OKGE.OKGE.SUNNYSDE.DS.331; CB: OKGE.OKGE.SUNNYSDE.CB.384; CB: OKGE.OKGE.SUNNYSDE.CB.314; CB: CSWS.CSWS.TERRY_RD.DS.3498M; CB: CSWS.CSWS.TERRY_RD.DS.3495; CB: CSWS.CSWS.TERRY_RD.DS.3494; CB: CSWS.CSWS.TERRY_RD.DS.3423; CB: CSWS.CSWS.TERRY_RD.DS.3419; CB: CSWS.CSWS.TERRY_RD.CB.3421A; CB: CSWS.CSWS.TERRY_RD.CB.3417A; CB: CSWS.CSWS.TERRY_RD.CAPSW.3493
22525 | TMP193_22525 | SWPP | INT | LN CRKCREEK - CUDAHY1 115 kV ftlo LN BUCKNER7 - HOLCOM1 345 kV | 119.5 | 148.2 | LN CRKCREEK - CUDAHY1 115 kV | LN BUCKNER7 - HOLCOM1 345 kV | 2017-01-10 11:34 | 2020-06-30 23:52 | LN: SECI.SECI.10897.A | LN: SECI.SECI.10149.B; CB: SECI.SECI.HOLCOM1.SW.HC189; CB: SECI.SECI.HOLCOM1.SW.HC181; CB: SECI.SECI.HOLCOM1.SW.HC180; CB: SECI.SECI.HOLCOM1.CB.HC182; CB: SECI.SECI.HOLCOM1.CB.188; CB: SECI.SECI.BUCKNER7.DS.489; CB: SECI.SECI.BUCKNER7.DS.481; CB: SECI.SECI.BUCKNER7.DS.480; CB: SECI.SECI.BUCKNER7.CB.488; CB: SECI.SECI.BUCKNER7.CB.482
23956 | TMP366_23956 | SWPP | INT | LN LEC - JARB 115 kV ftlo LN LEC - LAWH 115 kV | 100 | 118 | LN LEC - JARB 115 kV | LN LEC - LAWH 115 kV | 2018-06-17 18:53 | 2020-06-30 23:52 | LN: WR.WR.4169.1 | LN: WR.WR.3059.1
23879 | TMP339_23879 | SWPP | RCF | LN LEWISWP - RICHLND2 115 kV ftlo LN BELFELD - CHAR_CK 345 kV | 101 | 101 | LN LEWISWP - RICHLND2 115 kV | LN BELFELD - CHAR_CK 345 kV | 2018-05-23 22:03 | 2020-06-30 23:52 | LN: WAUE.WAUE.LEWISRICHL11_1.1 | LN: WAUE.WAUE.BELFECHAR_34_1.1; CB: WAUE.WAUE.CHAR_CK.SWI.4199; CB: WAUE.WAUE.CHAR_CK.SWI.4191; CB: WAUE.WAUE.CHAR_CK.SWI.4095; CB: WAUE.WAUE.CHAR_CK.CB.4192; CB: WAUE.WAUE.CHAR_CK.CB.4096; CB: WAUE.WAUE.BELFELD.SWI.499; CB: WAUE.WAUE.BELFELD.SWI.491; CB: WAUE.WAUE.BELFELD.CB.492
24095 | TMP421_24095 | SWPP | INT | XF CIMARRON 345/1 kV ftlo XF CIMARRON 345/1 kV | 478 | 478 | XF CIMARRON 345/1 kV | XF CIMARRON 345/1 kV | 2018-08-29 00:57 | 2020-06-30 23:52 | XF: OKGE.OKGE.CIMARRON.8801.A12 | XF: OKGE.OKGE.CIMARRON.8802.B12; CB: OKGE.OKGE.CIMARRON.CB.382; CB: OKGE.OKGE.CIMARRON.CB.302; CB: OKGE.OKGE.CIMARRON.CB.182; CB: OKGE.OKGE.CIMARRON.CB.102
5006 | WODFPLRENSAN | SWPP | INT | LN WDWRD1 - FPLSWTCH 138 kV ftlo LN RENFROWF - WAKITA 138 kV | 171 | 185 | LN WDWRD1 - FPLSWTCH 138 kV | LN RENFROWF - WAKITA 138 kV | 2019-03-14 14:54 | 2020-06-30 23:52 | LN: OKGE.OKGE.8691.A | LN: WFEC.WFEC.WAKITA_RENFTP.A
5562 | VINHAYPOSKNO | SWPP | INT | LN VINETAP3 - NHAYS 115 kV ftlo LN POSTROCK - KNOLL1 230 kV | 164 | 199 | LN VINETAP3 - NHAYS 115 kV | LN POSTROCK - KNOLL1 230 kV | 2016-10-01 00:01 | 2020-06-30 23:52 | LN: WR.MIDW.NHAYS_VINETAP3.A | LN: WR.MIDW.SHAYS_KNOLL1.A; CB: WR.MIDW.POSTROCK.DS.6419; CB: WR.MIDW.POSTROCK.CB.6037; CB: WR.MIDW.POSTROCK.CB.6036; CB: WR.MIDW.KNOLL1.CB.6002
5715 | WHICUSHOBKIO | SWPP | INT | LN WHITTEN - CUSTERM 115 kV ftlo LN HOBBS - KIOWASPS 345 kV | 239 | 307 | LN WHITTEN - CUSTERM 115 kV | LN HOBBS - KIOWASPS 345 kV | 2019-06-30 23:57 | 2020-06-30 23:52 | LN: SPS.SPS.CUSTER_WHITTEN.A | LN: SPS.SPS.KIOWAS_HOBBS.1; CB: SPS.SPS.KIOWASPS.DS.4R84; CB: SPS.SPS.KIOWASPS.DS.4R81; CB: SPS.SPS.KIOWASPS.DS.4R124; CB: SPS.SPS.KIOWASPS.CB.4R85; CB: SPS.SPS.KIOWASPS.CB.4R80; CB: SPS.SPS.KIOWASPS.CB.4R125; CB: SPS.SPS.HOBBS.DS.NR239; CB: SPS.SPS.HOBBS.DS.NR236; CB: SPS.SPS.HOBBS.CB.NR240; CB: SPS.SPS.HOBBS.CB.NR235
5730 | VICXFRSTEXFR | SWPP | INT | XF VICTRY_H 230/115 kV ftlo XF STEGALL 1/345 kV | 187 | 234 | XF VICTRY_H 230/115 kV | XF STEGALL 1/345 kV | 2019-06-30 23:57 | 2020-06-30 23:52 | XF: NPPD.NPPD.VICTRY_H.1.1 | XF: WAUE.WAUE.STEGALL.V3A1.KV3A1; CB: WAUE.WAUE.STEGALL.CB.781; CB: RCEAST.RCEA.RAPC_TIE.CB.MW_RAP
25118 | TMP199_25118 | MISO | RCF | LN CONW_S - CONW_I 161 kV ftlo LN KEO - WRIGHT_E 500 kV | 223 | 223 | LN CONW_S - CONW_I 161 kV | LN KEO - WRIGHT_E 500 kV | 2019-09-20 16:43 | 2020-07-10 09:09 | LN: EES.EES.CONW_S_CONW_I5.A | LN: EES.EES.WRIGHT_KEO___8.A; LN: EES.EES.WH_BLF_KEO___8.A
25850 | TMP397_25850 | SWPP | INT | LN ARCAD7 - OMLARCA 138 kV ftlo LN ARCAD7 - NOWST1 345 kV | 308 | 308 | LN ARCAD7 - OMLARCA 138 kV | LN ARCAD7 - NOWST1 345 kV | 2020-07-15 17:19 | 2020-07-15 18:03 | LN: OKGE.OKGE.ARCAD_LUGRB.A | LN: OKGE.OKGE.8790.A; CB: OKGE.OKGE.NOWST1.DS.381L2; CB: OKGE.OKGE.NOWST1.DS.339; CB: OKGE.OKGE.NOWST1.DS.311L2; CB: OKGE.OKGE.NOWST1.CB.381; CB: OKGE.OKGE.NOWST1.CB.311; CB: OKGE.OKGE.ARCAD7.DS.382L2; CB: OKGE.OKGE.ARCAD7.DS.336; CB: OKGE.OKGE.ARCAD7.DS.312L2; CB: OKGE.OKGE.ARCAD7.CB.382; CB: OKGE.OKGE.ARCAD7.CB.312
25854 | TMP136_25854 | SWPP | INT | ZBR BISMARK2 - ESTBMRK 115 kV ftlo XF MANDAN 230/115 kV | 153 | 153 | ZBR BISMARK2 - ESTBMRK 115 kV | XF MANDAN 230/115 kV | 2020-07-17 17:08 | 2020-07-17 20:10 | ZBR: MDU.MDU.ESTBMBISMA11_1.1 | XF: MDU.MDU.MANDAN.TR12.TR12; CB: MDU.MDU.MANDAN.SWI.7281; CB: MDU.MDU.MANDAN.SWI.7277; CB: MDU.MDU.MANDAN.SWI.7276; CB: MDU.MDU.MANDAN.SWI.7257; CB: MDU.MDU.MANDAN.SWI.7256; CB: MDU.MDU.MANDAN.SWI.7253; CB: MDU.MDU.MANDAN.CB.7282; CB: MDU.MDU.MANDAN.CB.7278; CB: MDU.MDU.MANDAN.CB.7258; CB: MDU.MDU.MANDAN.CB.7252
25869 | TMP449_25869 | SWPP | INT | LN EXIRAWA - ANTA_TP 161 kV ftlo LN BVRCRFBC - GRIMES 345 kV | 207 | 207 | LN EXIRAWA - ANTA_TP 161 kV | LN BVRCRFBC - GRIMES 345 kV | 2020-07-23 13:06 | 2020-07-23 17:02 | LN: WAUE.WAUE.EXIRAANTA_16_1.1 | LN: MEC.MEC.BVRCRGRIME34_1.1; CB: MEC.MEC.GRIMES.SWI.DGG945L; CB: MEC.MEC.GRIMES.SWI.DGG905A; CB: MEC.MEC.GRIMES.SWI.DGG904C; CB: MEC.MEC.GRIMES.CB.DGG905; CB: MEC.MEC.GRIMES.CB.DGG904; CB: MEC.MEC.BVRCRFBC.SW.DGQ922L; CB: MEC.MEC.BVRCRFBC.SW.DGQ903A; CB: MEC.MEC.BVRCRFBC.SW.DGQ902C; CB: MEC.MEC.BVRCRFBC.CB.DGQ903; CB: MEC.MEC.BVRCRFBC.CB.DGQ902
25855 | TMP377_25855 | SWPP | RCF | XF SPLIT_R 345/1 kV ftlo XF SPLIT_R 1/345 kV | 358 | 358 | XF SPLIT_R 345/1 kV | XF SPLIT_R 1/345 kV | 2020-07-17 20:55 | 2020-07-28 12:53 | XF: NSP.NSP.SPLIT_R.TR11.TR11 | XF: NSP.NSP.SPLIT_R.TR10.TR10; LN: WAUE.WAUE.SPLT_SIOUX34_1.1; CB: WAUE.WAUE.SPLT_RT.CB.492; CB: WAUE.WAUE.SPLT_RT.CB.196
25882 | TMP597_25882 | SWPP | INT |  | 400 | 480 | XF BRDLAND 345/1 kV |  | 2020-08-03 15:47 | 2020-08-03 17:34 | XF: WAUE.WAUE.BRDLAND.U2A1.KU2A1
25466 | TMP130_25466 | MISO | RCF | LN QUADCITY - ROCK_CK 345 kV ftlo XF SUB_91 345/161 kV | 1195 | 1195 | LN QUADCITY - ROCK_CK 345 kV | XF SUB_91 345/161 kV | 2020-01-29 17:28 | 2020-08-04 22:10 | LN: CE.CE.QUAD_ROCK_34_1.1 | XF: MEC.MEC.SUB_91.9T1.Q91_9T1; CB: MEC.MEC.SUB_91.SWI.MOD91857; CB: MEC.MEC.SUB_91.SWI.161KV843; CB: MEC.MEC.SUB_91.SWI.161KV825; CB: MEC.MEC.SUB_91.CSW.MOD91927; CB: MEC.MEC.SUB_91.CB.OCB91844; CB: MEC.MEC.SUB_91.CB.OCB91824
25491 | TMP145_25491 | MISO | RCF | LN MAYFLR - MABELV 500 kV ftlo LN ARK_NU - MABELV 500 kV | 1732 | 1732 | LN MAYFLR - MABELV 500 kV | LN ARK_NU - MABELV 500 kV | 2020-02-18 15:24 | 2020-08-04 22:10 | LN: EES.EES.MABELV_MAYFLR8.A | LN: EES.EES.ARK_NU_MABELV8.A; CB: EES.EES.MABELV.MOS.B5970; CB: EES.EES.MABELV.MOS.B5923; CB: EES.EES.MABELV.MOS.B5913; CB: EES.EES.MABELV.MOS.B5859; CB: EES.EES.MABELV.GCB.B5914; CB: EES.EES.MABELV.ACB.B5922; CB: EES.EES.ARK_NU.MOS.B5951; CB: EES.EES.ARK_NU.MOS.B5109; CB: EES.EES.ARK_NU.MOS.B5107; CB: EES.EES.ARK_NU.ACB.B5110; CB: EES.EES.ARK_NU.ACB.B5106
25456 | TEMP69_25456 | MISO | RCF | XF FLOYD 161/69 kV ftlo LN QUINN - BLKHAWK 345 kV | 117 | 129 | XF FLOYD 161/69 kV | LN QUINN - BLKHAWK 345 kV | 2020-01-27 10:27 | 2020-08-04 22:10 | XF: MEC.MEC.FLOYD.8T1.FLO_8T1 | LN: MEC.MEC.BLKHAQUINN34_1.1; LN: MEC.MEC.BLKHAQUINN34_1.1; LN: MEC.MEC.BLKHAQUINN34_1.1; CB: MEC.MEC.BLKHAWK.SW.BLA922L; CB: MEC.MEC.BLKHAWK.SW.BLA907B; CB: MEC.MEC.BLKHAWK.SW.BLA906A; CB: MEC.MEC.BLKHAWK.SW.BLA902C; CB: MEC.MEC.BLKHAWK.CB.BLA907; CB: MEC.MEC.BLKHAWK.CB.BLA906; CB: MEC.MEC.BLKHAWK.CB.BLA902; CB: ALTW.ALTW.QUINN.SWI.3767L; CB: ALTW.ALTW.QUINN.SWI.3767L; CB: ALTW.ALTW.QUINN.SWI.3767L; CB: ALTW.ALTW.QUINN.SWI.3766C; CB: ALTW.ALTW.QUINN.SWI.3766C; CB: ALTW.ALTW.QUINN.SWI.3766C; CB: ALTW.ALTW.QUINN.SWI.3764B; CB: ALTW.ALTW.QUINN.SWI.3764B; CB: ALTW.ALTW.QUINN.SWI.3764B; CB: ALTW.ALTW.QUINN.SWI.3762B; CB: ALTW.ALTW.QUINN.SWI.3762B; CB: ALTW.ALTW.QUINN.SWI.3762B; CB: ALTW.ALTW.QUINN.CB.3764; CB: ALTW.ALTW.QUINN.CB.3764; CB: ALTW.ALTW.QUINN.CB.3764; CB: ALTW.ALTW.QUINN.CB.3762; CB: ALTW.ALTW.QUINN.CB.3762; CB: ALTW.ALTW.QUINN.CB.3762
24752 | TEMP12_24752 | MISO | RCF |  | 368 | 405 | LN BIGSTON - BROWNSV 230 kV |  | 2019-04-22 06:39 | 2020-08-04 22:10 | LN: OTP.OTP.BIGSTBROWN23_1.1
24808 | TMP135_24808 | MISO | RCF | LN GUTH - MTGL 161 kV ftlo LN MCC2 - MTGY 345 kV | 218 | 218 | LN GUTH - MTGL 161 kV | LN MCC2 - MTGY 345 kV | 2019-05-16 04:45 | 2020-08-04 22:10 | LN: AMRN.AMRN.MTGL-GUTH-3.A | LN: AECI.AECI.MCC2-MTGY.A; CB: AMRN.AMRN.MTGY.PCB.POSN_V45_BU; CB: AMRN.AMRN.MTGY.PCB.POSN_V43_TI; CB: AECI.AECI.MCC2.DS.353; CB: AECI.AECI.MCC2.DS.337; CB: AECI.AECI.MCC2.DS.323; CB: AECI.AECI.MCC2.CB.352; CB: AECI.AECI.MCC2.CB.322
24803 | TMP410_24803 | MISO | RCF |  | 1292 | 1434 | LN MCC2 - MTGY 345 kV |  | 2019-05-14 16:05 | 2020-08-04 22:10 | LN: AECI.AECI.MCC2-MTGY.A
24799 | TMP490_24799 | MISO_S | RCF | XF INDEP2 500/161 kV ftlo LN SANSSU - DRIVER 500 kV | 425 | 425 | XF INDEP2 500/161 kV | LN SANSSU - DRIVER 500 kV | 2019-05-12 20:20 | 2020-08-04 22:10 | XF: EES.EES.INDEP2.AT1.AT1 | LN: EES.EES.DRIVER_SANSSU8.1; CB: EES.EES.SANSSU.MOS.B3974; CB: EES.EES.SANSSU.MOS.B3936; CB: EES.EES.SANSSU.LDS.B3980; CB: EES.EES.SANSSU.GCB.B3975; CB: EES.EES.SANSSU.GCB.B3935; CB: EES.EES.DRIVER.MODS.B8874; CB: EES.EES.DRIVER.MODS.B8866; CB: EES.EES.DRIVER.MODS.B8438; CB: EES.EES.DRIVER.GCB.B8875; CB: EES.EES.DRIVER.GCB.B8865
24627 | TMP438_24627 | MISO | RCF | LN JAXV_N - HOLBOT 115 kV ftlo LN WH_BLF - KEO 500 kV | 266 | 266 | LN JAXV_N - HOLBOT 115 kV | LN WH_BLF - KEO 500 kV | 2019-03-13 05:03 | 2020-08-04 22:10 | LN: EES.EES.HOLBOT_JAXV_N3.A | LN: EES.EES.WH_BLF_KEO___8.A; CB: EES.EES.WH_BLF.MOS.B7934; CB: EES.EES.WH_BLF.MOS.B7904; CB: EES.EES.WH_BLF.MOS.B4979; CB: EES.EES.WH_BLF.GCB.B7903; CB: EES.EES.WH_BLF.GCB.B7900; CB: EES.EES.KEO.MOS.B7949; CB: EES.EES.KEO.MOS.B4920; CB: EES.EES.KEO.MOS.B4912; CB: EES.EES.KEO.GCB.B4921; CB: EES.EES.KEO.GCB.B4911
24642 | TMP483_24642 | MISO | RCF | XF INDEP2 500/161 kV ftlo LN INDEP2 - PWRLIN 500 kV | 425 | 425 | XF INDEP2 500/161 kV | LN INDEP2 - PWRLIN 500 kV | 2019-03-19 02:50 | 2020-08-04 22:10 | XF: EES.EES.INDEP2.AT1.AT1 | LN: EES.EES.INDEP2_PWRLIN8.A; CB: EES.EES.PWRLIN.MOS.B9073; CB: EES.EES.PWRLIN.MOS.B9072; CB: EES.EES.PWRLIN.MOS.B3061; CB: EES.EES.PWRLIN.GCB.B9075; CB: EES.EES.PWRLIN.GCB.B9070; CB: EES.EES.INDEP2.MOS.B8361; CB: EES.EES.INDEP2.MOS.B6117; CB: EES.EES.INDEP2.MOS.B6115; CB: EES.EES.INDEP2.MOS.B6111; CB: EES.EES.INDEP2.GCB.B6118; CB: EES.EES.INDEP2.GCB.B6110
24652 | TMP463_24652 | MISO | RCF | LN WALLLAKE - FRANKLN 161 kV ftlo LN NUTHTCH - FRANKLN 161 kV | 201 | 245 | LN WALLLAKE - FRANKLN 161 kV | LN NUTHTCH - FRANKLN 161 kV | 2019-03-22 02:51 | 2020-08-04 22:10 | LN: MEC.MEC.FRANKWALLL16_1.1 | LN: MEC.MEC.FRANKNUTHT16_1.1; CB: MEC.MEC.FRANKLN.SWI.9920L; CB: MEC.MEC.FRANKLN.CB.9920; CB: ALTW.ALTW.NUTHTCH.SWI.7160A; CB: ALTW.ALTW.NUTHTCH.SWI.7156; CB: ALTW.ALTW.NUTHTCH.SWI.7150C; CB: ALTW.ALTW.NUTHTCH.CB.7160; CB: ALTW.ALTW.NUTHTCH.CB.7150
24660 | TMP416_24660 | MISO | RCF | LN EUREKASP - OSAGE_1 161 kV ftlo LN FLINTCRK - BROOK_LN 345 kV | 223 | 223 | LN EUREKASP - OSAGE_1 161 kV | LN FLINTCRK - BROOK_LN 345 kV | 2019-03-27 09:44 | 2020-08-04 22:10 | LN: CSWS.CSWS.EUREKA_OSAGE_5.A | LN: AECI.AECI.FLNTCK-BROOK1.A; CB: CSWS.CSWS.FLINTCRK.MOABS.12443; CB: CSWS.CSWS.FLINTCRK.MOABS.12423; CB: CSWS.CSWS.FLINTCRK.MOABS.10135; CB: CSWS.CSWS.FLINTCRK.CB.12440; CB: CSWS.CSWS.FLINTCRK.CB.12420; CB: AECI.AECI.BROOK_LN.MOS.1; CB: AECI.AECI.BROOK_LN.DISC.2A; CB: AECI.AECI.BROOK_LN.DISC.12A; CB: AECI.AECI.BROOK_LN.CB.2; CB: AECI.AECI.BROOK_LN.CB.12
24020 | TMP356_24020 | MISO | RCF | LN RUSL_N - RUSL_E 161 kV ftlo LN ARK_NU - FTSMTH 500 kV | 396 | 396 | LN RUSL_N - RUSL_E 161 kV | LN ARK_NU - FTSMTH 500 kV | 2018-07-09 13:23 | 2020-08-04 22:10 | LN: EES.EES.RUSL_E_RUSL_N5.A | LN: OKGE.OKGE.FTSMTH-ARK_NU8.A; CB: OKGE.OKGE.FTSMTH.DS.585L; CB: OKGE.OKGE.FTSMTH.DS.581L; CB: OKGE.OKGE.FTSMTH.DS.531; CB: OKGE.OKGE.FTSMTH.CB.585; CB: OKGE.OKGE.FTSMTH.CB.581; CB: EES.EES.ARK_NU.MOS.B8351; CB: EES.EES.ARK_NU.MOS.B5105; CB: EES.EES.ARK_NU.MOS.B5101; CB: EES.EES.ARK_NU.GCB.B5102; CB: EES.EES.ARK_NU.ACB.B5106
22866 | TMP202_22866 | MISO | RCF | LN GRI - MTZ 138 kV ftlo LN GRI - PONDER 230 kV | 206 | 206 | LN GRI - MTZ 138 kV | LN GRI - PONDER 230 kV | 2017-06-04 13:55 | 2020-08-04 22:10 | LN: EES.EES.GRIMES_MTZION4.A | LN: EES.EES.GRIMES_PONDER6.1; CB: EES.EES.PONDER.GCB.26515; CB: EES.EES.PONDER.DSC.26517; CB: EES.EES.GRI.GCB.26510; CB: EES.EES.GRI.DSC.26511
22011 | TMP201_22011 | MISO | RCF | XF MCHENRY 230/1 kV ftlo LN RUGBY230 - RUGBY 115 kV | 105 | 105 | XF MCHENRY 230/1 kV | LN RUGBY230 - RUGBY 115 kV | 2016-07-23 00:48 | 2020-08-04 22:10 | XF: GRE.GRE.MCHENRY.TR11.TR11 | LN: WAUE.WAUE.RGBYORUGBY11_1.1
25436 | TMP361_25436 | MISO | RCF | LN VILONA - HOLBOT 161 kV ftlo LN WH_BLF - KEO 500 kV | 366 | 366 | LN VILONA - HOLBOT 161 kV | LN WH_BLF - KEO 500 kV | 2020-01-15 22:54 | 2020-08-04 22:10 | LN: EES.EES.HOLBOT_VILONA5.A | LN: EES.EES.WH_BLF_KEO___8.A; CB: EES.EES.WH_BLF.MOS.B7934; CB: EES.EES.WH_BLF.MOS.B7904; CB: EES.EES.WH_BLF.MOS.B4979; CB: EES.EES.WH_BLF.GCB.B7903; CB: EES.EES.WH_BLF.GCB.B7900; CB: EES.EES.KEO.MOS.B7949; CB: EES.EES.KEO.MOS.B4920; CB: EES.EES.KEO.MOS.B4912; CB: EES.EES.KEO.GCB.B4921; CB: EES.EES.KEO.GCB.B4911
25492 | TMP151_25492 | MISO | RCF | LN OZRK_B - OMAHA 161 kV ftlo LN TABLE_RK - CLEVCOV 161 kV | 162 | 162 | LN OZRK_B - OMAHA 161 kV | LN TABLE_RK - CLEVCOV 161 kV | 2020-02-18 15:29 | 2020-08-04 22:10 | LN: EDE.EDE.OZRK_B-OMAHA_5.A | LN: AECI.AECI.NEW-AMW-12.A; CB: AECI.AECI.TABLE_RK.MOS.54; CB: AECI.AECI.TABLE_RK.CB.52; CB: AECI.AECI.CLEVCOV.CSW.984
25512 | TMP521_25512 | MISO | RCF | LN WALLLAKE - FRANKLN 161 kV ftlo ZBR WAUE_ALT - WHISPRW 161 kV | 201 | 245 | LN WALLLAKE - FRANKLN 161 kV | ZBR WAUE_ALT - WHISPRW 161 kV | 2020-02-26 17:09 | 2020-08-04 22:10 | LN: MEC.MEC.FRANKWALLL16_1.1 | ZBR: WAUE.WAUE.WHISPRW_LDTIE.A; UN: ALTW.ALTW.WHISPRW.161.WHISPERW; UN: ALTW.ALTW.WHISPRW.161.FRANKLIN; LN: ALTW.ALTW.NUTHTWHISP16_1.1; CB: ALTW.ALTW.WHISPRW.SWI.LOAD_SW; CB: ALTW.ALTW.WHISPRW.SWI.7194; CB: ALTW.ALTW.WHISPRW.SWI.7190C; CB: ALTW.ALTW.WHISPRW.SWI.7190A; CB: ALTW.ALTW.WHISPRW.SWI.7189; CB: ALTW.ALTW.WHISPRW.SWI.7188L; CB: ALTW.ALTW.WHISPRW.SWI.7188B; CB: ALTW.ALTW.WHISPRW.SWI.2831; CB: ALTW.ALTW.WHISPRW.CB.7190; CB: ALTW.ALTW.WHISPRW.CB.7188; CB: ALTW.ALTW.NUTHTCH.SWI.7260A; CB: ALTW.ALTW.NUTHTCH.SWI.7168; CB: ALTW.ALTW.NUTHTCH.SWI.7160C; CB: ALTW.ALTW.NUTHTCH.CB.7260; CB: ALTW.ALTW.NUTHTCH.CB.7160
25544 | TMP503_25544 | MISO | RCF | LN DICY - TRIBOJI 161 kV ftlo LN BISONSS - COLBY 345 kV | 267 | 267 | LN DICY - TRIBOJI 161 kV | LN BISONSS - COLBY 345 kV | 2020-03-11 19:21 | 2020-08-04 22:10 | LN: ALTW.ALTW.DICYTRIBO16_1.1 | LN: ALTW.ALTW.BISONCOLBY34_1.1; LN: ALTW.ALTW.BISONCOLBY34_1.1; LN: ALTW.ALTW.BISONCOLBY34_1.1; CB: ALTW.ALTW.COLBY.SWI.9460B; CB: ALTW.ALTW.COLBY.SWI.9450B; CB: ALTW.ALTW.COLBY.SWI.9360L; CB: ALTW.ALTW.COLBY.SWI.9080C; CB: ALTW.ALTW.COLBY.SWI.9079L; CB: ALTW.ALTW.COLBY.CB.9460; CB: ALTW.ALTW.COLBY.CB.9450; CB: ALTW.ALTW.BISONSS.SWI.3683L; CB: ALTW.ALTW.BISONSS.SWI.3683L; CB: ALTW.ALTW.BISONSS.SWI.3683L; CB: ALTW.ALTW.BISONSS.SWI.3682C; CB: ALTW.ALTW.BISONSS.SWI.3682C; CB: ALTW.ALTW.BISONSS.SWI.3682C; CB: ALTW.ALTW.BISONSS.CB.3683; CB: ALTW.ALTW.BISONSS.CB.3683; CB: ALTW.ALTW.BISONSS.CB.3683; CB: ALTW.ALTW.BISONSS.CB.3682; CB: ALTW.ALTW.BISONSS.CB.3682; CB: ALTW.ALTW.BISONSS.CB.3682
25548 | TMP508_25548 | MISO | RCF | LN HSVILG - HOLLIS_E 115 kV ftlo LN ARK_NU - FTSMTH 500 kV | 106 | 106 | LN HSVILG - HOLLIS_E 115 kV | LN ARK_NU - FTSMTH 500 kV | 2020-03-16 09:35 | 2020-08-04 22:10 | LN: EES.EES.HOLLIS_HSVILG3.A | LN: OKGE.OKGE.FTSMTH-ARK_NU8.A; CB: OKGE.OKGE.FTSMTH.DS.585L; CB: OKGE.OKGE.FTSMTH.DS.581L; CB: OKGE.OKGE.FTSMTH.DS.531; CB: OKGE.OKGE.FTSMTH.CB.585; CB: OKGE.OKGE.FTSMTH.CB.581; CB: EES.EES.ARK_NU.MOS.B8351; CB: EES.EES.ARK_NU.MOS.B5105; CB: EES.EES.ARK_NU.MOS.B5101; CB: EES.EES.ARK_NU.GCB.B5102; CB: EES.EES.ARK_NU.ACB.B5106
24930 | TMP426_24930 | MISO | RCF | LN QUITMN - BEE_BR 161 kV ftlo LN ARK_NU - FTSMTH 500 kV | 223 | 223 | LN QUITMN - BEE_BR 161 kV | LN ARK_NU - FTSMTH 500 kV | 2019-06-29 18:11 | 2020-08-04 22:10 | LN: EES.EES.BEE_BR_QUITMN5.A | LN: OKGE.OKGE.FTSMTH-ARK_NU8.A; CB: OKGE.OKGE.FTSMTH.DS.585L; CB: OKGE.OKGE.FTSMTH.DS.581L; CB: OKGE.OKGE.FTSMTH.DS.531; CB: OKGE.OKGE.FTSMTH.CB.585; CB: OKGE.OKGE.FTSMTH.CB.581; CB: EES.EES.ARK_NU.MOS.B8351; CB: EES.EES.ARK_NU.MOS.B5105; CB: EES.EES.ARK_NU.MOS.B5101; CB: EES.EES.ARK_NU.GCB.B5102; CB: EES.EES.ARK_NU.ACB.B5106
24911 | TMP466_24911 | MISO | RCF | LN STERLN - DOWNVL 115 kV ftlo LN EL_EHV - MOLIVE 500 kV | 291 | 291 | LN STERLN - DOWNVL 115 kV | LN EL_EHV - MOLIVE 500 kV | 2019-06-20 18:45 | 2020-08-04 22:10 | LN: EES.EES.DOWNVL_STERLN3.A | LN: EES.EES.EL_EHV_MOLIVE8.A; CB: EES.EES.MOLIVE.MODS.R1429; CB: EES.EES.MOLIVE.GCB.R3976; CB: EES.EES.MOLIVE.GCB.R2460; CB: EES.EES.EL_EHV.MOS.B9207; CB: EES.EES.EL_EHV.MOS.B9206; CB: EES.EES.EL_EHV.MOS.B1192; CB: EES.EES.EL_EHV.GCB.B9208; CB: EES.EES.EL_EHV.GCB.B9205
25572 | TMP575_25572 | MISO | RCF | XF SE_POLK 161/345 kV ftlo LN NORWLKMC - SE_POLK 345 kV | 560 | 700 | XF SE_POLK 161/345 kV | LN NORWLKMC - SE_POLK 345 kV | 2020-04-01 14:50 | 2020-08-04 22:10 | XF: MEC.MEC.SE_POLK.9T1.DAC_9T1 | LN: MEC.MEC.NORWLSE_PO34_1.1; CB: MEC.MEC.SE_POLK.CB.AC902; CB: MEC.MEC.NORWLKMC.CB.DGN901
25537 | TMP540_25537 | MISO | RCF | LN BONDRNT - SYCAMOR 345 kV ftlo LN GDMEC - SE_POLK 345 kV | 1014 | 1205 | LN BONDRNT - SYCAMOR 345 kV | LN GDMEC - SE_POLK 345 kV | 2020-03-10 18:39 | 2020-08-04 22:10 | LN: MEC.MEC.SYCAMBONDR34_1.1 | LN: MEC.MEC.GDMECSE_PO34_1.1; CB: MEC.MEC.SE_POLK.CB.AC901; CB: MEC.MEC.GDMEC.SWI.DGC913MB; CB: MEC.MEC.GDMEC.CB.DGC904MB; CB: MEC.MEC.GDMEC.CB.DGC903MB
25565 | TMP532_25565 | MISO | RCF | LN TYLER_E - CONW_W 161 kV ftlo LN ARK_NU - MABELV 500 kV | 223 | 223 | LN TYLER_E - CONW_W 161 kV | LN ARK_NU - MABELV 500 kV | 2020-03-26 00:14 | 2020-08-04 22:10 | LN: EES.EES.CONW_W_TYLER_5.A | LN: EES.EES.ARK_NU_MABELV8.A; CB: EES.EES.MABELV.MOS.B5970; CB: EES.EES.MABELV.MOS.B5923; CB: EES.EES.MABELV.MOS.B5913; CB: EES.EES.MABELV.MOS.B5859; CB: EES.EES.MABELV.GCB.B5914; CB: EES.EES.MABELV.ACB.B5922; CB: EES.EES.ARK_NU.MOS.B5951; CB: EES.EES.ARK_NU.MOS.B5109; CB: EES.EES.ARK_NU.MOS.B5107; CB: EES.EES.ARK_NU.ACB.B5110; CB: EES.EES.ARK_NU.ACB.B5106
25520 | TMP549_25520 | SWPP | RCF |  | 120 | 159 | LN MAGIC_CY - SOURIS 115 kV |  | 2020-03-02 13:59 | 2020-08-04 22:10 | LN: GRE.GRE.MAGICSOURI11_1.1
25583 | TMP184_25583 | MISO | CFG | LN BULL_SHL - HILTOP_E 161 kV ftlo LN BUFRDTP5 - BULL_SHL 161 kV | 189 | 189 | LN BULL_SHL - HILTOP_E 161 kV | LN BUFRDTP5 - BULL_SHL 161 kV | 2020-04-07 21:48 | 2020-08-05 21:48 | LN: EES.EES.7343.A | LN: SPA.SPA.7332B.B; LN: SPA.SPA.7332.A
25896 | TMP596_25896 | SWPP | INT | LN S3 - GRANITF 115 kV ftlo LN LYON_CO - CEDAR_MT 345 kV | 106 | 106 | LN S3 - GRANITF 115 kV | LN LYON_CO - CEDAR_MT 345 kV | 2020-08-13 12:03 | 2020-08-13 15:52 | LN: WAUE.WAUE.S3GRANI11_1.1 | LN: NSP.NSP.CMT_LYC_0956.1; CB: NSP.NSP.LYON_CO.SWI.8N63A; CB: NSP.NSP.LYON_CO.SWI.8N60A; CB: NSP.NSP.LYON_CO.CB.8N63; CB: NSP.NSP.LYON_CO.CB.8N60; CB: NSP.NSP.CEDAR_MT.SWI.302JS15; CB: NSP.NSP.CEDAR_MT.SWI.302JC10; CB: NSP.NSP.CEDAR_MT.SWI.302JA9; CB: NSP.NSP.CEDAR_MT.SWI.302JA7; CB: NSP.NSP.CEDAR_MT.SWI.302JA4; CB: NSP.NSP.CEDAR_MT.CB.302JCS15; CB: NSP.NSP.CEDAR_MT.CB.302JB7; CB: NSP.NSP.CEDAR_MT.CB.302JB4
24978 | TMP155_24978 | MISO | RCF | XF MCHENRY 115/1 kV ftlo ZBR VELVANSP - VELVA 115 kV | 84 | 105 | XF MCHENRY 115/1 kV | ZBR VELVANSP - VELVA 115 kV | 2019-07-17 23:52 | 2020-08-31 23:54 | XF: GRE.GRE.MCHENRY.TR11.TR12 | ZBR: GRE.GRE.VELVAVELVA11_1.1; LN: GRE.GRE.VELVAMCHEN11_1.1; LN: GRE.GRE.MAGICVELVA11_1.1
24983 | TMP413_24983 | MISO | RCF | LN OBRIENCO - LAKEFLD 345 kV ftlo LN PLALTFPA - KOSSUTHC 345 kV | 932 | 932 | LN OBRIENCO - LAKEFLD 345 kV | LN PLALTFPA - KOSSUTHC 345 kV | 2019-07-19 23:40 | 2020-08-31 23:54 | LN: ALTW.ALTW.LAKEFOBRIE34_1.1 | LN: MEC.MEC.PLALTKOSSU34_1.1; LN: MEC.MEC.PLALTCLAYC34_1.1
24944 | TMP358_24944 | MISO | RCF | LN MAHNOMN - ULRICH 115 kV ftlo XF FERGSFL 115/1 kV | 83 | 83 | LN MAHNOMN - ULRICH 115 kV | XF FERGSFL 115/1 kV | 2019-07-10 19:28 | 2020-08-31 23:54 | LN: OTP.OTP.ULRICMAHNO11_1.1 | XF: OTP.OTP.FERGSFL.TR11.TR12; XF: OTP.OTP.FERGSFL.TR11.TR11; LN: OTP.OTP.SILVRFERGS23_1.1; LN: OTP.OTP.HOOT_FERGS11_1.1; LN: OTP.OTP.FERGSWAHPE23_1.1
25588 | TMP557_25588 | MISO | RCF | LN GR_JCT - SCRANTN 161 kV ftlo LN GR_JCT - BOONHAR 161 kV | 112 | 112 | LN GR_JCT - SCRANTN 161 kV | LN GR_JCT - BOONHAR 161 kV | 2020-04-09 12:28 | 2020-08-31 23:54 | LN: ALTW.ALTW.SCRANGR_JC16_1.1 | LN: ALTW.ALTW.BOONHGR_JC16_1.1
25603 | TMP537_25603 | MISO | RCF | LN OVER - MCBN 161 kV ftlo LN OVER - CALF 161 kV | 321 | 335 | LN OVER - MCBN 161 kV | LN OVER - CALF 161 kV | 2020-04-13 12:47 | 2020-08-31 23:54 | LN: AMRN.AMRN.LYMT_OVRT_3.B | LN: AMRN.AMRN.CALF-OVRT-1.A
25605 | TMP536_25605 | MISO | RCF | XF OVER 345/161 kV ftlo LN JASPER7 - MRGN_345 345 kV | 560 | 560 | XF OVER 345/161 kV | LN JASPER7 - MRGN_345 345 kV | 2020-04-13 12:35 | 2020-08-31 23:54 | XF: AMRN.AMRN.OVER.X345.XFMR_1_345 | LN: AECI.AECI.JASPER_MORGN.A
25595 | TMP559_25595 | MISO | RCF | XF ADAMS_N 345/1 kV ftlo LN BLKHAWK - QUINN 345 kV | 335 | 335 | XF ADAMS_N 345/1 kV | LN BLKHAWK - QUINN 345 kV | 2020-04-10 23:07 | 2020-08-31 23:54 | XF: NSP.NSP.ADAMS_N.TR9.TR9 | LN: MEC.MEC.BLKHAQUINN34_1.1
25596 | TMP560_25596 | MISO | RCF | LN BIGSTON - BROWNSV 230 kV ftlo LN TWINBRKS - ELLENDL2 345 kV | 405 | 405 | LN BIGSTON - BROWNSV 230 kV | LN TWINBRKS - ELLENDL2 345 kV | 2020-04-10 23:25 | 2020-08-31 23:54 | LN: OTP.OTP.BIGSTBROWN23_1.1 | LN: MDU.MDU.ELLE_TWIN_1345.A
25631 | TMP551_25631 | MISO | RCF | LN MNTZUMA - HILLS 345 kV ftlo LN MNTZUMA - OTTUMWA 345 kV | 956 | 1010 | LN MNTZUMA - HILLS 345 kV | LN MNTZUMA - OTTUMWA 345 kV | 2020-04-28 15:04 | 2020-08-31 23:54 | LN: MEC.MEC.HILLSMNTZU34_1.1 | LN: ALTW.ALTW.OTTUMMNTZU34_1.1
25636 | TMP209_25636 | MISO | RCF | LN ERIE_RD - S3 115 kV ftlo XF LYON_CO 34.5/1 kV | 139 | 139 | LN ERIE_RD - S3 115 kV | XF LYON_CO 34.5/1 kV | 2020-04-29 19:03 | 2020-08-31 23:54 | LN: NSP.NSP.ERIE_S311_1.1 | XF: NSP.NSP.LYON_CO.TR9.TR9_3; XF: NSP.NSP.LYON_CO.TR9.TR9_2; XF: NSP.NSP.LYON_CO.TR9.TR9
25642 | TMP543_25642 | MISO | RCF | XF SPLIT_R 345/1 kV ftlo LN SPLT_RT - SIOUXCY2 345 kV | 448 | 448 | XF SPLIT_R 345/1 kV | LN SPLT_RT - SIOUXCY2 345 kV | 2020-05-03 19:43 | 2020-08-31 23:54 | XF: NSP.NSP.SPLIT_R.TR10.TR10 | LN: WAUE.WAUE.SPLT_SIOUX34_1.1
25660 | TMP329_25660 | MISO | RCF | LN ADAMS_I - BVR_CRK 161 kV ftlo LN NROCH - BRIGGSRD 345 kV | 240 | 264 | LN ADAMS_I - BVR_CRK 161 kV | LN NROCH - BRIGGSRD 345 kV | 2020-05-10 22:23 | 2020-08-31 23:54 | LN: DPC.DPC.BVR_CADAMS16_1.1 | LN: NSP.NSP.BRIGGNROCH34_1.1
25661 | TMP533_25661 | MISO | RCF |  | 956 | 1152 | LN MNTZUMA - OTTUMWA 345 kV |  | 2020-05-10 23:05 | 2020-08-31 23:54 | LN: ALTW.ALTW.OTTUMMNTZU34_1.1
24794 | TMP491_24794 | MISO | RCF | LN MAXBURG - WNTRSTAT 161 kV ftlo LN ADAMSMEC - BROOKMEC 161 kV | 410 | 482 | LN MAXBURG - WNTRSTAT 161 kV | LN ADAMSMEC - BROOKMEC 161 kV | 2019-05-08 16:32 | 2020-08-31 23:54 | LN: MEC.MEC.MAXBUWNTRS16_1.1 | LN: MEC.MEC.BROOKADAMS_1.1
1002 | THMMOBTHOMCC | AECI | INT |  | 386 | 386 | LN TH_HILL - MOB_TAP 161 kV |  | 2019-01-25 09:07 | 2020-09-01 12:51 | LN: AECI.AECI.T_HIL_MOBRLY.A
25590 | TMP563_25590 | MISO | RCF | LN DOUD2 - BNE_JCT 161 kV ftlo LN LAURELSS - JASPER2 161 kV | 335 | 335 | LN DOUD2 - BNE_JCT 161 kV | LN LAURELSS - JASPER2 161 kV | 2020-04-09 12:17 | 2020-09-01 16:30 | LN: ALTW.ALTW.DOUD2BNE_J16_1.1 | LN: ALTW.ALTW.LAUREJASPE16_1.1
28973 | TMP578_28973 | SWPP | INT | LN NVIE - NSTR 115 kV ftlo LN SUMM - SGAT 115 kV | 135 | 135 | LN NVIE - NSTR 115 kV | LN SUMM - SGAT 115 kV | 2020-09-16 21:02 | 2020-09-16 23:46 | LN: WR.WR.4039_4040.A | LN: WR.WR.SGAT_SUMM.A
25999 | TMP246_25999 | SWPP | INT | LN CARBOND3 - SHAW_WR 115 kV ftlo XF LANG 15/1 kV | 86 | 92 | LN CARBOND3 - SHAW_WR 115 kV | XF LANG 15/1 kV | 2020-09-30 10:25 | 2020-09-30 16:33 | LN: WR.WR.CARBD_SHAW.A | XF: WR.WR.LANG.1077.LANG54T; XF: WR.WR.LANG.1077.LANG54H; XF: WR.WR.LANG.1077.LANG_54; LN: WR.WR.EMPEC_LANG.1
25674 | TMP212_25674 | MISO | RCF | LN OZRK_B - OMAHA 161 kV ftlo LN HRSN_W - HRSN_S 161 kV | 162 | 162 | LN OZRK_B - OMAHA 161 kV | LN HRSN_W - HRSN_S 161 kV | 2020-05-17 17:08 | 2020-09-30 23:54 | LN: EDE.EDE.OZRK_B-OMAHA_5.A | LN: EES.EES.HRSN_S_HRSN_W5.A; LN: EES.EES.HRSN_E_HRSN_S5.A; LN: EES.EES.GRFR_S_HRSN_W5.A; LN: EES.EES.GR_FR2_GRFR_S5.A; LN: EES.EES.BERRYV_OSAGE_5.A; LN: EES.EES.BERRYV_GR_FR25.A
25672 | TMP547_25672 | MISO | RCF | LN PLYMOTH - SIOUXCY 161 kV ftlo LN RAUN - SIOUXCY2 345 kV | 408 | 490 | LN PLYMOTH - SIOUXCY 161 kV | LN RAUN - SIOUXCY2 345 kV | 2020-05-18 16:38 | 2020-09-30 23:54 | LN: MEC.MEC.PLYMOSIOUX16_1.1 | LN: WAUE.WAUE.RAUNSIOUX34_1.1
25713 | TMP459_25713 | MISO | RCF | LN WEBSTER2 - FT_DODG 161 kV ftlo LN BVRCRFBC - GRIMES 345 kV | 210 | 210 | LN WEBSTER2 - FT_DODG 161 kV | LN BVRCRFBC - GRIMES 345 kV | 2020-06-04 00:55 | 2020-09-30 23:54 | LN: MEC.MEC.WEBSTFT_DO16_1.1 | LN: MEC.MEC.BVRCRGRIME34_1.1
25716 | TMP489_25716 | MISO | RCF | LN WEBSTER2 - FT_DODG 161 kV ftlo LN M_TOWN - TIMBRCK 161 kV | 210 | 210 | LN WEBSTER2 - FT_DODG 161 kV | LN M_TOWN - TIMBRCK 161 kV | 2020-06-04 16:30 | 2020-09-30 23:54 | LN: MEC.MEC.WEBSTFT_DO16_1.1 | LN: ALTW.ALTW.M_TOWTIMBR16_1.1
25736 | TMP479_25736 | MISO | RCF | LN BIGSTON - BROWNSV 230 kV ftlo XF ELLENDL2 345/230 kV | 245 | 269 | LN BIGSTON - BROWNSV 230 kV | XF ELLENDL2 345/230 kV | 2020-06-09 13:57 | 2020-09-30 23:54 | LN: OTP.OTP.BIGSTBROWN23_1.1 | XF: MDU.MDU.ELLENDL2.TR1.TR1
26009 | TEMP73_26009 | SWPP | INT | XF HETINGR 230/1 kV ftlo LN HETINGRW - BOWMANWP 230 kV | 100 | 125 | XF HETINGR 230/1 kV | LN HETINGRW - BOWMANWP 230 kV | 2020-10-02 16:52 | 2020-10-06 00:53 | XF: MDU.MDU.HETINGR.TR11.TR11 | LN: WAUE.WAUE.BOWMAHETIN23_1.1
25808 | TEMP04_25808 | SWPP | INT | LN BUFRDTP5 - NORFORK 161 kV ftlo LN WH_BLF - KEO 500 kV | 189 | 189 | LN BUFRDTP5 - NORFORK 161 kV | LN WH_BLF - KEO 500 kV | 2020-06-30 00:06 | 2020-10-27 08:31 | LN: SPA.SPA.7332.A | LN: EES.EES.WH_BLF_KEO___8.A
25721 | TEMP08_25721 | SWPP | INT | LN PIRKEY - HALLSV_S 138 kV ftlo XF PIRKEY 138/345 kV | 461 | 536 | LN PIRKEY - HALLSV_S 138 kV | XF PIRKEY 138/345 kV | 2020-06-05 09:23 | 2020-10-27 08:31 | LN: CSWS.CSWS.HALLSV_PIRKE_1.A | XF: CSWS.CSWS.PIRKEY.962.NORTH_345
25584 | TEMP41_25584 | SWPP | INT | LN BRKN_BOW - HOCHTWN 138 kV ftlo LN SARDIS - WILB_TOK 138 kV | 185 | 185 | LN BRKN_BOW - HOCHTWN 138 kV | LN SARDIS - WILB_TOK 138 kV | 2020-04-07 08:42 | 2020-10-27 08:31 | LN: SPA.SPA.7464.A | LN: CSWS.CSWS.WILB_SARDIS.A; LN: CSWS.CSWS.LON_TUS81_835.A; LN: CSWS.CSWS.81_835A.A; LN: CSWS.CSWS.81_835.A
25762 | TEMP48_25762 | SWPP | INT | LN SEMINOLE - VANOS 138 kV ftlo LN SEMINOLE - PITTSB9 345 kV | 287 | 287 | LN SEMINOLE - VANOS 138 kV | LN SEMINOLE - PITTSB9 345 kV | 2020-06-11 11:44 | 2020-10-27 08:38 | LN: OKGE.OKGE.8938.A | LN: OKGE.OKGE.SEMINOLE.A
25719 | TEMP81_25719 | SWPP | INT | LN PIRKEY - HALLSV_S 138 kV ftlo XF PIRKEY 138/345 kV | 461 | 536 | LN PIRKEY - HALLSV_S 138 kV | XF PIRKEY 138/345 kV | 2020-06-04 14:36 | 2020-10-27 08:38 | LN: CSWS.CSWS.HALLSV_PIRKE_1.A | XF: CSWS.CSWS.PIRKEY.961.SOUTH_345
25650 | TMP113_25650 | SWPP | INT | XF FLINTCRK 345/161 kV ftlo LN DECAS5 - FLINTCRK 161 kV | 320 | 320 | XF FLINTCRK 345/161 kV | LN DECAS5 - FLINTCRK 161 kV | 2020-05-04 14:56 | 2020-10-27 08:40 | XF: CSWS.CSWS.FLINTCRK.772.WEST_34 | LN: EDE.EDE.FLNCRK_EDE_1A.A
25748 | TMP180_25748 | SWPP | INT | LN 53GARST4 - TSE_NEW 138 kV ftlo LN ONETA - CLRKSVLE 345 kV | 168 | 168 | LN 53GARST4 - TSE_NEW 138 kV | LN ONETA - CLRKSVLE 345 kV | 2020-06-09 15:13 | 2020-10-27 08:43 | LN: CSWS.CSWS.2002.A | LN: CSWS.CSWS.CLRKSV_ONETA_1.A
25760 | TMP158_25760 | SWPP | INT | LN 134PENTP - WESTMOR4 138 kV ftlo LN TURNER4 - SGATE 138 kV | 268 | 308 | LN 134PENTP - WESTMOR4 138 kV | LN TURNER4 - SGATE 138 kV | 2020-06-11 09:48 | 2020-10-27 08:43 | LN: OKGE.OKGE.WEST_134PENTP.A | LN: OKGE.OKGE.SGATE_TURNER.A; LN: OKGE.OKGE.8825.A
25503 | TMP176_25503 | SWPP | INT | LN FARB - KSC10 138 kV ftlo LN VIOLA7 - RENFROW7 345 kV | 160 | 160 | LN FARB - KSC10 138 kV | LN VIOLA7 - RENFROW7 345 kV | 2020-02-21 06:44 | 2020-10-27 08:43 | LN: WR.WR.FARBKSC1013_1.1 | LN: WR.WR.HUNTER_VIOLA.A
25446 | TMP220_25446 | SWPP | INT | LN BOYD - CDRLN 138 kV ftlo LN WESTMOR4 - 134PENTP 138 kV | 191 | 191 | LN BOYD - CDRLN 138 kV | LN WESTMOR4 - 134PENTP 138 kV | 2020-01-21 14:13 | 2020-10-27 08:51 | LN: OKGE.OKGE.8858.A | LN: OKGE.OKGE.WEST_134PENTP.A; LN: OKGE.OKGE.SGATE_134PENTP.A; LN: OKGE.OKGE.MCCL_134PENTP.A; LN: OKGE.OKGE.8822.A
25509 | TMP225_25509 | SWPP | INT | XF WICH 345/138 kV ftlo LN RENO - WICH 345 kV | 400 | 430 | XF WICH 345/138 kV | LN RENO - WICH 345 kV | 2020-02-25 10:45 | 2020-10-27 13:34 | XF: WR.WR.WICH.4359.WICH_12 | LN: WR.WR.RENO_WICH.A; LN: WR.WR.BENTWICH34_1.1
25689 | TMP237_25689 | SWPP | INT | LN CIMARRON - HAYMAKR4 138 kV ftlo LN CIMARRON - NOWST1 345 kV | 268 | 308 | LN CIMARRON - HAYMAKR4 138 kV | LN CIMARRON - NOWST1 345 kV | 2020-05-23 16:02 | 2020-10-27 13:34 | LN: OKGE.OKGE.8765.B | LN: OKGE.OKGE.8789.A
25638 | TMP247_25638 | SWPP | INT | LN RLNGHILS - NORTHWE2 115 kV ftlo LN POTTER_S - BUSHLAND 230 kV | 159 | 175 | LN RLNGHILS - NORTHWE2 115 kV | LN POTTER_S - BUSHLAND 230 kV | 2020-05-01 13:14 | 2020-10-27 13:34 | LN: SPS.SPS.NORTHCHERR11_1.1 | LN: SPS.SPS.POTTER_BUSH.1
25667 | TMP262_25667 | SWPP | INT | LN SWSHREV - GENERAL 138 kV ftlo LN SE_MARSH - SABIN_MI 138 kV | 188 | 188 | LN SWSHREV - GENERAL 138 kV | LN SE_MARSH - SABIN_MI 138 kV | 2020-05-13 16:27 | 2020-10-27 13:34 | LN: CSWS.CSWS.836B.A | LN: CSWS.CSWS.PIR_SCOTTSV_1B.A; LN: CSWS.CSWS.PIR_SCOTTSV_1A.A
25591 | TMP376_25591 | SWPP | INT | LN BRKN_BOW - HOCHTWN 138 kV ftlo LN PITTSB9 - VALLIANT 345 kV | 185 | 185 | LN BRKN_BOW - HOCHTWN 138 kV | LN PITTSB9 - VALLIANT 345 kV | 2020-04-09 02:21 | 2020-10-27 13:34 | LN: SPA.SPA.7464.A | LN: CSWS.CSWS.2160.A
25538 | TMP284_25538 | SWPP | INT | XF EAST_PLA 230/115 kV ftlo LN HARRSUB - RLNGHILS 230 kV | 239 | 239 | XF EAST_PLA 230/115 kV | LN HARRSUB - RLNGHILS 230 kV | 2020-03-10 10:41 | 2020-10-27 13:34 | XF: SPS.SPS.EAST_PLA.732.EPT_115XF | LN: SPS.SPS.POTTER_HARRIS.1
25549 | TMP266_25549 | SWPP | INT | LN WOLFFORT - TERRY_CO 115 kV ftlo LN WOLFFORT - SUNDOWN2 230 kV | 186 | 186 | LN WOLFFORT - TERRY_CO 115 kV | LN WOLFFORT - SUNDOWN2 230 kV | 2020-03-18 22:58 | 2020-10-27 13:34 | LN: SPS.SPS.161.1 | LN: SPS.SPS.SUNDOWOLFF23_1.1
25686 | TMP381_25686 | SWPP | INT | LN MCCLAI - 134PENTP 138 kV ftlo LN MCCLAI - SARA 138 kV | 478 | 478 | LN MCCLAI - 134PENTP 138 kV | LN MCCLAI - SARA 138 kV | 2020-05-23 04:39 | 2020-10-27 13:34 | LN: OKGE.OKGE.MCCL_134PENTP.A | LN: OKGE.OKGE.MCCLAI_SARA__1.A
25706 | TMP371_25706 | SWPP | INT | LN BRKN_BOW - CRAIGJ_O 138 kV ftlo LN HUGOPP4 - VALLIANT 345 kV | 191 | 191 | LN BRKN_BOW - CRAIGJ_O 138 kV | LN HUGOPP4 - VALLIANT 345 kV | 2020-06-02 00:17 | 2020-10-27 13:34 | LN: SPA.SPA.BROKEN_BOW.A | LN: WFEC.WFEC.HUGO_VALLIANT.A
25761 | TMP303_25761 | SWPP | INT | LN PENN1 - SNTFE 138 kV ftlo LN TURNER4 - SGATE 138 kV | 191 | 191 | LN PENN1 - SNTFE 138 kV | LN TURNER4 - SGATE 138 kV | 2020-06-11 09:54 | 2020-10-27 13:34 | LN: OKGE.OKGE.8821.A | LN: OKGE.OKGE.SGATE_TURNER.A; LN: OKGE.OKGE.8825.A
25803 | TMP290_25803 | SWPP | INT | LN N_PLT1 - C_CREEK 230 kV ftlo LN SWEETW4 - GRISLD1 345 kV | 392 | 431 | LN N_PLT1 - C_CREEK 230 kV | LN SWEETW4 - GRISLD1 345 kV | 2020-06-26 22:12 | 2020-10-27 13:34 | LN: NPPD.NPPD.N_PLT1_C_CREEK.A | LN: NPPD.NPPD.GRISLD1_SWEETW.A
25452 | TMP286_25452 | SWPP | INT | LN PENN1 - SNTFE 138 kV ftlo LN PLVAL - CHRCK 138 kV | 191 | 191 | LN PENN1 - SNTFE 138 kV | LN PLVAL - CHRCK 138 kV | 2020-01-22 02:28 | 2020-10-27 13:34 | LN: OKGE.OKGE.8821.A | LN: OKGE.OKGE.8827.A
25768 | TMP425_25768 | SWPP | INT | LN BISM - FAIRGNDS 115 kV ftlo LN LEC - LAWH 115 kV | 118 | 118 | LN BISM - FAIRGNDS 115 kV | LN LEC - LAWH 115 kV | 2020-06-14 13:03 | 2020-10-27 13:34 | LN: WR.WR.FAIRGN_BISM.1 | LN: WR.WR.3053.1
25769 | TMP486_25769 | SWPP | INT | LN SEMINOLE - VANOS 138 kV ftlo LN TERRY_RD - SUNNYSDE 345 kV | 287 | 287 | LN SEMINOLE - VANOS 138 kV | LN TERRY_RD - SUNNYSDE 345 kV | 2020-06-14 16:27 | 2020-10-27 13:34 | LN: OKGE.OKGE.8938.A | LN: CSWS.CSWS.TERRYRD_SUNYSD.A
25710 | TMP405_25710 | SWPP | INT | LN CIMARRON - HAYMAKR4 138 kV ftlo LN MATHWSN7 - NOWST1 345 kV | 268 | 308 | LN CIMARRON - HAYMAKR4 138 kV | LN MATHWSN7 - NOWST1 345 kV | 2020-06-02 21:58 | 2020-10-27 13:34 | LN: OKGE.OKGE.8765.B | LN: OKGE.OKGE.MATHWSN7_NOWST.A
25725 | TMP451_25725 | SWPP | INT | LN STEXEAS - KNOXLEE 138 kV ftlo XF PIRKEY 345/138 kV | 245 | 245 | LN STEXEAS - KNOXLEE 138 kV | XF PIRKEY 345/138 kV | 2020-06-06 13:11 | 2020-10-27 13:34 | LN: CSWS.CSWS.906.A | XF: CSWS.CSWS.PIRKEY.962.NORTH_345
25687 | TMP406_25687 | SWPP | INT | LN TUPELO2 - SBROWN 138 kV ftlo LN ARB1 - MILLC 138 kV | 95 | 95 | LN TUPELO2 - SBROWN 138 kV | LN ARB1 - MILLC 138 kV | 2020-05-23 04:41 | 2020-10-27 13:34 | LN: WFEC.WFEC.7444.A | LN: OKGE.OKGE.9006.A
25696 | TMP473_25696 | SWPP | INT | XF HOSKINS 230/115 kV ftlo LN WAKE_FLD - TWINCHUR 230 kV | 187 | 229 | XF HOSKINS 230/115 kV | LN WAKE_FLD - TWINCHUR 230 kV | 2020-05-28 06:41 | 2020-10-27 13:34 | XF: NPPD.NPPD.HOSKINS.1.1 | LN: NPPD.NPPD.WAKE_FLD_TWINC.A
25669 | TMP471_25669 | SWPP | INT | LN QUAIL - SLVRL 138 kV ftlo LN ARCAD7 - NOWST1 345 kV | 268 | 308 | LN QUAIL - SLVRL 138 kV | LN ARCAD7 - NOWST1 345 kV | 2020-05-14 10:28 | 2020-10-27 13:34 | LN: OKGE.OKGE.8760.A | LN: OKGE.OKGE.8790.A
25657 | TMP460_25657 | SWPP | INT | LN SP-ERSK3 - CARLISLE 115 kV ftlo LN TUCO - CARLISLE 230 kV | 94 | 103 | LN SP-ERSK3 - CARLISLE 115 kV | LN TUCO - CARLISLE 230 kV | 2020-05-08 14:10 | 2020-10-27 13:34 | LN: SPS.SPS.INDIACARLI11_1.B | LN: SPS.SPS.135.1
25802 | TMP498_25802 | SWPP | INT | XF AXTELL1 345/115 kV ftlo LN AXTELL1 - PAULINE 345 kV | 336 | 420 | XF AXTELL1 345/115 kV | LN AXTELL1 - PAULINE 345 kV | 2020-06-26 22:12 | 2020-10-27 13:34 | XF: NPPD.NPPD.AXTELL1.A.A | LN: NPPD.NPPD.12005.A
25526 | TMP531_25526 | SWPP | INT | LN EHALLTP3 - ROLLHLS3 115 kV ftlo LN NEW_RICE - LYON 115 kV | 106 | 106 | LN EHALLTP3 - ROLLHLS3 115 kV | LN NEW_RICE - LYON 115 kV | 2020-03-03 00:22 | 2020-10-27 13:34 | LN: SECI.SECI.ROLL_EHALLTP3.A | LN: WR.MIDW.LYON_NEWRICE.A
25558 | TMP542_25558 | SWPP | INT | XF FLINTCRK 345/161 kV ftlo LN CLRKSVLE - CHAMBERS 345 kV | 400 | 400 | XF FLINTCRK 345/161 kV | LN CLRKSVLE - CHAMBERS 345 kV | 2020-03-20 15:54 | 2020-10-27 13:34 | XF: CSWS.CSWS.FLINTCRK.773.EAST_34 | LN: CSWS.CSWS.CLRKSV_CHAMBE1.A
25597 | TMP509_25597 | SWPP | INT | LN CONWAY - KIRBY_SU 115 kV ftlo LN TUCO - OKLAUNIO 345 kV | 159 | 159 | LN CONWAY - KIRBY_SU 115 kV | LN TUCO - OKLAUNIO 345 kV | 2020-04-10 10:05 | 2020-10-27 13:34 | LN: SPS.SPS.CONWAKIRBY11_1.1 | LN: SPS.SPS.136.1
25578 | TMP500_25578 | SWPP | INT | LN KENLWRTH - MISION_J 161 kV ftlo LN STILWELL - PECULIA7 345 kV | 226 | 246 | LN KENLWRTH - MISION_J 161 kV | LN STILWELL - PECULIA7 345 kV | 2020-04-02 08:19 | 2020-10-27 13:34 | LN: KCPL.KCPL.KENLWR_MISION1.1 | LN: MPS.MPS.SIBLEY_STILWE1.B
25579 | TMP527_25579 | SWPP | INT | XF HOSKINS 230/115 kV ftlo XF HOSKINS 230/345 kV | 187 | 229 | XF HOSKINS 230/115 kV | XF HOSKINS 230/345 kV | 2020-04-03 00:48 | 2020-10-27 13:34 | XF: NPPD.NPPD.HOSKINS.1.1 | XF: NPPD.NPPD.HOSKINS.2.2
25683 | TMP513_25683 | SWPP | INT | XF WDRNG1 345/138 kV ftlo LN WDRNG1 - PINTAIL 345 kV | 330 | 359 | XF WDRNG1 345/138 kV | LN WDRNG1 - PINTAIL 345 kV | 2020-05-20 23:37 | 2020-10-27 13:34 | XF: OKGE.OKGE.WDRNG1.8618.A | LN: OKGE.OKGE.PINT_WDRG_331.1
25505 | TMP510_25505 | SWPP | INT | LN STEXEAS - KNOXLEE 138 kV ftlo LN EASTX_SW - HARRISON 138 kV | 303 | 303 | LN STEXEAS - KNOXLEE 138 kV | LN EASTX_SW - HARRISON 138 kV | 2020-02-22 02:01 | 2020-10-27 13:34 | LN: CSWS.CSWS.906.A | LN: CSWS.CSWS.HARRIS_NTEXEAS.A
25497 | TMP517_25497 | SWPP | INT | LN LAWH - MOCK 115 kV ftlo LN LAWH - SWIS 230 kV | 9999 | 9999 | LN LAWH - MOCK 115 kV | LN LAWH - SWIS 230 kV | 2020-02-20 01:58 | 2020-10-27 13:34 | LN: WR.WR.4213.1 | LN: WR.WR.39.1
25523 | TMP550_25523 | SWPP | INT | XF COLMBS_E 230/115 kV ftlo XF SHELLCRK 230/345 kV | 187 | 234 | XF COLMBS_E 230/115 kV | XF SHELLCRK 230/345 kV | 2020-03-02 12:44 | 2020-10-27 13:34 | XF: NPPD.NPPD.COLMBS_E.3.3 | XF: NPPD.NPPD.SHELLCRK.1.1
25675 | TMP558_25675 | SWPP | INT | LN VANBUR1 - VBI5 161 kV ftlo ZBR BONANZA - BONTP 161 kV | 334 | 334 | LN VANBUR1 - VBI5 161 kV | ZBR BONANZA - BONTP 161 kV | 2020-05-17 14:52 | 2020-10-27 13:34 | LN: SPA.SPA.7404.A | ZBR: CSWS.CSWS.BONANZA_OGE_1A.A; LN: OKGE.OKGE.BONTP_BEVYT_1.A; LN: OKGE.OKGE.AES5___BONTP_1.A
25726 | TMP577_25726 | SWPP | INT | LN BISM - FAIRGNDS 115 kV ftlo LN SWLA - BALDCRK 115 kV | 118 | 118 | LN BISM - FAIRGNDS 115 kV | LN SWLA - BALDCRK 115 kV | 2020-06-07 00:42 | 2020-10-27 13:34 | LN: WR.WR.FAIRGN_BISM.1 | LN: WR.WR.BALDCR_SWLA_1.A; LN: WR.WR.BALDCR_LAWH_1.A
25739 | TMP592_25739 | SWPP | INT | LN THREE - CHLOC 69 kV ftlo LN RDRUNNR4 - MDFRDTP4 138 kV | 45 | 57 | LN THREE - CHLOC 69 kV | LN RDRUNNR4 - MDFRDTP4 138 kV | 2020-06-09 13:59 | 2020-10-27 13:34 | LN: OKGE.OKGE.8659.A | LN: OKGE.OKGE.MDFRDTP_RDRUNN.A
25774 | TMP585_25774 | SWPP | INT | LN ST_JOE - COOK2 161 kV ftlo XF EASTTOWN 345/161 kV | 293 | 334 | LN ST_JOE - COOK2 161 kV | XF EASTTOWN 345/161 kV | 2020-06-16 11:20 | 2020-10-27 13:34 | LN: MPS.MPS.11312.A | XF: MPS.MPS.EASTTOWN.XF11.XF11
25789 | TMP588_25789 | SWPP | INT | LN WILKES - MUNZ_CTY 138 kV ftlo LN WELSH - NWTEXAR 345 kV | 176 | 188 | LN WILKES - MUNZ_CTY 138 kV | LN WELSH - NWTEXAR 345 kV | 2020-06-22 16:53 | 2020-10-27 13:34 | LN: CSWS.CSWS.MUNZ_WILKE_1.A | LN: CSWS.CSWS.953.A
25606 | TMP571_25606 | SWPP | INT | LN GRAPVINE - KIRBY_SU 115 kV ftlo LN SWEETWT6 - CHISHOLM 230 kV | 160 | 176 | LN GRAPVINE - KIRBY_SU 115 kV | LN SWEETWT6 - CHISHOLM 230 kV | 2020-04-13 07:10 | 2020-10-27 13:34 | LN: SPS.SPS.GRAPVI_KIRBY.1 | LN: CSWS.CSWS.CHISHOLM_SWEET.A
25607 | TMP567_25607 | SWPP | INT | LN DYESS - EROGERS 161 kV ftlo LN BEN279_5 - GENTRYR5 161 kV | 220 | 220 | LN DYESS - EROGERS 161 kV | LN BEN279_5 - GENTRYR5 161 kV | 2020-04-13 13:50 | 2020-10-27 13:34 | LN: CSWS.CSWS.765_DYESS.A | LN: CSWS.CSWS.BEN279_GENTRYR.A; LN: CSWS.CSWS.750_FLINTCRK.B
25576 | TMP555_25576 | SWPP | INT | LN SW_STA - ANADARKO 138 kV ftlo LN TERRY_RD - SUNNYSDE 345 kV | 191 | 191 | LN SW_STA - ANADARKO 138 kV | LN TERRY_RD - SUNNYSDE 345 kV | 2020-04-01 22:25 | 2020-10-27 13:34 | LN: WFEC.WFEC.ANADARKO.A | LN: CSWS.CSWS.TERRYRD_SUNYSD.A
25625 | TEMP64_25625 | SWPP | RCF | LN RAUN - TEKAMHO 161 kV ftlo LN BVRCRFBC - GRIMES 345 kV | 217 | 217 | LN RAUN - TEKAMHO 161 kV | LN BVRCRFBC - GRIMES 345 kV | 2020-04-22 22:15 | 2020-10-30 20:44 | LN: MEC.MEC.RAUNTEKAM16_1.1 | LN: MEC.MEC.BVRCRGRIME34_1.1
25666 | TMP485_25666 | SWPP | RCF | LN SALISBRY - MOB 161 kV ftlo ZBR SIBLEY - SIBL_KCP 345 kV | 187 | 211 | LN SALISBRY - MOB 161 kV | ZBR SIBLEY - SIBL_KCP 345 kV | 2020-05-13 15:00 | 2020-10-30 20:49 | LN: AMRN.AMRN.MOBERL_SALISB1.1 | ZBR: KCPL.KCPL.SIBLEY_KCP_MPS.A; LN: AMRN.AMRN.OVER-SIB-3.A
25554 | TMP249_25554 | SWPP | RCF | LN CBLUFFS - SUB1206 161 kV ftlo LN ROLLHILS - ORENTDRT 345 kV | 558 | 558 | LN CBLUFFS - SUB1206 161 kV | LN ROLLHILS - ORENTDRT 345 kV | 2020-03-19 17:04 | 2020-10-30 20:49 | LN: MEC.MEC.S1206CBLUF16_1.1 | LN: MEC.MEC.ROLLHORENT34_1.1
25555 | TMP544_25555 | MISO | RCF | XF DKSN_ND 230/1 kV ftlo LN BELFELD - CHAR_CK 345 kV | 100 | 169 | XF DKSN_ND 230/1 kV | LN BELFELD - CHAR_CK 345 kV | 2020-03-24 11:22 | 2020-10-30 20:51 | XF: MDU.MDU.DKSN_ND.TR11.TR11 | LN: WAUE.WAUE.BELFECHAR_34_1.1
25473 | TMP501_25473 | SWPP | RCF |  | 250 | 313 | XF FTTHOMP 1/345 kV |  | 2020-02-05 11:09 | 2020-10-30 20:51 | XF: WAUE.WAUE.FTTHOMP.U1A1.KU1A1
25592 | TMP572_25592 | SWPP | RCF | LN SUB1209 - SUB1231 161 kV ftlo LN SUB3459 - SUB3456 345 kV | 238 | 238 | LN SUB1209 - SUB1231 161 kV | LN SUB3459 - SUB3456 345 kV | 2020-04-09 05:18 | 2020-10-30 20:54 | LN: OPPD.OPPD.SUB12SUB121621.1 | LN: OPPD.OPPD.SUB34SUB3434_2.1
25819 | TMP499_25819 | SWPP | INT |  | 9999 | 9999 | LN WARDWA - BISMARK2 230 kV |  | 2020-07-01 20:38 | 2020-10-30 20:54 | LN: WAUE.WAUE.WARDWBISMA23_1.1
26100 | TMP405_26100 | MISO | RCF |  | 245 | 269 | LN BIGSTON - BROWNSV 230 kV |  | 2020-11-03 00:13 | 2020-11-03 00:40 | LN: OTP.OTP.BIGSTBROWN23_1.1
25829 | TEMP19_25829 | SWPP | INT | LN QANXT - BRLNG 161 kV ftlo XF RDST2 69/161 kV | 313 | 335 | LN QANXT - BRLNG 161 kV | XF RDST2 69/161 kV | 2020-07-06 14:16 | 2020-11-12 12:25 | LN: OKGE.OKGE.9170.A | XF: OKGE.OKGE.RDST2.9166.A; LN: OKGE.OKGE.9165.A; LN: OKGE.OKGE.9161.A
25843 | TEMP09_25843 | SWPP | INT | LN LAR3821 - SPRGFLD 161 kV ftlo LN FLINTCRK - BROOK_LN 345 kV | 189 | 189 | LN LAR3821 - SPRGFLD 161 kV | LN FLINTCRK - BROOK_LN 345 kV | 2020-07-09 10:27 | 2020-11-12 12:25 | LN: SPA.SPA.SPFLD-LARUSL.A | LN: AECI.AECI.FLNTCK-BROOK1.A
25963 | TEMP88_25963 | SWPP | INT | LN WOLFFORT - TERRY_CO 115 kV ftlo LN TUCO - YOAKUM 345 kV | 228 | 228 | LN WOLFFORT - TERRY_CO 115 kV | LN TUCO - YOAKUM 345 kV | 2020-09-14 01:38 | 2020-11-12 12:25 | LN: SPS.SPS.161.1 | LN: SPS.SPS.TUCO_YOAKUM.A
25714 | TEMP66_25714 | SWPP | INT | LN GRNWD1 - LEESUM 161 kV ftlo LN PHILL - SIBLEY 345 kV | 446 | 446 | LN GRNWD1 - LEESUM 161 kV | LN PHILL - SIBLEY 345 kV | 2020-06-03 14:51 | 2020-11-12 12:25 | LN: MPS.MPS.11022.A | LN: MPS.MPS.10978.A
25449 | TMP102_25449 | SWPP | INT | LN UNRIDGE - MORR 230 kV ftlo LN WICH - EMPEC 345 kV | 363 | 363 | LN UNRIDGE - MORR 230 kV | LN WICH - EMPEC 345 kV | 2020-01-21 20:36 | 2020-11-12 12:25 | LN: WR.WR.SUMMMORR23_1.1 | LN: WR.WR.EMPEC_WICH.1
25450 | TMP293_25450 | SWPP | INT | LN HARBINE - BEATRICE 115 kV ftlo LN MCCOOL - MOORE 345 kV | 99 | 109 | LN HARBINE - BEATRICE 115 kV | LN MCCOOL - MOORE 345 kV | 2020-01-22 01:44 | 2020-11-12 12:25 | LN: NPPD.NPPD.1175A.A | LN: NPPD.NPPD.NP_3502-A.A
25501 | TMP183_25501 | SWPP | INT | LN HASTNGN - DONIPH2 115 kV ftlo LN SWEETW4 - GRISLD1 345 kV | 140 | 154 | LN HASTNGN - DONIPH2 115 kV | LN SWEETW4 - GRISLD1 345 kV | 2020-02-20 07:33 | 2020-11-12 12:25 | LN: NPPD.NPPD.NP_1244C.A | LN: NPPD.NPPD.GRISLD1_SWEETW.A
25731 | TMP190_25731 | SWPP | INT | XF LAWH 230/115 kV ftlo XF MIDJ 230/115 kV | 280 | 308 | XF LAWH 230/115 kV | XF MIDJ 230/115 kV | 2020-06-07 16:12 | 2020-11-12 12:25 | XF: WR.WR.LAWH.3034.LAWH_29 | XF: WR.WR.MIDJ.3037.MIDJ_126
25678 | TMP253_25678 | SWPP | INT | LN MUSKTAP - GORE1 161 kV ftlo XF ARK_NU 22/500 kV | 218 | 218 | LN MUSKTAP - GORE1 161 kV | XF ARK_NU 22/500 kV | 2020-05-19 22:03 | 2020-11-12 12:25 | LN: SPA.SPA.7408.A | XF: EES.EES.ARK_NU.T2.T2; UN: EES.EES.ARK_NU.22.G2
25800 | TMP305_25800 | SWPP | INT | XF ARCAD7 345/1 kV ftlo XF ARCAD7 13.8/1 kV | 448 | 448 | XF ARCAD7 345/1 kV | XF ARCAD7 13.8/1 kV | 2020-06-26 22:23 | 2020-11-12 12:25 | XF: OKGE.OKGE.ARCAD7.BNK4.A4 | XF: OKGE.OKGE.ARCAD7.BNK3.C3; XF: OKGE.OKGE.ARCAD7.BNK3.B3; XF: OKGE.OKGE.ARCAD7.BNK3.A3
25535 | TMP216_25535 | SWPP | INT | LN SPRIN - DRIPPING 138 kV ftlo XF JHNSTNCO 1/13.8 kV | 171 | 185 | LN SPRIN - DRIPPING 138 kV | XF JHNSTNCO 1/13.8 kV | 2020-03-09 13:05 | 2020-11-12 12:25 | LN: OKGE.OKGE.SPRINGD_DRIP.A | XF: OKGE.OKGE.JHNSTNCO.T3.T3_T; XF: OKGE.OKGE.JHNSTNCO.T3.T3_L; XF: OKGE.OKGE.JHNSTNCO.T3.T3_H
26031 | TMP287_26031 | SWPP | INT | LN HSL1 - DALE4 138 kV ftlo XF SEMINOLE 345/1 kV | 191 | 191 | LN HSL1 - DALE4 138 kV | XF SEMINOLE 345/1 kV | 2020-10-08 18:57 | 2020-11-12 12:25 | LN: OKGE.OKGE.8850.A | XF: OKGE.OKGE.SEMINOLE.BK_1.1_1
25846 | TMP181_25846 | SWPP | INT | LN LONGWOO - LIEBERM 138 kV ftlo LN JEFF_SWC - IPCJEFF4 138 kV | 212 | 212 | LN LONGWOO - LIEBERM 138 kV | LN JEFF_SWC - IPCJEFF4 138 kV | 2020-07-10 00:42 | 2020-11-12 12:25 | LN: CSWS.CSWS.846.A | LN: CSWS.CSWS.848.B
25849 | TMP251_25849 | SWPP | INT | LN JONESSUB - LP-HOLL2 230 kV ftlo LN LUBBOCKS - LP-SOUT2 230 kV | 179 | 179 | LN JONESSUB - LP-HOLL2 230 kV | LN LUBBOCKS - LP-SOUT2 230 kV | 2020-07-14 18:17 | 2020-11-12 12:25 | LN: SPS.SPS.LP-HOL_JONES_1.A | LN: SPS.SPS.LP-SOU_LUBBO_1.1
25827 | TMP302_25827 | SWPP | INT | LN SIOUXFL - FLANDRU 115 kV ftlo LN WATERTN - BROOKNGS 115 kV | 115 | 115 | LN SIOUXFL - FLANDRU 115 kV | LN WATERTN - BROOKNGS 115 kV | 2020-07-06 12:33 | 2020-11-12 12:25 | LN: WAUE.WAUE.SIOUXFLAND11_1.1 | LN: WAUE.WAUE.BROOKNGS_WATER.A
25884 | TMP269_25884 | SWPP | INT |  | 50 | 63 | XF FTTHOMP 230/1 kV |  | 2020-08-06 12:45 | 2020-11-12 12:25 | XF: WAUE.WAUE.FTTHOMP.V1B1.KV1B1
25880 | TMP365_25880 | SWPP | INT | LN SIOUXFL - FLANDRU 115 kV ftlo XF WHITE 13.8/1 kV | 115 | 115 | LN SIOUXFL - FLANDRU 115 kV | XF WHITE 13.8/1 kV | 2020-08-01 15:27 | 2020-11-12 12:25 | LN: WAUE.WAUE.SIOUXFLAND11_1.1 | XF: WAUE.WAUE.WHITE.U1A1.KU1A3; XF: WAUE.WAUE.WHITE.U1A1.KU1A2; XF: WAUE.WAUE.WHITE.U1A1.KU1A1
25907 | TMP377_25907 | SWPP | INT | LN ADABELL - VBI5 161 kV ftlo LN AES5 - TARBY1 161 kV | 223 | 223 | LN ADABELL - VBI5 161 kV | LN AES5 - TARBY1 161 kV | 2020-08-22 02:38 | 2020-11-12 12:25 | LN: OKGE.OKGE.9169.A | LN: OKGE.OKGE.9127.A
25916 | TMP360_25916 | SWPP | INT | LN NASHUA - SHOALCRK 161 kV ftlo LN NASHUA - HAWTHORN 345 kV | 311 | 334 | LN NASHUA - SHOALCRK 161 kV | LN NASHUA - HAWTHORN 345 kV | 2020-08-24 21:38 | 2020-11-12 12:25 | LN: KCPL.KCPL.GASHLD_NASHUA1.1 | LN: KCPL.KCPL.NASHUA_HAWTH.A
25895 | TMP353_25895 | SWPP | INT | LN UTICAJC - NAPAJCT7 115 kV ftlo LN SIOUXFL - BERSFRD 115 kV | 120 | 120 | LN UTICAJC - NAPAJCT7 115 kV | LN SIOUXFL - BERSFRD 115 kV | 2020-08-13 14:56 | 2020-11-12 12:25 | LN: WAUE.WAUE.UTICAJC_NAPAJ.A | LN: WAUE.WAUE.BERSFSIOUX11_1.1
25933 | TMP317_25933 | SWPP | INT | LN TOLKSUB - TUCO 230 kV ftlo LN TOLKSUB - PLXSUB 230 kV | 319 | 319 | LN TOLKSUB - TUCO 230 kV | LN TOLKSUB - PLXSUB 230 kV | 2020-08-30 01:10 | 2020-11-12 12:25 | LN: SPS.SPS.TOLKSTUCO50_1.1 | LN: SPS.SPS.629.1
25850 | TMP398_25850 | SWPP | INT | LN JONES2 - ACORN 138 kV ftlo LN ARCAD7 - NOWST1 345 kV | 308 | 308 | LN JONES2 - ACORN 138 kV | LN ARCAD7 - NOWST1 345 kV | 2020-07-15 17:19 | 2020-11-12 12:25 | LN: OKGE.OKGE.JONES2_ACORN.A | LN: OKGE.OKGE.8790.A
25851 | TMP397_25851 | SWPP | INT | LN ARCAD7 - OMLARCA 138 kV ftlo LN ARCAD7 - NOWST1 345 kV | 308 | 308 | LN ARCAD7 - OMLARCA 138 kV | LN ARCAD7 - NOWST1 345 kV | 2020-07-15 16:26 | 2020-11-12 12:25 | LN: OKGE.OKGE.ARCAD_LUGRB.A | LN: OKGE.OKGE.8790.A
25740 | TMP333_25740 | SWPP | INT | LN SUNNYSDE - RKYPT1 138 kV ftlo XF JHNSTNCO 1/13.8 kV | 191 | 191 | LN SUNNYSDE - RKYPT1 138 kV | XF JHNSTNCO 1/13.8 kV | 2020-06-09 12:04 | 2020-11-12 12:25 | LN: OKGE.OKGE.9029.A | XF: OKGE.OKGE.JHNSTNCO.T3.T3_T; XF: OKGE.OKGE.JHNSTNCO.T3.T3_L; XF: OKGE.OKGE.JHNSTNCO.T3.T3_H
25733 | TMP351_25733 | SWPP | INT | LN MULGRE2 - ELLSWTP3 115 kV ftlo LN MULGRE2 - CIRC 230 kV | 89 | 89 | LN MULGRE2 - ELLSWTP3 115 kV | LN MULGRE2 - CIRC 230 kV | 2020-06-08 01:13 | 2020-11-12 12:25 | LN: SECI.SECI.10900.A | LN: SECI.SECI.10255.A
25443 | TMP332_25443 | SWPP | INT | LN GRISLD1 - W_COLMBS 230 kV ftlo LN GRISLD1 - MCCOOL 345 kV | 320 | 352 | LN GRISLD1 - W_COLMBS 230 kV | LN GRISLD1 - MCCOOL 345 kV | 2020-01-20 01:03 | 2020-11-12 12:25 | LN: NPPD.NPPD.12063.A | LN: NPPD.NPPD.12198.A
25765 | TMP444_25765 | SWPP | INT | LN CIRV - GOFF 115 kV ftlo LN HOYT - STRA 345 kV | 86 | 92 | LN CIRV - GOFF 115 kV | LN HOYT - STRA 345 kV | 2020-06-11 22:00 | 2020-11-12 12:25 | LN: WR.WR.GOFF_CIRV.A | LN: WR.WR.11_HOYT.1
25784 | TMP418_25784 | SWPP | INT | LN CRAIG - COLLEGE 161 kV ftlo LN W_GARDNR - BNSF 161 kV | 311 | 351 | LN CRAIG - COLLEGE 161 kV | LN W_GARDNR - BNSF 161 kV | 2020-06-19 17:27 | 2020-11-12 12:25 | LN: KCPL.KCPL.COLLEG_CRAIG_1.1 | LN: KCPL.KCPL.MOONLG_W_GARD1.A
25673 | TMP430_25673 | SWPP | INT | LN RUSSETT - SBROWN 138 kV ftlo LN PITTSB9 - VALLIANT 345 kV | 117 | 136 | LN RUSSETT - SBROWN 138 kV | LN PITTSB9 - VALLIANT 345 kV | 2020-05-15 16:40 | 2020-11-12 12:25 | LN: WFEC.WFEC.7454.A | LN: CSWS.CSWS.2160.A
25835 | TMP402_25835 | SWPP | INT | LN PECULIA7 - BELTON1 161 kV ftlo LN STILWELL - REDEL5 161 kV | 278 | 278 | LN PECULIA7 - BELTON1 161 kV | LN STILWELL - REDEL5 161 kV | 2020-07-07 14:31 | 2020-11-12 12:25 | LN: MPS.MPS.BELTON_PECULIA.A | LN: KCPL.KCPL.MART_C_STILWE1.1
25858 | TMP432_25858 | SWPP | INT |  | 120 | 120 | LN BROOKNGS - AURORAWA 115 kV |  | 2020-07-19 01:21 | 2020-11-12 12:25 | LN: WAUE.WAUE.AURORA_BROOKNG.A
25863 | TMP448_25863 | SWPP | INT | LN HURON - HURONTAP 115 kV ftlo LN FTTHOMP - LETCHERW 230 kV | 120 | 120 | LN HURON - HURONTAP 115 kV | LN FTTHOMP - LETCHERW 230 kV | 2020-07-21 14:29 | 2020-11-12 12:25 | LN: WAUE.WAUE.HURONHURON11_1.1 | LN: WAUE.WAUE.LETCHFTTHO23_1.1
25931 | TMP447_25931 | SWPP | INT | LN UTICAJC - NAPAJCT7 115 kV ftlo LN UTICAJC - VFODNESS 230 kV | 120 | 120 | LN UTICAJC - NAPAJCT7 115 kV | LN UTICAJC - VFODNESS 230 kV | 2020-08-28 19:02 | 2020-11-12 12:25 | LN: WAUE.WAUE.UTICAJC_NAPAJ.A | LN: WAUE.WAUE.VFODNUTICA23_1.1
25879 | TMP429_25879 | SWPP | INT | LN CARTR2 - CKSAW1 138 kV ftlo XF JHNSTNCO 1/13.8 kV | 191 | 191 | LN CARTR2 - CKSAW1 138 kV | XF JHNSTNCO 1/13.8 kV | 2020-07-31 13:29 | 2020-11-12 12:25 | LN: OKGE.OKGE.9032.A | XF: OKGE.OKGE.JHNSTNCO.T3.T3_T; XF: OKGE.OKGE.JHNSTNCO.T3.T3_L; XF: OKGE.OKGE.JHNSTNCO.T3.T3_H
25888 | TMP410_25888 | SWPP | INT | LN LNGVW1 - KCSOUTH5 161 kV ftlo LN PHILL - HARRS_RD 161 kV | 250 | 281 | LN LNGVW1 - KCSOUTH5 161 kV | LN PHILL - HARRS_RD 161 kV | 2020-08-07 05:07 | 2020-11-12 12:25 | LN: MPS.MPS.11025.B | LN: MPS.MPS.11021.A
25903 | TMP455_25903 | SWPP | INT | LN NSES - MARM 161 kV ftlo LN LACYGNE - W_GARDNR 345 kV | 148 | 148 | LN NSES - MARM 161 kV | LN LACYGNE - W_GARDNR 345 kV | 2020-08-18 19:18 | 2020-11-12 12:25 | LN: WR.WR.29.1 | LN: KCPL.KCPL.LACYGN_W_GARD1.1
25920 | TMP468_25920 | SWPP | INT | LN AUBU - INDI 115 kV ftlo LN JEFF - HOYT 345 kV | 218 | 239 | LN AUBU - INDI 115 kV | LN JEFF - HOYT 345 kV | 2020-08-26 12:57 | 2020-11-12 12:25 | LN: WR.WR.AUBUINDI11_1.1 | LN: WR.WR.HOYTJEFF34_1.1
25922 | TMP483_25922 | SWPP | INT | LN DUNJEE - RENO1 138 kV ftlo LN NE10 - MIDWYOG 138 kV | 287 | 287 | LN DUNJEE - RENO1 138 kV | LN NE10 - MIDWYOG 138 kV | 2020-08-26 14:45 | 2020-11-12 12:25 | LN: OKGE.OKGE.8847.A | LN: OKGE.OKGE.8871.A; LN: OKGE.OKGE.8846.A
25830 | TMP470_25830 | SWPP | INT | LN LAW_S_RD - 53CACHE4 138 kV ftlo LN COMANCHE - 112_WGOR 138 kV | 151 | 170 | LN LAW_S_RD - 53CACHE4 138 kV | LN COMANCHE - 112_WGOR 138 kV | 2020-07-06 15:31 | 2020-11-12 12:25 | LN: CSWS.CSWS.2242.A | LN: CSWS.CSWS.81_585.A
25852 | TMP474_25852 | SWPP | INT | XF SEMINOLE 345/1 kV ftlo XF SEMINOLE 345/1 kV | 448 | 448 | XF SEMINOLE 345/1 kV | XF SEMINOLE 345/1 kV | 2020-07-16 21:13 | 2020-11-12 12:25 | XF: OKGE.OKGE.SEMINOLE.BK_2.2_1 | XF: OKGE.OKGE.SEMINOLE.BK_1.1_1
25665 | TMP497_25665 | SWPP | INT | LN NASHUA - NASH_MPS 161 kV ftlo LN NASHUA - HAWTHORN 345 kV | 223 | 223 | LN NASHUA - NASH_MPS 161 kV | LN NASHUA - HAWTHORN 345 kV | 2020-05-13 10:41 | 2020-11-12 12:25 | LN: MPS.MPS.NASH_M_NASHUA1.1 | LN: KCPL.KCPL.NASHUA_HAWTH.A
25621 | TMP528_25621 | SWPP | INT | LN JOP1451 - ORO1101 161 kV ftlo LN STL4391 - RAM452 161 kV | 223 | 223 | LN JOP1451 - ORO1101 161 kV | LN STL4391 - RAM452 161 kV | 2020-04-21 09:53 | 2020-11-12 12:25 | LN: EDE.EDE.11331.A | LN: EDE.EDE.11342.A
25770 | TMP465_25770 | SWPP | INT | LN MAUD_TAP - EARLSBRH 138 kV ftlo LN MUSKOGEE - SEMINOLE 345 kV | 143 | 143 | LN MAUD_TAP - EARLSBRH 138 kV | LN MUSKOGEE - SEMINOLE 345 kV | 2020-06-15 06:08 | 2020-11-12 12:25 | LN: OKGE.OKGE.1705.A | LN: OKGE.OKGE.MUSKG_SEMNL.A
25702 | TMP495_25702 | SWPP | INT | LN G_GENT1 - OGALALA 230 kV ftlo LN G_GENT1 - KEYSTONE 345 kV | 320 | 352 | LN G_GENT1 - OGALALA 230 kV | LN G_GENT1 - KEYSTONE 345 kV | 2020-06-01 18:26 | 2020-11-12 12:25 | LN: NPPD.NPPD.GENTLOGALA23_1.1 | LN: NPPD.NPPD.NP_3509.A
25499 | TMP520_25499 | SWPP | INT | LN SUB1255 - SUB1221 161 kV ftlo LN SUB3456 - SUB3459 345 kV | 352 | 352 | LN SUB1255 - SUB1221 161 kV | LN SUB3456 - SUB3459 345 kV | 2020-02-19 18:59 | 2020-11-12 12:25 | LN: OPPD.OPPD.SUB12SUB121638.1 | LN: OPPD.OPPD.SUB34SUB3434_2.1
25821 | TMP590_25821 | SWPP | INT | XF STILWELL 345/1 kV ftlo LN STILWELL - W_GARDNR 345 kV | 550 | 605 | XF STILWELL 345/1 kV | LN STILWELL - W_GARDNR 345 kV | 2020-07-02 14:40 | 2020-11-12 12:25 | XF: KCPL.KCPL.STILWELL.XF22.XF22H | LN: KCPL.KCPL.STILWEL_WGARD.A
25612 | TMP566_25612 | SWPP | INT | LN PECULIA7 - PHILL 345 kV ftlo LN W_GARDNR - CRAIG 345 kV | 752 | 752 | LN PECULIA7 - PHILL 345 kV | LN W_GARDNR - CRAIG 345 kV | 2020-04-16 01:52 | 2020-11-12 12:25 | LN: MPS.MPS.SIBLEY_STILWE1.A | LN: KCPL.KCPL.CRAIG__W_GARD1.1
25654 | TMP546_25654 | SWPP | INT | LN NASHUA - ROANRDGE 161 kV ftlo UN STRA - STRA 345 kV | 223 | 223 | LN NASHUA - ROANRDGE 161 kV | UN STRA - STRA 345 kV | 2020-05-07 17:10 | 2020-11-12 12:25 | LN: MPS.MPS.NASHUA_ROANRD1.A | UN: WR.WR.STRA.345.SOCW_WIND; LN: WR.WR.CRAIG__STR_CR1.B
25668 | TMP564_25668 | SWPP | INT | LN SALISA1 - 5AKINS 161 kV ftlo UN ARK_NU - ARK_NU 22 kV | 218 | 218 | LN SALISA1 - 5AKINS 161 kV | UN ARK_NU - ARK_NU 22 kV | 2020-05-13 21:44 | 2020-11-12 12:25 | LN: SPA.SPA.5AKINS_SALISA1.A | UN: EES.EES.ARK_NU.22.G2
25878 | TMP593_25878 | SWPP | INT | LN SNAKECK - ALIANCE 115 kV ftlo LN SCOTSBLF - VICTRY_H 115 kV | 109 | 109 | LN SNAKECK - ALIANCE 115 kV | LN SCOTSBLF - VICTRY_H 115 kV | 2020-07-30 18:13 | 2020-11-12 12:25 | LN: NPPD.NPPD.ALIANSNAKE11_1.1 | LN: NPPD.NPPD.NP_690-A.A
25909 | TMP596_25909 | SWPP | INT | LN ST_LIB - LOUPCTY 115 kV ftlo LN N_PLT1 - MAXWELL 115 kV | 121 | 133 | LN ST_LIB - LOUPCTY 115 kV | LN N_PLT1 - MAXWELL 115 kV | 2020-08-22 16:37 | 2020-11-12 12:25 | LN: NPPD.NPPD.ST_LIB_LOUPCTY.A | LN: NPPD.NPPD.N_PLT1_MAXWELL.A
26010 | TMP549_26010 | SWPP | INT | LN BEAVER1 - AVOCA 161 kV ftlo LN CLRKSVLE - CHAMBERS 345 kV | 220 | 220 | LN BEAVER1 - AVOCA 161 kV | LN CLRKSVLE - CHAMBERS 345 kV | 2020-10-02 16:58 | 2020-11-12 12:25 | LN: SPA.SPA.BEAVER_SPA_1A.A | LN: CSWS.CSWS.CLRKSV_CHAMBE1.A
25929 | TMP130_25929 | SWPP | RCF | LN ETOIL - BROADDUS 138 kV ftlo LN EL_EHV - MOLIVE 500 kV | 135 | 135 | LN ETOIL - BROADDUS 138 kV | LN EL_EHV - MOLIVE 500 kV | 2020-08-28 11:59 | 2020-11-12 15:36 | LN: CSWS.CSWS.ETOIL_BROADDUS.A | LN: EES.EES.EL_EHV_MOLIVE8.A
25581 | TEMP87_25581 | SWPP | RCF | LN SIOUXFL - PAHOJA 230 kV ftlo LN NOBLES - LAKEFLD 345 kV | 342 | 343 | LN SIOUXFL - PAHOJA 230 kV | LN NOBLES - LAKEFLD 345 kV | 2020-04-04 15:53 | 2020-11-12 15:36 | LN: WAUE.WAUE.SIOUXPAHOJ23_1.1 | LN: ALTW.ALTW.LAKEFNOBLE34_1.1
25767 | TEMP79_25767 | SWPP | RCF | XF BRDLAND 345/1 kV ftlo LN GROTON - LELANDO 345 kV | 400 | 480 | XF BRDLAND 345/1 kV | LN GROTON - LELANDO 345 kV | 2020-06-12 13:22 | 2020-11-12 15:36 | XF: WAUE.WAUE.BRDLAND.U2A1.KU2A1 | LN: WAUE.WAUE.GROTOLELAN34_1.1; LN: WAUE.WAUE.GROTOGROTO34_1.S
25486 | TMP446_25486 | SWPP | RCF | LN LACYGNE - N345 345 kV ftlo LN SIBL_KCP - OVER 345 kV | 1016 | 1016 | LN LACYGNE - N345 345 kV | LN SIBL_KCP - OVER 345 kV | 2020-02-14 06:34 | 2020-11-12 15:36 | LN: KCPL.KCPL.LACYGN_NEOSHO1.1 | LN: AMRN.AMRN.OVER-SIB-3.A
25905 | TMP384_25905 | SWPP | RCF | LN DNDL - TRAJ 69 kV ftlo LN ABBOTT - TRAER 161 kV | 79 | 88 | LN DNDL - TRAJ 69 kV | LN ABBOTT - TRAER 161 kV | 2020-08-20 00:22 | 2020-11-12 15:36 | LN: WAUE.WAUE.DNDLTRAJ69_1.1 | LN: ALTW.ALTW.ABBOTTRAER16_1.1
24033 | TEMP05_24033 | SWPP | INT | LN CENTNIAL - PAOLA 161 kV ftlo LN W_GARDNR - PLESNTV 161 kV | 167 | 167 | LN CENTNIAL - PAOLA 161 kV | LN W_GARDNR - PLESNTV 161 kV | 2018-07-19 23:56 | 2020-11-30 16:18 | LN: KCPL.KCPL.CENTNI_PAOLA_1.1 | LN: KCPL.KCPL.PLESNTV_WGRDNR.A
26157 | TMP249_26157 | SWPP | INT | LN RAM452 - NSES 161 kV ftlo LN RAM452 - STL4391 161 kV | 205 | 243 | LN RAM452 - NSES 161 kV | LN RAM452 - STL4391 161 kV | 2020-11-11 16:27 | 2020-12-13 19:23 | LN: WR.WR.10291.A | LN: EDE.EDE.11342.A
26196 | TMP520_26196 | SWPP | INT | LN HARBINE - BEATRICE 115 kV ftlo LN ROSEMONT - PAULINE 115 kV | 99 | 109 | LN HARBINE - BEATRICE 115 kV | LN ROSEMONT - PAULINE 115 kV | 2020-11-20 19:57 | 2020-12-13 19:23 | LN: NPPD.NPPD.1175A.A | LN: NPPD.NPPD.1171B.A
26176 | TMP402_26176 | SWPP | INT | LN ELK-CITY - CLINT_J 138 kV ftlo LN TUCO - OKLAUNIO 345 kV | 152 | 152 | LN ELK-CITY - CLINT_J 138 kV | LN TUCO - OKLAUNIO 345 kV | 2020-11-17 20:03 | 2020-12-13 19:23 | LN: CSWS.CSWS.2221.A | LN: SPS.SPS.136.1
26207 | TMP397_26207 | SWPP | INT | LN PENN1 - SNTFE 138 kV ftlo LN MCCLAI - PLVAL 138 kV | 191 | 191 | LN PENN1 - SNTFE 138 kV | LN MCCLAI - PLVAL 138 kV | 2020-11-25 15:32 | 2020-12-13 19:23 | LN: OKGE.OKGE.8821.A | LN: OKGE.OKGE.MCCLAI_PLVAL_1.A
26208 | TMP398_26208 | SWPP | INT | LN WHEELER - SWEETWT6 230 kV ftlo LN TUCO - BORDER 345 kV | 353 | 353 | LN WHEELER - SWEETWT6 230 kV | LN TUCO - BORDER 345 kV | 2020-11-25 15:38 | 2020-12-13 19:23 | LN: SPS.SPS.SWEET_WHEEL.A | LN: SPS.SPS.TUCO_BORDER.A
26212 | TMP377_26212 | SWPP | INT | LN OKEENE1 - DOVERS1 138 kV ftlo LN TATONGA - MATHWSN7 345 kV | 93 | 99 | LN OKEENE1 - DOVERS1 138 kV | LN TATONGA - MATHWSN7 345 kV | 2020-12-01 02:10 | 2020-12-13 19:23 | LN: WFEC.WFEC.9316.A | LN: OKGE.OKGE.TATONGA_MATHW2.A
26098 | TEMP56_26098 | SWPP | INT | LN ANADARKO - GRACMONT 138 kV ftlo LN SW_STA - WASHIT1 138 kV | 200 | 234 | LN ANADARKO - GRACMONT 138 kV | LN SW_STA - WASHIT1 138 kV | 2020-10-27 08:35 | 2020-12-14 16:35 | LN: OKGE.OKGE.WASH_ANAD_2.A | LN: WFEC.WFEC.WASHIT_SWST.A
25890 | TEMP10_25890 | SWPP | INT | XF BUSHLAND 230/115 kV ftlo LN BUSHLAND - POTTER_S 230 kV | 159 | 159 | XF BUSHLAND 230/115 kV | LN BUSHLAND - POTTER_S 230 kV | 2020-08-10 09:50 | 2020-12-14 16:35 | XF: SPS.SPS.BUSHLAND.728.BUS_115XF | LN: SPS.SPS.POTTER_BUSH.1
25864 | TEMP32_25864 | SWPP | INT | LN ARCAD7 - CTNWD1 138 kV ftlo LN ARCAD7 - NOWST1 345 kV | 268 | 287 | LN ARCAD7 - CTNWD1 138 kV | LN ARCAD7 - NOWST1 345 kV | 2020-07-21 18:43 | 2020-12-14 16:35 | LN: OKGE.OKGE.8727.A | LN: OKGE.OKGE.8790.A
26035 | TEMP35_26035 | SWPP | INT | LN SILOAM - SILSPRNG 161 kV ftlo LN MUSKOGEE - CLRKSVLE 345 kV | 446 | 446 | LN SILOAM - SILSPRNG 161 kV | LN MUSKOGEE - CLRKSVLE 345 kV | 2020-10-09 12:56 | 2020-12-14 16:35 | LN: GRDA.GRDA.WSILOM_GRDA_1A.A | LN: OKGE.OKGE.MUSKOGEE.A
25954 | TEMP86_25954 | SWPP | INT | LN MSTNG1 - SW51 138 kV ftlo LN MSTNG1 - DATON 138 kV | 287 | 287 | LN MSTNG1 - SW51 138 kV | LN MSTNG1 - DATON 138 kV | 2020-09-08 12:10 | 2020-12-14 16:35 | LN: OKGE.OKGE.8775.A | LN: OKGE.OKGE.8773.A
25898 | TEMP84_25898 | SWPP | INT | LN NSES - MARM 161 kV ftlo LN ASB3491 - LITC 161 kV | 148 | 148 | LN NSES - MARM 161 kV | LN ASB3491 - LITC 161 kV | 2020-08-15 04:28 | 2020-12-14 16:35 | LN: WR.WR.29.1 | LN: EDE.EDE.10282.A
26093 | TEMP58_26093 | SWPP | INT | LN ANADARKO - GRACMONT 138 kV ftlo LN ANADARKO - CHERRYRD 138 kV | 200 | 234 | LN ANADARKO - GRACMONT 138 kV | LN ANADARKO - CHERRYRD 138 kV | 2020-10-27 06:14 | 2020-12-14 16:35 | LN: OKGE.OKGE.WASH_ANAD_2.A | LN: WFEC.WFEC.9216.A
26075 | TEMP73_26075 | SWPP | INT | LN WELSH - WILKES 345 kV ftlo LN WELSH - DIANA 345 kV | 970 | 970 | LN WELSH - WILKES 345 kV | LN WELSH - DIANA 345 kV | 2020-10-21 16:48 | 2020-12-14 16:35 | LN: CSWS.CSWS.974.A | LN: CSWS.CSWS.897.B
26116 | TMP113_26116 | SWPP | INT | LN DATON - HOBBYLO4 138 kV ftlo LN CLASN - DGLTP 138 kV | 233 | 267 | LN DATON - HOBBYLO4 138 kV | LN CLASN - DGLTP 138 kV | 2020-10-29 11:10 | 2020-12-14 16:35 | LN: OKGE.OKGE.8794.A | LN: OKGE.OKGE.8782.A; LN: OKGE.OKGE.8781.A; LN: OKGE.OKGE.8780.A
26117 | TEMP81_26117 | SWPP | INT | LN CANEY1 - TEXOMAJT 138 kV ftlo XF LAW_ES 345/138 kV | 117 | 136 | LN CANEY1 - TEXOMAJT 138 kV | XF LAW_ES 345/138 kV | 2020-10-29 18:55 | 2020-12-14 16:35 | LN: OKGE.OKGE.9040.A | XF: CSWS.CSWS.LAW_ES.2235.4
25990 | TMP135_25990 | SWPP | INT | LN YOAKUM - WILLARD_ 115 kV ftlo LN YOAKUM - MSTNG 230 kV | 159 | 159 | LN YOAKUM - WILLARD_ 115 kV | LN YOAKUM - MSTNG 230 kV | 2020-09-25 01:11 | 2020-12-18 11:14 | LN: SPS.SPS.166.1 | LN: SPS.SPS.MSTNG_YOAKUM.A
26037 | TMP136_26037 | SWPP | INT | LN SW51 - 6_ME4 138 kV ftlo LN MSTNG1 - DATON 138 kV | 191 | 191 | LN SW51 - 6_ME4 138 kV | LN MSTNG1 - DATON 138 kV | 2020-10-09 14:22 | 2020-12-18 11:14 | LN: OKGE.OKGE.8792.A | LN: OKGE.OKGE.8773.A
26119 | TMP176_26119 | SWPP | INT | LN HUTCH - GRAY_CO 115 kV ftlo LN NICHSUB - GRAPVINE 230 kV | 120 | 120 | LN HUTCH - GRAY_CO 115 kV | LN NICHSUB - GRAPVINE 230 kV | 2020-10-30 06:23 | 2020-12-18 11:14 | LN: SPS.SPS.GRAY_HUTCH11_1.1 | LN: SPS.SPS.NICHSGRAPV23_1.1
26082 | TMP145_26082 | SWPP | INT | LN VALLIANT - LYDIA 345 kV ftlo LN VALLIANT - NWTEXAR 345 kV | 1011 | 1076 | LN VALLIANT - LYDIA 345 kV | LN VALLIANT - NWTEXAR 345 kV | 2020-10-23 19:23 | 2020-12-18 11:14 | LN: CSWS.CSWS.926.A | LN: CSWS.CSWS.NWTEX_VALLIANT.A
25975 | TMP184_25975 | SWPP | INT | LN KELLY - COLHYDRO 115 kV ftlo LN SHELLCRK - COLMBS_E 345 kV | 194 | 213 | LN KELLY - COLHYDRO 115 kV | LN SHELLCRK - COLMBS_E 345 kV | 2020-09-16 21:02 | 2020-12-18 11:14 | LN: NPPD.NPPD.NP_1195.A | LN: NPPD.NPPD.NP_3520.A
25961 | TMP196_25961 | SWPP | INT | LN GROTON_S - REDFELD 115 kV ftlo LN CROCKERW - WATERTN 345 kV | 121 | 121 | LN GROTON_S - REDFELD 115 kV | LN CROCKERW - WATERTN 345 kV | 2020-09-11 15:48 | 2020-12-18 11:14 | LN: WAUE.WAUE.REDFLD_GROTONS.1 | LN: WAUE.WAUE.CROCKER_WATERT.A
25735 | TMP195_25735 | SWPP | INT | LN LANG - READ 115 kV ftlo LN EMPEC - SWIS 345 kV | 86 | 92 | LN LANG - READ 115 kV | LN EMPEC - SWIS 345 kV | 2020-06-08 17:19 | 2020-12-18 11:14 | LN: WR.WR.4074.1 | LN: WR.WR.EMPEC_SWIS.1
26070 | TMP202_26070 | SWPP | INT | LN GA_WEST - CROSTOWN 161 kV ftlo LN HAWTHORN - BLUE_VLY 161 kV | 259 | 259 | LN GA_WEST - CROSTOWN 161 kV | LN HAWTHORN - BLUE_VLY 161 kV | 2020-10-20 09:21 | 2020-12-18 11:14 | LN: KCPL.KCPL.CROSTO_GA_WES1.1 | LN: KCPL.KCPL.BLUE_V_HAWTHO1.1
25941 | TMP201_25941 | SWPP | INT | LN 53GARST4 - TSE_NEW 138 kV ftlo XF RIVRSIDE 345/138 kV | 168 | 168 | LN 53GARST4 - TSE_NEW 138 kV | XF RIVRSIDE 345/138 kV | 2020-09-03 07:05 | 2020-12-18 11:14 | LN: CSWS.CSWS.2002.A | XF: CSWS.CSWS.RIVRSIDE.2009.1_T
25834 | TMP203_25834 | SWPP | INT | LN MAID1 - KERR_HYD 161 kV ftlo LN GRDA17 - TONNECE 345 kV | 198 | 198 | LN MAID1 - KERR_HYD 161 kV | LN GRDA17 - TONNECE 345 kV | 2020-07-07 11:58 | 2020-12-18 11:14 | LN: GRDA.GRDA.8529.A | LN: GRDA.GRDA.TONN_GRDA.A
26073 | TMP207_26073 | SWPP | INT | LN KELLY - COLHYDRO 115 kV ftlo LN KELLY - COLMBS_E 230 kV | 194 | 213 | LN KELLY - COLHYDRO 115 kV | LN KELLY - COLMBS_E 230 kV | 2020-10-20 19:43 | 2020-12-18 11:14 | LN: NPPD.NPPD.NP_1195.A | LN: NPPD.NPPD.NP_2318.A
26001 | TMP214_26001 | SWPP | INT | LN HALIDYWP - KILDEER 115 kV ftlo LN ANTELOP - ROUNDUP 345 kV | 121 | 121 | LN HALIDYWP - KILDEER 115 kV | LN ANTELOP - ROUNDUP 345 kV | 2020-09-30 16:16 | 2020-12-18 11:14 | LN: WAUE.WAUE.HALIDKILDE11_1.1 | LN: WAUE.WAUE.ANTELOP_CHAR_2.A
26099 | TMP220_26099 | SWPP | INT | LN BOYD - CDRLN 138 kV ftlo LN DRAPR1 - SNRTP 138 kV | 191 | 191 | LN BOYD - CDRLN 138 kV | LN DRAPR1 - SNRTP 138 kV | 2020-10-27 14:17 | 2020-12-18 11:14 | LN: OKGE.OKGE.8858.A | LN: OKGE.OKGE.8831.A
25465 | TMP221_25465 | SWPP | INT | XF HASTING_ 115/230 kV ftlo LN SWEETW4 - GRISLD1 345 kV | 187 | 234 | XF HASTING_ 115/230 kV | LN SWEETW4 - GRISLD1 345 kV | 2020-01-28 14:32 | 2020-12-18 11:14 | XF: NPPD.NPPD.HASTING_.3.3 | LN: NPPD.NPPD.GRISLD1_SWEETW.A
25445 | TMP215_25445 | SWPP | INT | LN AURORA - YORK_NP 115 kV ftlo LN GRISLD1 - MCCOOL 345 kV | 137 | 151 | LN AURORA - YORK_NP 115 kV | LN GRISLD1 - MCCOOL 345 kV | 2020-01-21 10:15 | 2020-12-18 11:14 | LN: NPPD.NPPD.NP_1150-A.A | LN: NPPD.NPPD.12198.A
25506 | TMP241_25506 | SWPP | INT | LN HOCHTWN - BBDAMTP 138 kV ftlo LN BRKN_BOW - CRAIGJ_O 138 kV | 185 | 185 | LN HOCHTWN - BBDAMTP 138 kV | LN BRKN_BOW - CRAIGJ_O 138 kV | 2020-02-22 01:39 | 2020-12-18 11:14 | LN: WFEC.WFEC.9229.A | LN: SPA.SPA.BROKEN_BOW.A
26105 | TMP237_26105 | SWPP | INT | LN SW_STA - ELSWORTH 138 kV ftlo LN SW_STA - WASHIT1 138 kV | 156 | 173 | LN SW_STA - ELSWORTH 138 kV | LN SW_STA - WASHIT1 138 kV | 2020-10-28 15:40 | 2020-12-18 11:14 | LN: CSWS.CSWS.2247.A | LN: WFEC.WFEC.WASHIT_SWST.A
26064 | TMP258_26064 | SWPP | INT | LN TECH - KELL 161 kV ftlo LN CONCOR3 - CLIFTO1 115 kV | 112 | 123 | LN TECH - KELL 161 kV | LN CONCOR3 - CLIFTO1 115 kV | 2020-10-16 19:08 | 2020-12-18 11:14 | LN: WR.WR.4055.1 | LN: SECI.SECI.10890.A
26028 | TMP246_26028 | SWPP | INT | LN BUSHLAND - OUTPOST 115 kV ftlo LN TUCO - OKLAUNIO 345 kV | 159 | 159 | LN BUSHLAND - OUTPOST 115 kV | LN TUCO - OKLAUNIO 345 kV | 2020-10-08 07:16 | 2020-12-18 11:14 | LN: SPS.SPS.OUTPOST_BUSHL.1 | LN: SPS.SPS.136.1
26032 | TMP263_26032 | SWPP | INT | LN SHELL_NO - DENVER_C 115 kV ftlo LN MSTNG - YOAKUM 230 kV | 159 | 163 | LN SHELL_NO - DENVER_C 115 kV | LN MSTNG - YOAKUM 230 kV | 2020-10-08 18:53 | 2020-12-18 11:14 | LN: SPS.SPS.DENVESHELL11_1.1 | LN: SPS.SPS.MSTNG_YOAKUM.A
26063 | TMP264_26063 | SWPP | INT | XF POSTROCK 230/345 kV ftlo LN MINGO1 - REDWLO1 345 kV | 600 | 600 | XF POSTROCK 230/345 kV | LN MINGO1 - REDWLO1 345 kV | 2020-10-16 18:45 | 2020-12-18 11:14 | XF: WR.MIDW.POSTROCK.XF1.XF1 | LN: NPPD.NPPD.10152.A
26114 | TMP303_26114 | SWPP | INT | LN MSTNG1 - DATON 138 kV ftlo LN DVISN - LAKSD 138 kV | 233 | 267 | LN MSTNG1 - DATON 138 kV | LN DVISN - LAKSD 138 kV | 2020-10-29 07:33 | 2020-12-18 11:14 | LN: OKGE.OKGE.8773.A | LN: OKGE.OKGE.8764.A; LN: OKGE.OKGE.8757.A
26051 | TMP350_26051 | SWPP | INT | XF SEMINOLE 345/1 kV ftlo LN TERRY_RD - SUNNYSDE 345 kV | 448 | 448 | XF SEMINOLE 345/1 kV | LN TERRY_RD - SUNNYSDE 345 kV | 2020-10-14 08:47 | 2020-12-18 11:14 | XF: OKGE.OKGE.SEMINOLE.BK_1.1_1 | LN: CSWS.CSWS.TERRYRD_SUNYSD.A
26012 | TMP323_26012 | SWPP | INT | LN LAR3821 - SPRGFLD 161 kV ftlo LN JASPER7 - MORGAN 345 kV | 189 | 189 | LN LAR3821 - SPRGFLD 161 kV | LN JASPER7 - MORGAN 345 kV | 2020-10-02 22:42 | 2020-12-18 11:14 | LN: SPA.SPA.SPFLD-LARUSL.A | LN: AECI.AECI.JASPER_MORGAN.A
25839 | TMP340_25839 | SWPP | RCF | XF N345 345/1 kV ftlo XF N345 345/1 kV | 400 | 440 | XF N345 345/1 kV | XF N345 345/1 kV | 2020-07-08 19:35 | 2020-12-18 11:14 | XF: WR.WR.N345.1040.N345_1H | XF: WR.WR.N345.1043.N345_2H
25885 | TMP352_25885 | SWPP | INT | LN MSTNG1 - SW51 138 kV ftlo LN MSTNG1 - CUNCL 138 kV | 287 | 287 | LN MSTNG1 - SW51 138 kV | LN MSTNG1 - CUNCL 138 kV | 2020-08-06 15:58 | 2020-12-18 11:14 | LN: OKGE.OKGE.8775.A | LN: OKGE.OKGE.8772.A
25724 | TMP331_25724 | SWPP | INT | LN GAVINS - HARTNGTN 115 kV ftlo LN BLMFLD - CREITON 115 kV | 120 | 132 | LN GAVINS - HARTNGTN 115 kV | LN BLMFLD - CREITON 115 kV | 2020-06-06 09:00 | 2020-12-18 11:14 | LN: WAUE.WAUE.HARTGGAVIN11_1.1 | LN: NPPD.NPPD.BLMFLD_CREITON.A
25738 | TMP307_25738 | SWPP | RCF | LN LACYGNE - STILWELL 345 kV ftlo LN LACYGNE - W_GARDNR 345 kV | 1792 | 1792 | LN LACYGNE - STILWELL 345 kV | LN LACYGNE - W_GARDNR 345 kV | 2020-06-09 11:06 | 2020-12-18 11:14 | LN: KCPL.KCPL.LACYGN_STILWE1.1 | LN: KCPL.KCPL.LACYGN_W_GARD1.1
25704 | TMP400_25704 | SWPP | INT | LN FTRANDL - UTICAJC 230 kV ftlo LN MEADW_GR - KELLY 230 kV | 320 | 320 | LN FTRANDL - UTICAJC 230 kV | LN MEADW_GR - KELLY 230 kV | 2020-06-01 21:24 | 2020-12-18 11:14 | LN: WAUE.WAUE.FTRANUTICA23_1.1 | LN: NPPD.NPPD.MEADWGRV_KELLY.A
25723 | TMP357_25723 | SWPP | INT | LN WILKES - JEFF_SWC 138 kV ftlo LN WILKES - LONGWOO 345 kV | 238 | 238 | LN WILKES - JEFF_SWC 138 kV | LN WILKES - LONGWOO 345 kV | 2020-06-06 00:49 | 2020-12-18 11:14 | LN: CSWS.CSWS.901.A | LN: CSWS.CSWS.858.A
25619 | TMP394_25619 | SWPP | INT | XF G_GENT1 1/345 kV ftlo XF G_GENT1 13.8/1 kV | 336 | 420 | XF G_GENT1 1/345 kV | XF G_GENT1 13.8/1 kV | 2020-04-20 10:32 | 2020-12-18 11:14 | XF: NPPD.NPPD.G_GENT1.1.1 | XF: NPPD.NPPD.G_GENT1.2.2T; XF: NPPD.NPPD.G_GENT1.2.2S; XF: NPPD.NPPD.G_GENT1.2.2
25910 | TMP407_25910 | SWPP | INT | XF REDWLO1 345/1 kV ftlo LN REDWLO1 - G_GENT1 345 kV | 333 | 360 | XF REDWLO1 345/1 kV | LN REDWLO1 - G_GENT1 345 kV | 2020-08-22 21:20 | 2020-12-18 11:14 | XF: NPPD.NPPD.REDWLO1.T1.T1_H | LN: NPPD.NPPD.12111.A
25844 | TMP385_25844 | SWPP | INT | LN ATL1091 - CARTHAGE 161 kV ftlo LN FLINTCRK - BROOK_LN 345 kV | 215 | 215 | LN ATL1091 - CARTHAGE 161 kV | LN FLINTCRK - BROOK_LN 345 kV | 2020-07-09 23:26 | 2020-12-18 11:14 | LN: SPA.SPA.7366.A | LN: AECI.AECI.FLNTCK-BROOK1.A
26014 | TMP361_26014 | SWPP | INT | LN CASTRO - DFS_REC1 115 kV ftlo LN PLXSUB - DEAFSMIT 230 kV | 159 | 174 | LN CASTRO - DFS_REC1 115 kV | LN PLXSUB - DEAFSMIT 230 kV | 2020-10-03 21:59 | 2020-12-18 11:14 | LN: SPS.SPS.CASTRDFS_R11_1.1 | LN: SPS.SPS.7.1
26059 | TMP358_26059 | SWPP | INT | LN W_GARDNR - STILWELL 345 kV ftlo XF W_GARDNR 13.8/1 kV | 1195 | 1195 | LN W_GARDNR - STILWELL 345 kV | XF W_GARDNR 13.8/1 kV | 2020-10-15 10:22 | 2020-12-18 11:14 | LN: KCPL.KCPL.STILWEL_WGARD.A | XF: KCPL.KCPL.W_GARDNR.XF11.XF11_T; XF: KCPL.KCPL.W_GARDNR.XF11.XF11_P; XF: KCPL.KCPL.W_GARDNR.XF11.XF11
26062 | TMP383_26062 | SWPP | INT | LN HOLCOM1 - GRDNCT1 115 kV ftlo LN HOLCOM1 - SETAB1 345 kV | 195 | 195 | LN HOLCOM1 - GRDNCT1 115 kV | LN HOLCOM1 - SETAB1 345 kV | 2020-10-16 18:39 | 2020-12-18 11:14 | LN: SECI.SECI.10140.A | LN: SECI.SECI.10148.A
26030 | TMP356_26030 | SWPP | INT | LN SWIS - LAWH 230 kV ftlo LN HOYT - STRA 345 kV | 349 | 363 | LN SWIS - LAWH 230 kV | LN HOYT - STRA 345 kV | 2020-10-08 17:52 | 2020-12-18 11:14 | LN: WR.WR.39.1 | LN: WR.WR.11_HOYT.1
26021 | TMP459_26021 | SWPP | INT | LN LUBBOCKS - WOLFFORT 230 kV ftlo LN JONESSUB - TUCO 230 kV | 365 | 365 | LN LUBBOCKS - WOLFFORT 230 kV | LN JONESSUB - TUCO 230 kV | 2020-10-06 06:51 | 2020-12-18 11:14 | LN: SPS.SPS.160.1 | LN: SPS.SPS.137.1
26022 | TMP489_26022 | SWPP | INT | LN PAOLA - CENTNIAL 161 kV ftlo LN PAOLA - S_OTTAWA 161 kV | 167 | 167 | LN PAOLA - CENTNIAL 161 kV | LN PAOLA - S_OTTAWA 161 kV | 2020-10-06 07:59 | 2020-12-18 11:14 | LN: KCPL.KCPL.CENTNI_PAOLA_1.1 | LN: KCPL.KCPL.PAOLA__S_OTTA1.1
26050 | TMP490_26050 | SWPP | INT | LN NSES - RAM452 161 kV ftlo LN STL4391 - RAM452 161 kV | 205 | 243 | LN NSES - RAM452 161 kV | LN STL4391 - RAM452 161 kV | 2020-10-14 07:27 | 2020-12-18 11:14 | LN: WR.WR.10291.A | LN: EDE.EDE.11342.A
25991 | TMP438_25991 | SWPP | INT | LN TIMBJCT4 - CWINF 69 kV ftlo LN CRSW - OAK 69 kV | 80 | 80 | LN TIMBJCT4 - CWINF 69 kV | LN CRSW - OAK 69 kV | 2020-09-25 16:51 | 2020-12-18 11:14 | LN: WR.WR.276.1 | LN: WR.WR.CRSWOAK69_1.1
25992 | TMP409_25992 | SWPP | INT | LN STIRLING - RUSET 138 kV ftlo XF SUNNYSDE 138/345 kV | 133 | 153 | LN STIRLING - RUSET 138 kV | XF SUNNYSDE 138/345 kV | 2020-09-25 16:30 | 2020-12-18 11:14 | LN: OKGE.OKGE.STIRLING_RUSET.A | XF: OKGE.OKGE.SUNNYSDE.9026.A
25972 | TMP491_25972 | SWPP | INT | XF LANG 345/1 kV ftlo LN EMPEC - SWIS 345 kV | 280 | 308 | XF LANG 345/1 kV | LN EMPEC - SWIS 345 kV | 2020-09-16 14:33 | 2020-12-18 11:14 | XF: WR.WR.LANG.1077.LANG54H | LN: WR.WR.EMPEC_SWIS.1
25825 | TMP488_25825 | SWPP | INT | LN WATERTN - ARLNGTN 115 kV ftlo LN WATERTN - BROOKNGS 115 kV | 121 | 121 | LN WATERTN - ARLNGTN 115 kV | LN WATERTN - BROOKNGS 115 kV | 2020-07-06 08:20 | 2020-12-18 11:14 | LN: WAUE.WAUE.ARLNGWATER11_1.1 | LN: WAUE.WAUE.BROOKNGS_WATER.A
25934 | TMP415_25934 | SWPP | INT | LN GOFF - CIRV 115 kV ftlo LN EASTTOWN - IATAN 345 kV | 86 | 92 | LN GOFF - CIRV 115 kV | LN EASTTOWN - IATAN 345 kV | 2020-08-31 01:17 | 2020-12-18 11:14 | LN: WR.WR.GOFF_CIRV.A | LN: MPS.MPS.IATAN__ST_JOE1.A
26104 | TMP486_26104 | SWPP | INT | LN MAUD_TAP - BLANCH_S 138 kV ftlo LN TERRY_RD - LAW_ES 345 kV | 143 | 143 | LN MAUD_TAP - BLANCH_S 138 kV | LN TERRY_RD - LAW_ES 345 kV | 2020-10-28 15:18 | 2020-12-18 11:14 | LN: OKGE.OKGE.MAUD2.A | LN: CSWS.CSWS.TERRYRD_LAW_ES.A
25715 | TMP496_25715 | SWPP | RCF | LN SIOUXCY2 - SIOUXCY 230 kV ftlo LN UTICAJC - RASMUSN 230 kV | 341 | 341 | LN SIOUXCY2 - SIOUXCY 230 kV | LN UTICAJC - RASMUSN 230 kV | 2020-06-03 17:10 | 2020-12-18 11:14 | LN: WAUE.WAUE.SIOUX_SC2_2_23.1 | LN: WAUE.WAUE.UTICARASMU23_1.1
25791 | TMP442_25791 | SWPP | INT | LN 134PENTP - SGATE 138 kV ftlo LN MCCLAI - PLVAL 138 kV | 268 | 308 | LN 134PENTP - SGATE 138 kV | LN MCCLAI - PLVAL 138 kV | 2020-06-23 23:08 | 2020-12-18 11:14 | LN: OKGE.OKGE.SGATE_134PENTP.A | LN: OKGE.OKGE.MCCLAI_PLVAL_1.A
25701 | TMP582_25701 | SWPP | INT | LN TUPELO2 - SBROWN 138 kV ftlo LN STIRLING - RUSET 138 kV | 95 | 95 | LN TUPELO2 - SBROWN 138 kV | LN STIRLING - RUSET 138 kV | 2020-06-01 17:05 | 2020-12-18 11:14 | LN: WFEC.WFEC.7444.A | LN: OKGE.OKGE.STIRLING_RUSET.A; LN: OKGE.OKGE.STIRLING_DRIP.A; LN: OKGE.OKGE.SPRINGD_DRIP.A; LN: OKGE.OKGE.9055.B; LN: OKGE.OKGE.9047.A
25582 | TMP573_25582 | SWPP | INT | LN TWINCHUR - EMERSON 115 kV ftlo LN WAKE_FLD - HOSKINS 230 kV | 120 | 132 | LN TWINCHUR - EMERSON 115 kV | LN WAKE_FLD - HOSKINS 230 kV | 2020-04-06 22:04 | 2020-12-18 11:14 | LN: NPPD.NPPD.NP_1098.A | LN: NPPD.NPPD.HOSKINS_WAKE_F.A
26107 | TMP577_26107 | SWPP | INT | LN MAUD_TAP - BLANCH_S 138 kV ftlo XF LAW_ES 345/138 kV | 143 | 143 | LN MAUD_TAP - BLANCH_S 138 kV | XF LAW_ES 345/138 kV | 2020-10-28 18:32 | 2020-12-18 11:14 | LN: OKGE.OKGE.MAUD2.A | XF: CSWS.CSWS.LAW_ES.2235.4
26118 | TMP567_26118 | SWPP | INT | LN MOORLN1 - ASPEN 138 kV ftlo LN SUNNYSDE - TERRY_RD 345 kV | 143 | 143 | LN MOORLN1 - ASPEN 138 kV | LN SUNNYSDE - TERRY_RD 345 kV | 2020-10-30 04:37 | 2020-12-18 11:14 | LN: WFEC.WFEC.ASPEN_MOORLN1.A | LN: CSWS.CSWS.TERRYRD_SUNYSD.A
26124 | TMP510_26124 | SWPP | INT | LN SWEETWT6 - WHEELER 230 kV ftlo LN CARPENTR - HITCH 345 kV | 353 | 353 | LN SWEETWT6 - WHEELER 230 kV | LN CARPENTR - HITCH 345 kV | 2020-10-30 19:35 | 2020-12-18 11:14 | LN: SPS.SPS.SWEET_WHEEL.A | LN: SPS.SPS.CARPNTR_HITCH.A
26126 | TMP499_26126 | SWPP | INT | LN DEAFSMIT - PLXSUB 230 kV ftlo LN NEWHART - PLXSUB 230 kV | 320 | 320 | LN DEAFSMIT - PLXSUB 230 kV | LN NEWHART - PLXSUB 230 kV | 2020-10-31 17:17 | 2020-12-18 11:14 | LN: SPS.SPS.7.1 | LN: SPS.SPS.108.1
25980 | TMP533_25980 | SWPP | INT | XF TONNECE 345/1 kV ftlo LN IGLOOVAL - TULSA_NO 345 kV | 280 | 350 | XF TONNECE 345/1 kV | LN IGLOOVAL - TULSA_NO 345 kV | 2020-09-21 17:29 | 2020-12-18 11:14 | XF: GRDA.GRDA.TONNECE.XF1.XF1_H | LN: CSWS.CSWS.TULSANO_IGLOOV.A
25981 | TMP560_25981 | SWPP | INT | XF MSTNG 230/115 kV ftlo LN MSTNG - YOAKUM 230 kV | 249 | 287 | XF MSTNG 230/115 kV | LN MSTNG - YOAKUM 230 kV | 2020-09-22 08:10 | 2020-12-18 11:14 | XF: SPS.SPS.MSTNG.A.A | LN: SPS.SPS.MSTNG_YOAKUM.A
25983 | TMP563_25983 | SWPP | INT | LN MSTNG - YOAKUM 230 kV ftlo XF SEMIN 230/115 kV | 447 | 447 | LN MSTNG - YOAKUM 230 kV | XF SEMIN 230/115 kV | 2020-09-22 09:32 | 2020-12-18 11:14 | LN: SPS.SPS.MSTNG_YOAKUM.A | XF: SPS.SPS.SEMIN.TRE.TRE115
25985 | TMP536_25985 | SWPP | INT | XF TONNECE 345/1 kV ftlo LN MUSKOGEE - CLRKSVLE 345 kV | 280 | 350 | XF TONNECE 345/1 kV | LN MUSKOGEE - CLRKSVLE 345 kV | 2020-09-22 21:38 | 2020-12-18 11:14 | XF: GRDA.GRDA.TONNECE.XF1.XF1_H | LN: OKGE.OKGE.MUSKOGEE.A
26052 | TMP503_26052 | SWPP | INT | LN NORFK_N - NORFOLK 115 kV ftlo LN HOSKINS - SHELLCRK 345 kV | 120 | 132 | LN NORFK_N - NORFOLK 115 kV | LN HOSKINS - SHELLCRK 345 kV | 2020-10-14 09:19 | 2020-12-18 11:14 | LN: NPPD.NPPD.12215.A | LN: NPPD.NPPD.NP_3515.A
26023 | TMP521_26023 | SWPP | INT | LN FARGO - SHEYNNE 230 kV ftlo LN PILSBURY - MAPLE_R 230 kV | 341 | 341 | LN FARGO - SHEYNNE 230 kV | LN PILSBURY - MAPLE_R 230 kV | 2020-10-06 12:10 | 2020-12-18 11:14 | LN: WAUE.WAUE.FARGOSHEYN23_1.1 | LN: OTP.OTP.PILSBMAPLE23_1.1
25978 | TMP591_25978 | SWPP | RCF | LN LEWISWP - RICHLND2 115 kV ftlo XF BELFELD 345/1 kV | 113 | 113 | LN LEWISWP - RICHLND2 115 kV | XF BELFELD 345/1 kV | 2020-09-19 01:44 | 2020-12-18 11:14 | LN: WAUE.WAUE.LEWISRICHL11_1.1 | XF: WAUE.WAUE.BELFELD.U1A1.KU1A1; UN: MCWEST.MCWE.MCTY_TIE.230.MILES; LN: WAUE.WAUE.DKSNNBELFE23_1.1; LD:
25893 | TMP597_25893 | SWPP | INT | LN STILWELL - HICKMAN 161 kV ftlo LN W_GARDNR - CRAIG 345 kV | 223 | 223 | LN STILWELL - HICKMAN 161 kV | LN W_GARDNR - CRAIG 345 kV | 2020-08-12 14:36 | 2020-12-18 11:14 | LN: KCPL.KCPL.HICKMA_STILWE1.1 | LN: KCPL.KCPL.CRAIG__W_GARD1.1
26108 | TMP592_26108 | SWPP | INT | LN BOYD - CDRLN 138 kV ftlo LN MDWST - FRNKLN1 138 kV | 191 | 191 | LN BOYD - CDRLN 138 kV | LN MDWST - FRNKLN1 138 kV | 2020-10-28 19:55 | 2020-12-18 11:14 | LN: OKGE.OKGE.8858.A | LN: WFEC.WFEC.8853.A; LN: OKGE.OKGE.8852.A; LN: OKGE.OKGE.8830.A
26109 | TMP588_26109 | SWPP | INT | LN DGLTP - CLASN 138 kV ftlo LN MSTNG1 - DATON 138 kV | 268 | 287 | LN DGLTP - CLASN 138 kV | LN MSTNG1 - DATON 138 kV | 2020-10-28 21:01 | 2020-12-18 11:14 | LN: OKGE.OKGE.8782.A | LN: OKGE.OKGE.8773.A
26113 | TMP585_26113 | SWPP | INT | LN DUNCAN - DUNCTP4 138 kV ftlo LN TERRY_RD - SUNNYSDE 345 kV | 106 | 106 | LN DUNCAN - DUNCTP4 138 kV | LN TERRY_RD - SUNNYSDE 345 kV | 2020-10-29 03:55 | 2020-12-18 11:14 | LN: CSWS.CSWS.DUNC_DUNCTP.A | LN: CSWS.CSWS.TERRYRD_SUNYSD.A
25780 | TMP587_25780 | SWPP | RCF | LN FARGO - SHEYNNE 230 kV ftlo LN HANKSON - WAHPETN 230 kV | 341 | 341 | LN FARGO - SHEYNNE 230 kV | LN HANKSON - WAHPETN 230 kV | 2020-06-17 16:28 | 2020-12-18 11:14 | LN: WAUE.WAUE.FARGOSHEYN23_1.1 | LN: OTP.OTP.WAHPEHANKS23_1.1
25788 | TMP594_25788 | SWPP | INT | XF STILWELL 345/1 kV ftlo XF STILWELL 13.8/1 kV | 550 | 605 | XF STILWELL 345/1 kV | XF STILWELL 13.8/1 kV | 2020-06-22 16:05 | 2020-12-18 11:14 | XF: KCPL.KCPL.STILWELL.XF22.XF22H | XF: KCPL.KCPL.STILWELL.XF11.XF11T; XF: KCPL.KCPL.STILWELL.XF11.XF11L; XF: KCPL.KCPL.STILWELL.XF11.XF11H
25823 | TMP589_25823 | SWPP | INT | LN ADABELL - VBI5 161 kV ftlo LN MASRD1 - WHITE2 161 kV | 223 | 223 | LN ADABELL - VBI5 161 kV | LN MASRD1 - WHITE2 161 kV | 2020-07-02 14:48 | 2020-12-18 11:14 | LN: OKGE.OKGE.9169.A | LN: OKGE.OKGE.9191.A
25807 | TMP600_25807 | SWPP | INT | XF NSES 161/138 kV ftlo XF N345 13.8/1 kV | 150 | 165 | XF NSES 161/138 kV | XF N345 13.8/1 kV | 2020-06-29 16:33 | 2020-12-18 11:14 | XF: WR.WR.NSES.1050.NSES_5 | XF: WR.WR.N345.1040.N345_1T; XF: WR.WR.N345.1040.N345_1H; XF: WR.WR.N345.1040.N345_1; LN: WR.WR.91.1
26183 | TMP528_26183 | MISO | RCF | LN DRENGIN - EL_FARM 161 kV ftlo LN BLKHAWK - HAZLTON 345 kV | 215 | 215 | LN DRENGIN - EL_FARM 161 kV | LN BLKHAWK - HAZLTON 345 kV | 2020-11-18 12:04 | 2020-12-31 23:53 | LN: MEC.MEC.EL_FADRENG16_1.1 | LN: ALTW.ALTW.HAZLTBLKHA34_1.1
6313 | RINSAISARLON | MISO | RCF | LN RINGOL - SAILES 115 kV ftlo LN LONGWOO - SAREPT 345 kV | 115 | 115 | LN RINGOL - SAILES 115 kV | LN LONGWOO - SAREPT 345 kV | 2018-07-13 15:17 | 2020-12-31 23:53 | LN: EES.EES.RINGOL_SAILES3.A | LN: EES.EES.EL_EHV_LONGWD7.B
80001 | TMP258_80001 | SWPP | INT | LN MIDJ - TECH 115 kV ftlo LN LAWH - SWIS 230 kV | 118 | 118 | LN MIDJ - TECH 115 kV | LN LAWH - SWIS 230 kV | 2021-01-19 17:47 | 2021-01-19 21:18 | LN: WR.WR.TECH_MIDJ.A | LN: WR.WR.39.1
25613 | TMP585_25613 | TVA | RCF | LN BLACKBRY - JASPER7 345 kV ftlo LN GRDA17 - TONNECE 345 kV | 1195 | 1195 | LN BLACKBRY - JASPER7 345 kV | LN GRDA17 - TONNECE 345 kV | 2021-01-20 23:46 | 2021-01-21 01:07 | LN: AECI.AECI.BLCKBRY_JASPER.A | LN: GRDA.GRDA.TONN_GRDA.A
25440 | TMP301_25440 | SWPP | INT | LN HARBINE - BEATRICE 115 kV ftlo LN SUB1399 - SUB1398 161 kV | 99 | 109 | LN HARBINE - BEATRICE 115 kV | LN SUB1399 - SUB1398 161 kV | 2020-01-18 00:57 | 2021-01-31 23:53 | LN: NPPD.NPPD.1175A.A | LN: OPPD.OPPD.S1399_S1398.A
26191 | TEMP66_26191 | SWPP | INT | LN ELK-CITY - CLINT_J 138 kV ftlo LN SWEETWT6 - WHEELER 230 kV | 152 | 152 | LN ELK-CITY - CLINT_J 138 kV | LN SWEETWT6 - WHEELER 230 kV | 2020-11-19 09:49 | 2021-01-31 23:53 | LN: CSWS.CSWS.2221.A | LN: SPS.SPS.SWEET_WHEEL.A
26081 | TMP194_26081 | SWPP | INT | XF DIANA 345/138 kV ftlo XF DIANA 345/138 kV | 430 | 473 | XF DIANA 345/138 kV | XF DIANA 345/138 kV | 2020-10-23 05:19 | 2021-01-31 23:53 | XF: CSWS.CSWS.DIANA.891.NORTH_345_ | XF: CSWS.CSWS.DIANA.890.SOUTH_345_
26095 | TEMP52_26095 | SWPP | INT | LN GERINGTP - MORRILL 115 kV ftlo LN SIDNEYM - KEYSTONE 345 kV | 120 | 120 | LN GERINGTP - MORRILL 115 kV | LN SIDNEYM - KEYSTONE 345 kV | 2020-10-27 06:57 | 2021-01-31 23:53 | LN: NPPD.NPPD.MORRIGERIN11_1.1 | LN: WAUE.WAUE.SIDNEKEYST34_1.1
26083 | TMP141_26083 | SWPP | INT | LN SNAKECK - ALIANCE 115 kV ftlo LN CHADRON - CRAWFRD 115 kV | 109 | 109 | LN SNAKECK - ALIANCE 115 kV | LN CHADRON - CRAWFRD 115 kV | 2020-10-23 22:57 | 2021-01-31 23:53 | LN: NPPD.NPPD.ALIANSNAKE11_1.1 | LN: NPPD.NPPD.NP_692.A; LN: NPPD.NPPD.NP_690-B.A
26085 | TEMP85_26085 | SWPP | INT | LN HASTING_ - PAULINE 115 kV ftlo LN AXTELL1 - PAULINE 345 kV | 121 | 133 | LN HASTING_ - PAULINE 115 kV | LN AXTELL1 - PAULINE 345 kV | 2020-10-24 14:55 | 2021-01-31 23:53 | LN: NPPD.NPPD.NP_1171-A.1 | LN: NPPD.NPPD.12005.A
26086 | TEMP71_26086 | SWPP | INT | LN CRAIG - PFLUMM5 161 kV ftlo LN CEDAR_CR - GRNWOOD 161 kV | 334 | 334 | LN CRAIG - PFLUMM5 161 kV | LN CEDAR_CR - GRNWOOD 161 kV | 2020-10-25 12:54 | 2021-01-31 23:53 | LN: KCPL.KCPL.CRAIG__OVRLD_1.1 | LN: KCPL.KCPL.CEDAR__GRNWOO1.1
26154 | TMP284_26154 | SWPP | INT | LN TECH - STULT 115 kV ftlo LN W_GARDNR - STILWELL 345 kV | 86 | 92 | LN TECH - STULT 115 kV | LN W_GARDNR - STILWELL 345 kV | 2020-11-11 02:41 | 2021-01-31 23:53 | LN: WR.WR.4194.1 | LN: KCPL.KCPL.STILWEL_WGARD.A
26155 | TEMP64_26155 | SWPP | INT | LN 70_BLUF - SUB1214 161 kV ftlo LN WAGENER - SUB3454 345 kV | 110 | 116 | LN 70_BLUF - SUB1214 161 kV | LN WAGENER - SUB3454 345 kV | 2020-11-11 03:03 | 2021-01-31 23:53 | LN: LES.LES.SUB1270_BL16_1.1 | LN: LES.LES.WAGENSUB3434_1.1
25865 | TMP260_25865 | SWPP | RCF | LN CAMPBLCO - GLNHAMWP 230 kV ftlo LN BRDLAND - BRDLAND 345 kV | 240 | 264 | LN CAMPBLCO - GLNHAMWP 230 kV | LN BRDLAND - BRDLAND 345 kV | 2020-07-21 23:06 | 2021-01-31 23:53 | LN: WAUE.WAUE.GLENHBISMA23_1.1 | LN: WAUE.WAUE.BRDLABRDLA34_1.S; LN: WAUE.WAUE.ANTELBRDLA34_1.1; LN: WAUE.WAUE.ANTELANTEL34_1.S
26029 | TMP239_26029 | SWPP | INT | LN GROTON - BRISTOL3 115 kV ftlo LN FOXTAIL - ELLENDL2 230 kV | 120 | 120 | LN GROTON - BRISTOL3 115 kV | LN FOXTAIL - ELLENDL2 230 kV | 2020-10-08 18:43 | 2021-01-31 23:53 | LN: WAUE.WAUE.GROTOBRIST11_1.1 | LN: MDU.MDU.ELLN2FOXTA23_1.1
26025 | TMP336_26025 | SWPP | INT | LN BRISTOL3 - SUMMITW 115 kV ftlo LN REDFELD - GROTON_S 115 kV | 111 | 111 | LN BRISTOL3 - SUMMITW 115 kV | LN REDFELD - GROTON_S 115 kV | 2020-10-07 00:13 | 2021-01-31 23:53 | LN: WAUE.WAUE.BRISTSUMMI11_1.1 | LN: WAUE.WAUE.REDFLD_GROTONS.1; LN: WAUE.WAUE.REDFEHURON11_1.1
26034 | TMP372_26034 | SWPP | INT | LN MARSHAL3 - KNOB 115 kV ftlo LN SUB975 - SUB1398 161 kV | 86 | 92 | LN MARSHAL3 - KNOB 115 kV | LN SUB975 - SUB1398 161 kV | 2020-10-09 05:15 | 2021-01-31 23:53 | LN: WR.WR.KNOB_MARSHAL3.A | LN: OPPD.OPPD.S975_S1398.A; LN: OPPD.OPPD.S1399_S1398.A
26017 | TMP343_26017 | SWPP | INT | LN ATL1091 - CARTHAGE 161 kV ftlo LN BLACKBRY - JASPER7 345 kV | 215 | 215 | LN ATL1091 - CARTHAGE 161 kV | LN BLACKBRY - JASPER7 345 kV | 2020-10-05 07:42 | 2021-01-31 23:53 | LN: SPA.SPA.7366.A | LN: AECI.AECI.BLCKBRY_JASPER.A
25968 | TMP392_25968 | SWPP | INT | XF HOLCOM1 115/1 kV ftlo LN SETAB1 - HOLCOM1 345 kV | 336 | 359 | XF HOLCOM1 115/1 kV | LN SETAB1 - HOLCOM1 345 kV | 2020-09-15 14:41 | 2021-01-31 23:53 | XF: SECI.SECI.HOLCOM1.1016.AA | LN: SECI.SECI.10148.A
26158 | TMP381_26158 | SWPP | INT | LN SIOUXFL - PAHOJA 230 kV ftlo LN SPLT_RT - SIOUXCY2 345 kV | 460 | 460 | LN SIOUXFL - PAHOJA 230 kV | LN SPLT_RT - SIOUXCY2 345 kV | 2020-11-11 18:37 | 2021-01-31 23:53 | LN: WAUE.WAUE.SIOUXPAHOJ23_1.1 | LN: WAUE.WAUE.SPLT_SIOUX34_1.1
26153 | TMP406_26153 | SWPP | RCF | LN WHITE - BROOKNGS 115 kV ftlo LN HAWKN_LK - LYON_CO 345 kV | 239 | 250 | LN WHITE - BROOKNGS 115 kV | LN HAWKN_LK - LYON_CO 345 kV | 2020-11-11 02:31 | 2021-01-31 23:53 | LN: WAUE.WAUE.WHITE_BROOKNGS.A | LN: NSP.NSP.HAWKNLYONC34_1.1
25712 | TMP435_25712 | SWPP | INT | LN RDST2 - JSTREET5 161 kV ftlo LN QANXT - QANXT 161 kV | 223 | 223 | LN RDST2 - JSTREET5 161 kV | LN QANXT - QANXT 161 kV | 2020-06-03 00:18 | 2021-01-31 23:53 | LN: OKGE.OKGE.9168.A | LN: OKGE.OKGE.QUANXLD.A; LN: OKGE.OKGE.9170.A; LN: OKGE.OKGE.9162.A
25705 | TMP420_25705 | SWPP | RCF | LN SIOUXFL - FLANDRU 115 kV ftlo LN SPLT_RT - WHITE 345 kV | 115 | 115 | LN SIOUXFL - FLANDRU 115 kV | LN SPLT_RT - WHITE 345 kV | 2020-06-01 21:34 | 2021-01-31 23:53 | LN: WAUE.WAUE.SIOUXFLAND11_1.1 | LN: WAUE.WAUE.SPLT_WHITE34_1.1
25688 | TMP505_25688 | SWPP | INT | LN NESCTY - ALXNDR 115 kV ftlo LN BUCKNER7 - SPERVI1 345 kV | 83 | 99 | LN NESCTY - ALXNDR 115 kV | LN BUCKNER7 - SPERVI1 345 kV | 2020-05-22 20:03 | 2021-01-31 23:53 | LN: WR.MIDW.10028.A | LN: SECI.SECI.10149.A
26170 | TMP590_26170 | SWPP | INT | LN SUMM - EMCP 230 kV ftlo LN SUMM - RENO 345 kV | 349 | 363 | LN SUMM - EMCP 230 kV | LN SUMM - RENO 345 kV | 2020-11-16 13:43 | 2021-01-31 23:53 | LN: WR.WR.36_SUMM.1 | LN: WR.WR.RENO_SUMM.A
26150 | TMP460_26150 | SWPP | INT | LN MIDJ - BISM 115 kV ftlo LN STUL - STULT 115 kV | 111 | 118 | LN MIDJ - BISM 115 kV | LN STUL - STULT 115 kV | 2020-11-10 02:04 | 2021-01-31 23:53 | LN: WR.WR.4199.1 | LN: WR.WR.STUL_STULT_1.1; LN: WR.WR.4216.1; LN: WR.WR.4215.1; LN: WR.WR.4213.1; LN: WR.WR.4194.1
26146 | TMP498_26146 | SWPP | INT | LN SP-ERSK3 - CARLISLE 115 kV ftlo LN TUCO - CARLISLE 230 kV | 94 | 103 | LN SP-ERSK3 - CARLISLE 115 kV | LN TUCO - CARLISLE 230 kV | 2020-11-07 13:43 | 2021-01-31 23:53 | LN: SPS.SPS.INDIACARLI11_1.B | LN: SPS.SPS.135.1
26147 | TMP527_26147 | SWPP | INT | LN AMERADA_ - ROZIN 115 kV ftlo LN DOSS2 - SEMIN 115 kV | 80 | 80 | LN AMERADA_ - ROZIN 115 kV | LN DOSS2 - SEMIN 115 kV | 2020-11-07 21:11 | 2021-01-31 23:53 | LN: SPS.SPS.AMERADA_ROZ.A | LN: SPS.SPS.W12.A
26125 | TMP555_26125 | SWPP | INT | LN MARM - NSES 161 kV ftlo LN MARM - FRANKLN5 161 kV | 148 | 148 | LN MARM - NSES 161 kV | LN MARM - FRANKLN5 161 kV | 2020-10-31 02:30 | 2021-01-31 23:53 | LN: WR.WR.29.1 | LN: WR.WR.FRANKLN_MARM.A
26123 | TMP451_26123 | SWPP | INT | LN WHEELER - SWEETWT6 230 kV ftlo LN HITCH - CARPENTR 345 kV | 353 | 353 | LN WHEELER - SWEETWT6 230 kV | LN HITCH - CARPENTR 345 kV | 2020-10-30 19:14 | 2021-01-31 23:53 | LN: SPS.SPS.SWEET_WHEEL.A | LN: SPS.SPS.CARPNTR_HITCH.A
26198 | TMP474_26198 | SWPP | INT | LN SIOUXFL - FLANDRU 115 kV ftlo LN WHITE - BROOKNGS 115 kV | 114 | 114 | LN SIOUXFL - FLANDRU 115 kV | LN WHITE - BROOKNGS 115 kV | 2020-11-21 02:05 | 2021-01-31 23:53 | LN: WAUE.WAUE.SIOUXFLAND11_1.1 | LN: WAUE.WAUE.WHITE_BROOKNGS.A
26039 | TMP479_26039 | SWPP | INT | LN GROTON_S - REDFELD 115 kV ftlo LN GROTON_S - GROTON 115 kV | 121 | 121 | LN GROTON_S - REDFELD 115 kV | LN GROTON_S - GROTON 115 kV | 2020-10-10 09:47 | 2021-01-31 23:53 | LN: WAUE.WAUE.REDFLD_GROTONS.1 | LN: WAUE.WAUE.GROTON_GROTONS.1
26362 | TMP372_26362 | SWPP | INT | XF WDRNG1 345/138 kV ftlo LN REDGNTN7 - MATHWSN7 345 kV | 330 | 359 | XF WDRNG1 345/138 kV | LN REDGNTN7 - MATHWSN7 345 kV | 2021-02-02 13:24 | 2021-02-02 13:42 | XF: OKGE.OKGE.WDRNG1.8618.A | LN: OKGE.OKGE.MATHWSN7_REDGN.A
25911 | TMP182_25911 | MISO | RCF | XF BIGSTON 230/1 kV ftlo LN BIGSTON - OTPBLAIR 230 kV | 233 | 291 | XF BIGSTON 230/1 kV | LN BIGSTON - OTPBLAIR 230 kV | 2020-08-23 23:55 | 2021-02-03 14:55 | XF: OTP.OTP.BIGSTON.TR11.TR11 | LN: OTP.OTP.OTPBLBIGST23_1.1
25921 | TMP199_25921 | MISO | RCF | LN DICY - LAKEFLD 161 kV ftlo LN OBRIENCO - LAKEFLD 345 kV | 219 | 219 | LN DICY - LAKEFLD 161 kV | LN OBRIENCO - LAKEFLD 345 kV | 2020-08-26 16:34 | 2021-02-03 14:55 | LN: ALTW.ALTW.DICYLAKEF16_1.1 | LN: ALTW.ALTW.LAKEFOBRIE34_1.1
25327 | TEMP96_25327 | MISO | RCF | LN HAYWARD - MURPHYCR 161 kV ftlo LN BARTONSS - ADAMS_I 161 kV | 279 | 307 | LN HAYWARD - MURPHYCR 161 kV | LN BARTONSS - ADAMS_I 161 kV | 2019-11-20 18:19 | 2021-02-03 14:55 | LN: SMP.SMP.MURPHHAYWA16_1.1 | LN: ALTW.ALTW.BARTOADAMS16_1.1
25329 | TMP157_25329 | MISO | RCF | LN LABADIE - WLWD 345 kV ftlo LN LABADIE - MASN 345 kV | 1206 | 1515 | LN LABADIE - WLWD 345 kV | LN LABADIE - MASN 345 kV | 2019-11-22 16:11 | 2021-02-03 14:55 | LN: AMRN.AMRN.MASN-L-3.A | LN: AMRN.AMRN.MASN_L_4.A
25338 | TMP128_25338 | MISO | RCF | LN CALF - APCT 161 kV ftlo LN BLAN - FRKS 345 kV | 204 | 290 | LN CALF - APCT 161 kV | LN BLAN - FRKS 345 kV | 2019-11-23 23:39 | 2021-02-03 14:55 | LN: AMRN.AMRN.BARN-CALF-1.B | LN: AMRN.AMRN.BLAN-FRKS-3.A
25322 | TEMP47_25322 | MISO | RCF | LN NORWLKMC - GRNFLD 161 kV ftlo LN NORWLKMC - SE_POLK 345 kV | 335 | 388 | LN NORWLKMC - GRNFLD 161 kV | LN NORWLKMC - SE_POLK 345 kV | 2019-11-20 18:17 | 2021-02-03 14:55 | LN: MEC.MEC.NORWLGRNFL16_1.1 | LN: MEC.MEC.NORWLSE_PO34_1.1
25325 | TMP122_25325 | MISO | RCF | LN QUITMN - HEBR_S 161 kV ftlo LN INDEP2 - PWRLIN 500 kV | 179 | 179 | LN QUITMN - HEBR_S 161 kV | LN INDEP2 - PWRLIN 500 kV | 2019-11-21 11:52 | 2021-02-03 14:55 | LN: EES.EES.HEBR_S_QUITMN5.A | LN: EES.EES.INDEP2_PWRLIN8.A
25133 | TMP120_25133 | MISO | RCF | XF MCNEIL 500/115 kV ftlo LN SH_EHV - EL_EHV 500 kV | 598 | 598 | XF MCNEIL 500/115 kV | LN SH_EHV - EL_EHV 500 kV | 2019-09-25 15:10 | 2021-02-03 14:55 | XF: EES.EES.MCNEIL.AT1.AT1 | LN: EES.EES.EL_EHV_SH_EHV8.A
25219 | TMP106_25219 | MISO | RCF | XF FORBES 500/230 kV ftlo XF FORBES 500/230 kV | 672 | 672 | XF FORBES 500/230 kV | XF FORBES 500/230 kV | 2019-10-17 17:35 | 2021-02-03 14:55 | XF: MP.MP.FORBES.TR7.TR7 | XF: MP.MP.FORBES.TR8.TR8
25199 | TMP210_25199 | MISO | RCF | XF CONW_W 115/161 kV ftlo LN WH_BLF - KEO 500 kV | 224 | 224 | XF CONW_W 115/161 kV | LN WH_BLF - KEO 500 kV | 2019-10-11 15:50 | 2021-02-03 14:55 | XF: EES.EES.CONW_W.AT1.AT1 | LN: EES.EES.WH_BLF_KEO___8.A
25228 | TMP114_25228 | MISO | RCF | XF ARK_NU 1/161 kV ftlo LN ARK_NU - MABELV 500 kV | 672 | 672 | XF ARK_NU 1/161 kV | LN ARK_NU - MABELV 500 kV | 2019-10-21 22:39 | 2021-02-03 14:55 | XF: EES.EES.ARK_NU.AT1.AT1_161 | LN: EES.EES.ARK_NU_MABELV8.A
24719 | TMP161_24719 | MISO | RCF | LN FRANKLN - HAMP_TP 161 kV ftlo LN FRANKLN - ACKLYACK 161 kV | 223 | 245 | LN FRANKLN - HAMP_TP 161 kV | LN FRANKLN - ACKLYACK 161 kV | 2019-04-11 01:16 | 2021-02-03 14:55 | LN: MEC.MEC.FRANKHAMP_16_1.1 | LN: MEC.MEC.ACKLYFRANK16_1.1
23895 | TMP341_23895 | MISO | RCF | LN TRAER - DYSART 161 kV ftlo LN M_TOWN - TOLEDO 161 kV | 258 | 258 | LN TRAER - DYSART 161 kV | LN M_TOWN - TOLEDO 161 kV | 2018-05-30 00:05 | 2021-02-03 14:55 | LN: ALTW.ALTW.DYSARTRAER16_1.1 | LN: ALTW.ALTW.M_TOWTOLED16_1.1; LN: ALTW.ALTW.BL_PLTOLED16_1.1
24257 | TMP345_24257 | MISO | RCF | LN LIME_CK - BARTONSS 161 kV ftlo XF FLOYD 161/69 kV | 266 | 266 | LN LIME_CK - BARTONSS 161 kV | XF FLOYD 161/69 kV | 2018-10-29 16:23 | 2021-02-03 14:55 | LN: ALTW.ALTW.LIME_BARTO16_1.1 | XF: MEC.MEC.FLOYD.8T1.FLO_8T1; LN: WAUE.WAUE.BREMEFLOYD16_1.1; LN: ALTW.ALTW.FLOYDEMERY16_1.1
25143 | TMP261_25143 | MISO | RCF | LN CAMDMG - SMKOVR 115 kV ftlo LN SH_EHV - EL_EHV 500 kV | 98 | 98 | LN CAMDMG - SMKOVR 115 kV | LN SH_EHV - EL_EHV 500 kV | 2019-10-07 23:47 | 2021-02-03 14:55 | LN: EES.EES.CAMDMG_SMKOVR3.A | LN: EES.EES.EL_EHV_SH_EHV8.A
25120 | TMP242_25120 | MISO | RCF | LN OVERLAND - CBLUFFS 161 kV ftlo LN OVERLAND - CBLUFFS 345 kV | 410 | 482 | LN OVERLAND - CBLUFFS 161 kV | LN OVERLAND - CBLUFFS 345 kV | 2019-09-21 17:15 | 2021-02-03 14:55 | LN: MEC.MEC.OVERLCBLUF16_1.1 | LN: MEC.MEC.OVERLCBLUF34_1.1
24953 | TMP232_24953 | MISO | RCF | LN WINGER - BAGLEY2 115 kV ftlo LN WINGER - WILTON 230 kV | 110 | 114 | LN WINGER - BAGLEY2 115 kV | LN WINGER - WILTON 230 kV | 2019-07-12 19:34 | 2021-02-03 14:55 | LN: OTP.OTP.BAGLEWINGE11_1.1 | LN: OTP.OTP.WILTOWINGE23_1.1
25297 | TMP337_25297 | MISO | RCF | LN MTGL - WARR 161 kV ftlo LN CALLAWAY - BLAN 345 kV | 250 | 297 | LN MTGL - WARR 161 kV | LN CALLAWAY - BLAN 345 kV | 2019-11-10 01:18 | 2021-02-03 14:55 | LN: AMRN.AMRN.WARR-MTGL-3.A | LN: AMRN.AMRN.CAL-BLAN-1.A
25290 | TMP223_25290 | MISO | RCF | XF BOONVIL2 345/1 kV ftlo LN MADNCO - NORWLKMC 345 kV | 560 | 683 | XF BOONVIL2 345/1 kV | LN MADNCO - NORWLKMC 345 kV | 2019-11-07 14:07 | 2021-02-03 14:55 | XF: MEC.MEC.BOONVIL2.9T11.DEB_9T1_ | LN: MEC.MEC.NORWLMADNC34_1.1
25351 | TMP476_25351 | MISO | RCF | LN MTGL - WARR 161 kV ftlo LN MTGY - LABADIE 345 kV | 250 | 321 | LN MTGL - WARR 161 kV | LN MTGY - LABADIE 345 kV | 2019-12-03 12:03 | 2021-02-03 14:55 | LN: AMRN.AMRN.WARR-MTGL-3.A | LN: AMRN.AMRN.L_MTGY_4.A
25346 | TMP417_25346 | MISO | RCF | LN LABADIE - GRAY 345 kV ftlo XF WLWD 138/345 kV | 1206 | 1432 | LN LABADIE - GRAY 345 kV | XF WLWD 138/345 kV | 2019-11-29 21:04 | 2021-02-03 14:55 | LN: AMRN.AMRN.L_GRAY_1.A | XF: AMRN.AMRN.WLWD.XFM1.TR_1_345_1; LN: AMRN.AMRN.MASN-L-3.B; LN: AMRN.AMRN.MASN-L-3.A
25753 | TMP434_25753 | MISO | RCF | LN MAXBURG - WNTRSTAT 161 kV ftlo LN BVRCRFBC - GRIMES 345 kV | 154 | 154 | LN MAXBURG - WNTRSTAT 161 kV | LN BVRCRFBC - GRIMES 345 kV | 2020-06-10 09:48 | 2021-02-03 14:55 | LN: MEC.MEC.MAXBUWNTRS16_1.1 | LN: MEC.MEC.BVRCRGRIME34_1.1
25270 | TMP472_25270 | MISO | RCF | LN MTGY - LABADIE 345 kV ftlo LN CALLAWAY - BLAN 345 kV | 1195 | 1195 | LN MTGY - LABADIE 345 kV | LN CALLAWAY - BLAN 345 kV | 2019-11-01 21:03 | 2021-02-03 14:55 | LN: AMRN.AMRN.L_MTGY_4.A | LN: AMRN.AMRN.CAL-BLAN-1.A
25872 | TMP595_25872 | MISO | RCF | LN BISMARK2 - ESTBMRK 115 kV ftlo LN TURNPIK2 - BISM_NW 115 kV | 153 | 153 | LN BISMARK2 - ESTBMRK 115 kV | LN TURNPIK2 - BISM_NW 115 kV | 2020-07-27 22:33 | 2021-02-03 14:55 | LN: MDU.MDU.ESTBMBISMA11_1.1 | LN: MDU.MDU.TURNPBISM_11_1.1; LN: MDU.MDU.HESKCOLLIN_1.1; LN: MDU.MDU.COLINSTURNPIK1.1
24272 | TMP388_24272 | MISO | RCF | LN ADAMS_I - VANDERM 69 kV; LN ADAMS_I - ADAMS_G 69 kV; LN ADAMS ftlo LN BVR_CRK - RICE2 161 kV | 72 | 72 | LN ADAMS_I - VANDERM 69 kV; LN ADAMS_I - ADAMS_G 69 kV; LN ADAMS | LN BVR_CRK - RICE2 161 kV | 2018-10-30 16:17 | 2021-02-03 14:55 | LN: DPC.DPC.VANDEADAMS69_1.1; LN: ALTW.ALTW.ADM_GADM_I69_1.1; LN: ALTW.ALTW.ADAMSTAOPI69_1.1 | LN: DPC.DPC.RICEBVR_C16_1.1; LN: DPC.DPC.BVR_CHARMO16_1.1; LN: DPC.DPC.BVR_CADAMS16_1.1
24677 | TMP408_24677 | MISO | RCF | LN WEBSTER2 - WRIGHT2 161 kV ftlo LN BVRCRFBC - GRIMES 345 kV | 212 | 212 | LN WEBSTER2 - WRIGHT2 161 kV | LN BVRCRFBC - GRIMES 345 kV | 2019-04-01 08:33 | 2021-02-03 14:55 | LN: MEC.MEC.WEBSTWRIGH16_1.1 | LN: MEC.MEC.BVRCRGRIME34_1.1
26283 | TMP176_26283 | SWPP | INT | LN PHILL - SIBLEY 345 kV ftlo LN W_GARDNR - CRAIG 345 kV | 717 | 717 | LN PHILL - SIBLEY 345 kV | LN W_GARDNR - CRAIG 345 kV | 2021-01-04 01:47 | 2021-02-19 10:56 | LN: MPS.MPS.10978.A | LN: KCPL.KCPL.CRAIG__W_GARD1.1
26284 | TMP195_26284 | SWPP | INT | LN DVISN - LAKSD 138 kV ftlo LN DVISN - MSTNG1 138 kV | 347 | 375 | LN DVISN - LAKSD 138 kV | LN DVISN - MSTNG1 138 kV | 2021-01-04 01:55 | 2021-02-19 10:56 | LN: OKGE.OKGE.8764.A | LN: OKGE.OKGE.8758.A
26268 | TEMP84_26268 | SWPP | INT | LN WESTON5 - PLTCTY 161 kV ftlo LN IATAN - NASHUA 345 kV | 334 | 334 | LN WESTON5 - PLTCTY 161 kV | LN IATAN - NASHUA 345 kV | 2020-12-25 01:10 | 2021-02-19 10:56 | LN: KCPL.KCPL.WESTON5_PLTCTY.A | LN: KCPL.KCPL.IATAN_NASHUA.A
26270 | TMP113_26270 | SWPP | INT | LN IPCJEFF4 - LIEBERM 138 kV ftlo LN WILKES - LONGWOO 345 kV | 165 | 186 | LN IPCJEFF4 - LIEBERM 138 kV | LN WILKES - LONGWOO 345 kV | 2020-12-25 23:36 | 2021-02-19 10:56 | LN: CSWS.CSWS.848.A | LN: CSWS.CSWS.858.A
26276 | TEMP81_26276 | SWPP | INT | LN ARSENAL - MCWILLIE 138 kV ftlo LN ARSENAL - LIEBERM 138 kV | 339 | 368 | LN ARSENAL - MCWILLIE 138 kV | LN ARSENAL - LIEBERM 138 kV | 2020-12-28 07:27 | 2021-02-19 10:56 | LN: CSWS.CSWS.826C.T1 | LN: CSWS.CSWS.825.A
26256 | TMP249_26256 | SWPP | INT | LN MDWST - FRNKLN1 138 kV ftlo LN SNRTP - CDRLN 138 kV | 287 | 287 | LN MDWST - FRNKLN1 138 kV | LN SNRTP - CDRLN 138 kV | 2020-12-15 22:06 | 2021-02-19 10:56 | LN: WFEC.WFEC.8853.A | LN: OKGE.OKGE.8857.A
26257 | TEMP10_26257 | SWPP | INT | LN HASTNGN - DONIPH2 115 kV ftlo LN EGY_CNTR - SUTTON 115 kV | 140 | 154 | LN HASTNGN - DONIPH2 115 kV | LN EGY_CNTR - SUTTON 115 kV | 2020-12-16 13:30 | 2021-02-19 10:56 | LN: NPPD.NPPD.NP_1244C.A | LN: NPPD.NPPD.NP_1159-B.A
26262 | TEMP32_26262 | SWPP | INT | LN MCROY - UNVRSTY4 138 kV ftlo LN SONR1 - CLEVLND7 345 kV | 249 | 270 | LN MCROY - UNVRSTY4 138 kV | LN SONR1 - CLEVLND7 345 kV | 2020-12-20 21:09 | 2021-02-19 10:56 | LN: OKGE.OKGE.UNVRSTY4_MCROY.A | LN: GRDA.GRDA.SONR_CLEVLND.A
26260 | TMP600_26260 | SWPP | INT | LN MUSKOGEE - MUSKTAP 161 kV ftlo LN MUSKOGEE - FTSMTH 345 kV | 223 | 223 | LN MUSKOGEE - MUSKTAP 161 kV | LN MUSKOGEE - FTSMTH 345 kV | 2020-12-18 23:20 | 2021-02-19 10:56 | LN: OKGE.OKGE.7415.A | LN: OKGE.OKGE.9099.A
26265 | TMP582_26265 | SWPP | INT | XF HAWTHORN 345/161 kV ftlo XF NASHUA 13.8/1 kV | 550 | 557 | XF HAWTHORN 345/161 kV | XF NASHUA 13.8/1 kV | 2020-12-22 20:10 | 2021-02-19 10:56 | XF: KCPL.KCPL.HAWTHORN.XF22.XF22 | XF: KCPL.KCPL.NASHUA.T1.T1_T; XF: KCPL.KCPL.NASHUA.T1.T1_L; XF: KCPL.KCPL.NASHUA.T1.T1_H
26252 | TMP398_26252 | SWPP | INT | LN TECH - KELL 161 kV ftlo LN POSTROCK - AXTELL1 345 kV | 112 | 123 | LN TECH - KELL 161 kV | LN POSTROCK - AXTELL1 345 kV | 2020-12-14 14:03 | 2021-02-19 10:56 | LN: WR.WR.4055.1 | LN: WR.MIDW.POSTRCK_AXTEL.A
26253 | TMP397_26253 | SWPP | INT | LN GRISLD1 - W_COLMBS 230 kV ftlo LN FTTHOMP - GRPRAIR 345 kV | 320 | 352 | LN GRISLD1 - W_COLMBS 230 kV | LN FTTHOMP - GRPRAIR 345 kV | 2020-12-14 14:58 | 2021-02-19 10:56 | LN: NPPD.NPPD.12063.A | LN: WAUE.WAUE.FTTHOMP_GRPRAI.A; LN: WAUE.WAUE.FTTHOFTTHO34_1.S
26254 | TMP377_26254 | SWPP | INT | XF LONGWOO 345/138 kV ftlo LN LONGWOO - SWSHREV 345 kV | 493 | 493 | XF LONGWOO 345/138 kV | LN LONGWOO - SWSHREV 345 kV | 2020-12-15 00:29 | 2021-02-19 10:56 | XF: CSWS.CSWS.LONGWOO.855.345_138 | LN: CSWS.CSWS.857.A
26277 | TMP488_26277 | SWPP | INT | XF MOORE 345/115 kV ftlo LN MOORE - NW68HOL 345 kV | 307 | 338 | XF MOORE 345/115 kV | LN MOORE - NW68HOL 345 kV | 2020-12-28 20:16 | 2021-02-19 10:56 | XF: NPPD.NPPD.MOORE.1.1 | LN: LES.LES.NW68HMOORE34_1.1
26289 | TMP385_26289 | SWPP | RCF | XF FTRANDL 230/115 kV ftlo LN MEADW_GR - KELLY 230 kV | 107 | 134 | XF FTRANDL 230/115 kV | LN MEADW_GR - KELLY 230 kV | 2021-01-04 19:28 | 2021-02-19 10:56 | XF: WAUE.WAUE.FTRANDL.TRF.TRF | LN: NPPD.NPPD.MEADWGRV_KELLY.A
26302 | TMP394_26302 | SWPP | RCF | LN RAUN - TEKAMHO 161 kV ftlo LN BVRCRFBC - GRIMES 345 kV | 217 | 217 | LN RAUN - TEKAMHO 161 kV | LN BVRCRFBC - GRIMES 345 kV | 2021-01-08 16:27 | 2021-02-19 10:56 | LN: MEC.MEC.RAUNTEKAM16_1.1 | LN: MEC.MEC.BVRCRGRIME34_1.1
26303 | TMP400_26303 | SWPP | RCF | LN RAUN - TEKAMHO 161 kV ftlo LN RAUN - HOSKINS 345 kV | 217 | 217 | LN RAUN - TEKAMHO 161 kV | LN RAUN - HOSKINS 345 kV | 2021-01-08 16:27 | 2021-02-19 10:56 | LN: MEC.MEC.RAUNTEKAM16_1.1 | LN: MEC.MEC.RAUNHOSKI34_1.1
24454 | TMP460_24454 | SWPP | INT | XF PHILL 345/161 kV ftlo LN SHARPER5 - ARCHIE 161 kV | 334 | 334 | XF PHILL 345/161 kV | LN SHARPER5 - ARCHIE 161 kV | 2021-02-21 00:20 | 2021-02-21 00:50 | XF: MPS.MPS.PHILL.XMR1.345_161 | LN: MPS.MPS.ARCHIE_SHARP.A
26448 | TMP372_26448 | MISO | RCF | LN ARK_NU - FTSMTH 500 kV ftlo XF WOLF 25/345 kV | 1732 | 1732 | LN ARK_NU - FTSMTH 500 kV | XF WOLF 25/345 kV | 2021-02-19 06:02 | 2021-02-22 10:52 | LN: OKGE.OKGE.FTSMTH-ARK_NU8.A | XF: WR.WR.WOLF.1065.WOLF_1MAIN; UN: WR.WR.WOLF.25.15; LN: WR.WR.WOLFWOLF25_1.1
25529 | TEMP59_25529 | SWPP | INT | LN GENEVA - FRIEND 115 kV ftlo LN MCCOOL - MOORE 345 kV | 120 | 132 | LN GENEVA - FRIEND 115 kV | LN MCCOOL - MOORE 345 kV | 2020-03-05 00:25 | 2021-02-28 23:56 | LN: NPPD.NPPD.1259A.A | LN: NPPD.NPPD.NP_3502-A.A
25470 | TEMP60_25470 | SWPP | INT | XF FTTHOMP 1/345 kV ftlo LN LELANDO - CHAPELLE 345 kV | 250 | 313 | XF FTTHOMP 1/345 kV | LN LELANDO - CHAPELLE 345 kV | 2020-02-02 09:29 | 2021-02-28 23:56 | XF: WAUE.WAUE.FTTHOMP.U1A1.KU1A1 | LN: WAUE.WAUE.LELANDO_CHAPEL.A
26213 | TMP183_26213 | SWPP | INT | LN GENEVA - FRIEND 115 kV ftlo LN TOBIAS - MOORE 345 kV | 120 | 132 | LN GENEVA - FRIEND 115 kV | LN TOBIAS - MOORE 345 kV | 2020-11-30 17:36 | 2021-02-28 23:56 | LN: NPPD.NPPD.1259A.A | LN: NPPD.NPPD.3518B.A
26227 | TMP130_26227 | SWPP | INT | LN OWEN_COR - ESTACADO 115 kV ftlo LN S_GEORGI - WEST_ST 115 kV | 159 | 159 | LN OWEN_COR - ESTACADO 115 kV | LN S_GEORGI - WEST_ST 115 kV | 2020-12-05 01:25 | 2021-02-28 23:56 | LN: SPS.SPS.103.1 | LN: SPS.SPS.S_GEORGI_WEST.A
26137 | TMP180_26137 | SWPP | INT | LN COLBY3 - GEM_SW3 115 kV ftlo LN GOODCTY - GODLNDT 115 kV | 83 | 99 | LN COLBY3 - GEM_SW3 115 kV | LN GOODCTY - GODLNDT 115 kV | 2020-11-04 17:02 | 2021-02-28 23:56 | LN: WR.MIDW.COLBY_GEM.A | LN: SECI.SECI.10139.A; LN: SECI.SECI.10042.A; LN: SECI.SECI.10036.A; LN: SECI.SECI.10034.A; LN: SECI.SECI.10033.A
26168 | TMP190_26168 | SWPP | INT | LN ELK-CITY - CLINT_J 138 kV ftlo LN CHISHOLM - GRACMONT 345 kV | 152 | 152 | LN ELK-CITY - CLINT_J 138 kV | LN CHISHOLM - GRACMONT 345 kV | 2020-11-14 00:53 | 2021-02-28 23:56 | LN: CSWS.CSWS.2221.A | LN: CSWS.CSWS.CHISHOLM_GRACE.A
25836 | TMP259_25836 | SWPP | INT | LN RAM452 - ORO1101 161 kV ftlo LN STL4391 - JOP1451 161 kV | 279 | 279 | LN RAM452 - ORO1101 161 kV | LN STL4391 - JOP1451 161 kV | 2020-07-07 22:33 | 2021-02-28 23:56 | LN: EDE.EDE.11330.A | LN: EDE.EDE.11345.A
25945 | TMP329_25945 | SWPP | INT | LN GOFF - CIRV 115 kV ftlo LN IATAN - STRA 345 kV | 86 | 92 | LN GOFF - CIRV 115 kV | LN IATAN - STRA 345 kV | 2020-09-03 11:07 | 2021-02-28 23:56 | LN: WR.WR.GOFF_CIRV.A | LN: KCPL.KCPL.IATAN__STR_CR1.1
25451 | TMP319_25451 | SWPP | INT | LN PAULINE - HASTING_ 115 kV ftlo LN SWEETW4 - GRISLD1 345 kV | 115 | 126 | LN PAULINE - HASTING_ 115 kV | LN SWEETW4 - GRISLD1 345 kV | 2020-01-22 01:55 | 2021-02-28 23:56 | LN: NPPD.NPPD.NP_1148-A.1 | LN: NPPD.NPPD.GRISLD1_SWEETW.A
26230 | TMP333_26230 | SWPP | INT | LN HASTING_ - PAULINE 115 kV ftlo LN AXTELL1 - PAULINE 345 kV | 115 | 126 | LN HASTING_ - PAULINE 115 kV | LN AXTELL1 - PAULINE 345 kV | 2020-12-07 11:48 | 2021-02-28 23:56 | LN: NPPD.NPPD.NP_1148-A.1 | LN: NPPD.NPPD.12005.A
26177 | TMP384_26177 | SWPP | INT | LN HANSFORD - SPEARMA1 115 kV ftlo LN HITCH - MOORE_CO 230 kV | 159 | 159 | LN HANSFORD - SPEARMA1 115 kV | LN HITCH - MOORE_CO 230 kV | 2020-11-17 20:32 | 2021-02-28 23:56 | LN: SPS.SPS.V-68_SPEAR.B | LN: SPS.SPS.LNK75.A
26180 | TMP448_26180 | SWPP | INT | LN NASH_MPS - LBRTYWT5 161 kV ftlo XF HAWTHORN 161/345 kV | 167 | 167 | LN NASH_MPS - LBRTYWT5 161 kV | XF HAWTHORN 161/345 kV | 2020-11-17 18:34 | 2021-02-28 23:56 | LN: MPS.MPS.10988.A | XF: KCPL.KCPL.HAWTHORN.XF22.XF22
25681 | TMP453_25681 | SWPP | RCF | LN HNCOCKCB - KLEMMECB 69 kV ftlo LN EMERY - SHEFFLD1 161 kV | 41 | 45 | LN HNCOCKCB - KLEMMECB 69 kV | LN EMERY - SHEFFLD1 161 kV | 2020-05-20 11:18 | 2021-02-28 23:56 | LN: ALTW.ALTW.HNCOCKLEMM69_1.1 | LN: WAUE.WAUE.SHEFFEMERY16_1.1
26201 | TMP465_26201 | SWPP | INT | LN PAULINE - HASTING_ 115 kV ftlo LN PAULINE - TOBIAS 345 kV | 115 | 126 | LN PAULINE - HASTING_ 115 kV | LN PAULINE - TOBIAS 345 kV | 2020-11-23 02:10 | 2021-02-28 23:56 | LN: NPPD.NPPD.NP_1148-A.1 | LN: NPPD.NPPD.3518.A
26122 | TMP473_26122 | SWPP | INT |  | 433 | 433 | LN SWEETWT6 - WHEELER 230 kV; LN CARPENTR - HITCH 345 kV; LN LIB |  | 2020-10-30 18:50 | 2021-02-28 23:56 | LN: SPS.SPS.SWEET_WHEEL.A; LN: SPS.SPS.CARPNTR_HITCH.A; LN: SECI.SECI.TEXASLIBER11_1.1
26148 | TMP509_26148 | SWPP | INT | XF MIDJ 230/115 kV ftlo LN SWIS - W_GARDNR 345 kV | 280 | 308 | XF MIDJ 230/115 kV | LN SWIS - W_GARDNR 345 kV | 2020-11-09 08:34 | 2021-02-28 23:56 | XF: WR.WR.MIDJ.3037.MIDJ_126 | LN: KCPL.KCPL.SWIS_WGARD.A
26178 | TMP546_26178 | SWPP | INT | LN HANSFORD - SPEARMA1 115 kV ftlo LN BVRCNTY7 - BADGER7 345 kV | 159 | 159 | LN HANSFORD - SPEARMA1 115 kV | LN BVRCNTY7 - BADGER7 345 kV | 2020-11-17 17:43 | 2021-02-28 23:56 | LN: SPS.SPS.V-68_SPEAR.B | LN: OKGE.OKGE.BADGR_BVRCNTY2.A; LN: OKGE.OKGE.BADGR_BVRCNTY1.A
25958 | TMP543_25958 | SWPP | INT | LN BUSHLAND - OUTPOST 115 kV ftlo LN BUSHLAND - DEAFSMIT 230 kV | 159 | 159 | LN BUSHLAND - OUTPOST 115 kV | LN BUSHLAND - DEAFSMIT 230 kV | 2020-09-11 02:42 | 2021-02-28 23:56 | LN: SPS.SPS.OUTPOST_BUSHL.1 | LN: SPS.SPS.BUSHL_DEAFSM.1
25973 | TMP578_25973 | SWPP | INT | LN NVIE - NSTR 115 kV ftlo LN SUMM - SGAT 115 kV | 135 | 135 | LN NVIE - NSTR 115 kV | LN SUMM - SGAT 115 kV | 2020-09-16 23:44 | 2021-02-28 23:56 | LN: WR.WR.4039_4040.A | LN: WR.WR.SGAT_SUMM.A
26132 | TMP572_26132 | SWPP | INT | LN POTTER_S - MOORE_CO 230 kV ftlo LN LAW_ES - TERRY_RD 345 kV | 319 | 319 | LN POTTER_S - MOORE_CO 230 kV | LN LAW_ES - TERRY_RD 345 kV | 2020-11-03 10:23 | 2021-02-28 23:56 | LN: SPS.SPS.POTTEMOORE23_1.1 | LN: CSWS.CSWS.TERRYRD_LAW_ES.A
26174 | TMP549_26174 | SWPP | INT | LN NASH_MPS - LBRTYWT5 161 kV ftlo LN HAWTHORN - BLUE_VLY 161 kV | 167 | 167 | LN NASH_MPS - LBRTYWT5 161 kV | LN HAWTHORN - BLUE_VLY 161 kV | 2020-11-17 10:46 | 2021-02-28 23:56 | LN: MPS.MPS.10988.A | LN: KCPL.KCPL.GST____HAWTHO1.1
26088 | TEMP65_26088 | MISO | RCF | LN HRSN_E - OMAHA 161 kV ftlo LN CLEVCOV - TABLE_RK 161 kV | 156 | 156 | LN HRSN_E - OMAHA 161 kV | LN CLEVCOV - TABLE_RK 161 kV | 2020-10-26 11:43 | 2021-03-03 10:55 | LN: EES.EES.HRSN_E_OMAHA_5.A | LN: AECI.AECI.NEW-AMW-12.A
26090 | TMP500_26090 | MISO | RCF | LN RUSL_N - RUSL_E 161 kV ftlo LN ARK_NU - FTSMTH 500 kV | 396 | 396 | LN RUSL_N - RUSL_E 161 kV | LN ARK_NU - FTSMTH 500 kV | 2020-10-27 17:44 | 2021-03-03 10:55 | LN: EES.EES.RUSL_E_RUSL_N5.A | LN: OKGE.OKGE.FTSMTH-ARK_NU8.A
26045 | TMP508_26045 | MISO | RCF | LN ADAMS_I - BVR_CRK 161 kV ftlo LN NROCH - BRIGGSRD 345 kV | 240 | 264 | LN ADAMS_I - BVR_CRK 161 kV | LN NROCH - BRIGGSRD 345 kV | 2020-10-13 16:13 | 2021-03-03 10:55 | LN: DPC.DPC.BVR_CADAMS16_1.1 | LN: NSP.NSP.BRIGGNROCH34_1.1
25937 | TMP463_25937 | SWPP | RCF | LN HASTING - CLARNDA 161 kV ftlo LN FAIRPORT - COOPER 345 kV | 167 | 183 | LN HASTING - CLARNDA 161 kV | LN FAIRPORT - COOPER 345 kV | 2020-09-04 14:47 | 2021-03-03 10:55 | LN: MEC.MEC.CLARNHASTI16_1.1 | LN: NPPD.NPPD.FAIRPT-COOPR.A; LN: MPS.MPS.FAIRPT-STJOE.A
25421 | TMP445_25421 | MISO | RCF | LN ARNOLD - TIFFIN 345 kV ftlo LN HAZLTON - HCKRYCK 345 kV | 956 | 956 | LN ARNOLD - TIFFIN 345 kV | LN HAZLTON - HCKRYCK 345 kV | 2020-01-07 00:38 | 2021-03-03 10:55 | LN: ALTW.ALTW.ARNOLTIFFI34_1.1 | LN: ALTW.ALTW.HCKRYHAZLT34_1.1
25362 | TEMP27_25362 | MISO | RCF | LN FORMAN - FORMNWA 115 kV ftlo XF ELLENDL 13.8/1 kV | 88 | 88 | LN FORMAN - FORMNWA 115 kV | XF ELLENDL 13.8/1 kV | 2019-12-07 04:55 | 2021-03-03 10:55 | LN: OTP.OTP.FORMAFORMN11_1.1 | XF: MDU.MDU.ELLENDL.TR11.TR13; XF: MDU.MDU.ELLENDL.TR11.TR12; XF: MDU.MDU.ELLENDL.TR11.TR11
25974 | TMP579_25974 | MISO | RCF | LN CYP - BEVIL 230 kV ftlo XF HARTBG 500/1 kV | 685 | 685 | LN CYP - BEVIL 230 kV | XF HARTBG 500/1 kV | 2020-09-16 21:54 | 2021-03-03 10:55 | LN: EES.EES.CYPRES_BEVIL_6.A | XF: EES.EES.HARTBG.AT2.H2; XF: EES.EES.HARTBG.AT2.AT2; XF: EES.EES.HARTBG.AT2.2T
25993 | TMP551_25993 | MISO | RCF |  | 234 | 234 | LN NAPOLNSW - WISHEK 230 kV |  | 2020-09-26 23:03 | 2021-03-03 10:55 | LN: MDU.MDU.WISHENAPOL23_1.1
25813 | RDRREDKIOLOV | SWPP | INT | LN RDRUNNER - REDBLUFF 115 kV ftlo LN KIOWASPS - N_LOVING 345 kV | 159 | 175 | LN RDRUNNER - REDBLUFF 115 kV | LN KIOWASPS - N_LOVING 345 kV | 2020-07-01 12:50 | 2021-03-03 14:27 | LN: SPS.SPS.RDRUNNR_REDBLF.A | LN: SPS.SPS.KIOWAS_NLOVING.1
25936 | TMP151_25936 | SWPP | INT | LN WESTMOR4 - PENN1 138 kV ftlo LN MCCLAI - PLVAL 138 kV | 287 | 287 | LN WESTMOR4 - PENN1 138 kV | LN MCCLAI - PLVAL 138 kV | 2020-09-01 03:57 | 2021-03-25 11:16 | LN: OKGE.OKGE.8822.A | LN: OKGE.OKGE.MCCLAI_PLVAL_1.A
26190 | TEMP79_26190 | SWPP | INT | LN MARSHAL3 - KNOB 115 kV ftlo XF TECH 161/115 kV | 86 | 92 | LN MARSHAL3 - KNOB 115 kV | XF TECH 161/115 kV | 2020-11-19 07:19 | 2021-03-25 11:16 | LN: WR.WR.KNOB_MARSHAL3.A | XF: WR.WR.TECH.4374.TECH_1
26229 | TEMP87_26229 | SWPP | INT | LN HALE_CO - TUCO 115 kV ftlo LN BORDER - TUCO 345 kV | 107 | 117 | LN HALE_CO - TUCO 115 kV | LN BORDER - TUCO 345 kV | 2020-12-07 00:50 | 2021-03-25 11:16 | LN: SPS.SPS.TUCOHALE_11_1.1 | LN: SPS.SPS.TUCO_BORDER.A
26281 | TMP136_26281 | SWPP | INT | LN MIDWAY5 - AVECTYTP 161 kV ftlo XF ST_JOE 1/13.8 kV | 187 | 204 | LN MIDWAY5 - AVECTYTP 161 kV | XF ST_JOE 1/13.8 kV | 2021-01-03 02:29 | 2021-03-25 11:16 | LN: MPS.MPS.11306_MID.A | XF: MPS.MPS.ST_JOE.T22A.T22_T; XF: MPS.MPS.ST_JOE.T22A.T22_L; XF: MPS.MPS.ST_JOE.T22A.T22_H
26282 | TMP145_26282 | SWPP | INT | LN HAYMAKR4 - DVISN 138 kV ftlo LN SLVRL - DVISN 138 kV | 347 | 375 | LN HAYMAKR4 - DVISN 138 kV | LN SLVRL - DVISN 138 kV | 2021-01-03 02:29 | 2021-03-25 11:16 | LN: OKGE.OKGE.8765B.A | LN: OKGE.OKGE.8762.A
26452 | TEMP10_26452 | SWPP | INT | LN HEIZER - MULGRE2 115 kV ftlo LN MULGRE2 - SHAYS 230 kV | 199 | 199 | LN HEIZER - MULGRE2 115 kV | LN MULGRE2 - SHAYS 230 kV | 2021-02-20 13:35 | 2021-03-25 11:16 | LN: WR.MIDW.MULG_HEIZ_TIE.A | LN: WR.MIDW.MULGRE2_SHAYS.A
26372 | TMP122_26372 | SWPP | INT | XF JEFF 345/1 kV ftlo LN JEFF - MORR 345 kV | 560 | 598 | XF JEFF 345/1 kV | LN JEFF - MORR 345 kV | 2021-02-05 00:26 | 2021-03-25 11:16 | XF: WR.WR.JEFF.1072.JEFF13H | LN: WR.WR.12.1
26373 | TMP182_26373 | SWPP | INT | LN N_PLT1 - C_CREEK 230 kV ftlo LN SWEETW4 - AXTELL1 345 kV | 392 | 431 | LN N_PLT1 - C_CREEK 230 kV | LN SWEETW4 - AXTELL1 345 kV | 2021-02-05 17:07 | 2021-03-25 11:16 | LN: NPPD.NPPD.N_PLT1_C_CREEK.A | LN: NPPD.NPPD.12006.A
26374 | TMP438_26374 | SWPP | INT | LN PIONTAP - CTUSUBL 115 kV ftlo LN GRNT_TP - SE_GRNT 115 kV | 159 | 159 | LN PIONTAP - CTUSUBL 115 kV | LN GRNT_TP - SE_GRNT 115 kV | 2021-02-05 17:17 | 2021-03-25 11:16 | LN: SECI.SECI.10089.A | LN: SECI.SECI.PIONEER_TAPTIE.A; LN: SECI.SECI.PIONEER_HUGOTN.B; LN: SECI.SECI.PIONEER_HUGOTN.A
26310 | TMP264_26310 | SWPP | INT | LN MATHWSN7 - NOWST1 345 kV ftlo LN ONEOK - NOWST1 345 kV | 1793 | 1793 | LN MATHWSN7 - NOWST1 345 kV | LN ONEOK - NOWST1 345 kV | 2021-01-12 21:52 | 2021-03-25 11:16 | LN: OKGE.OKGE.MATHWSN7_NOWST.A | LN: OKGE.OKGE.ONEOK_NOWST1.A
26312 | TMP220_26312 | SWPP | INT | LN RAUN - TEKAMHO 161 kV ftlo LN BVRCRFBC - GRIMES 345 kV | 217 | 217 | LN RAUN - TEKAMHO 161 kV | LN BVRCRFBC - GRIMES 345 kV | 2021-01-14 16:56 | 2021-03-25 11:16 | LN: MEC.MEC.RAUNTEKAM16_1.1 | LN: MEC.MEC.BVRCRGRIME34_1.1
26319 | TMP258_26319 | SWPP | INT | LN MIDJ - TECH 115 kV ftlo LN LAWH - SWIS 230 kV | 118 | 118 | LN MIDJ - TECH 115 kV | LN LAWH - SWIS 230 kV | 2021-01-19 21:18 | 2021-03-25 11:16 | LN: WR.WR.TECH_MIDJ.A | LN: WR.WR.39.1
26294 | TMP409_26294 | SWPP | INT | LN LANG - READ 115 kV ftlo LN EMPEC - SWIS 345 kV | 86 | 92 | LN LANG - READ 115 kV | LN EMPEC - SWIS 345 kV | 2021-01-05 08:57 | 2021-03-25 11:16 | LN: WR.WR.4074.1 | LN: WR.WR.EMPEC_SWIS.1
26296 | TMP215_26296 | SWPP | INT | LN WHEELER - HOWARD3 115 kV ftlo LN SWEETWT6 - CHISHOLM 230 kV | 178 | 196 | LN WHEELER - HOWARD3 115 kV | LN SWEETWT6 - CHISHOLM 230 kV | 2021-01-06 07:00 | 2021-03-25 11:16 | LN: SPS.SPS.WHEEL_HOWRD.A | LN: CSWS.CSWS.CHISHOLM_SWEET.A
26458 | TMP176_26458 | SWPP | INT | LN HOBBS - MADDOXSU 115 kV ftlo LN TAYLOR_S - NE_HOBBS 115 kV | 189 | 189 | LN HOBBS - MADDOXSU 115 kV | LN TAYLOR_S - NE_HOBBS 115 kV | 2021-02-21 09:19 | 2021-03-25 11:16 | LN: SPS.SPS.HOBBS_MADDOXSU.1 | LN: SPS.SPS.NE_HOTAYLO11_1.1; LN: SPS.SPS.MILLENE_HO11_1.1; LN: SPS.SPS.HOBBS_MILLEN.1
26223 | TMP430_26223 | SWPP | INT | XF BUSHLAND 115/230 kV ftlo ZBR TOLKSUB - TOLKSUB 230 kV | 159 | 159 | XF BUSHLAND 115/230 kV | ZBR TOLKSUB - TOLKSUB 230 kV | 2020-12-04 10:14 | 2021-03-25 11:16 | XF: SPS.SPS.BUSHLAND.728.BUS_115XF | ZBR: SPS.SPS.TOLKTAP_EAST.A
26224 | TMP251_26224 | SWPP | INT | LN NASHUA - NASH_MPS 161 kV ftlo LN HAWTHORN - NASHUA 345 kV | 223 | 223 | LN NASHUA - NASH_MPS 161 kV | LN HAWTHORN - NASHUA 345 kV | 2020-12-04 15:49 | 2021-03-25 11:16 | LN: MPS.MPS.NASH_M_NASHUA1.1 | LN: KCPL.KCPL.NASHUA_HAWTH.A
26218 | TMP351_26218 | SWPP | INT | LN TWINCHUR - EMERSON 115 kV ftlo LN TWINCHUR - SIOUXCY 230 kV | 320 | 342 | LN TWINCHUR - EMERSON 115 kV | LN TWINCHUR - SIOUXCY 230 kV | 2020-12-02 17:52 | 2021-03-25 11:16 | LN: NPPD.NPPD.NP_1098.A | LN: WAUE.WAUE.SIOUXTWIN_23_1.1
26172 | TMP360_26172 | SWPP | INT | LN NEWHART - PLXSUB 230 kV ftlo LN TUCO - YOAKUM 345 kV | 321 | 321 | LN NEWHART - PLXSUB 230 kV | LN TUCO - YOAKUM 345 kV | 2020-11-16 18:03 | 2021-03-25 11:16 | LN: SPS.SPS.108.1 | LN: SPS.SPS.TUCO_YOAKUM.A
26152 | TMP425_26152 | SWPP | INT | LN STEXEAS - KNOXLEE 138 kV ftlo LN EASTX_SW - WHITNEY 138 kV | 245 | 245 | LN STEXEAS - KNOXLEE 138 kV | LN EASTX_SW - WHITNEY 138 kV | 2020-11-10 15:11 | 2021-03-25 11:16 | LN: CSWS.CSWS.906.A | LN: CSWS.CSWS.946.A
26133 | TMP544_26133 | SWPP | INT | LN HENSY - BULFTTP4 138 kV ftlo LN WDRNG1 - PINTAIL 345 kV | 191 | 191 | LN HENSY - BULFTTP4 138 kV | LN WDRNG1 - PINTAIL 345 kV | 2020-11-03 17:46 | 2021-03-25 11:16 | LN: WFEC.WFEC.BULFTTP_HENSY.A | LN: OKGE.OKGE.PINT_WDRG_331.1
26112 | TMP571_26112 | SWPP | INT | LN SLVRL - DVISN 138 kV ftlo LN NOWST1 - PDMNT 138 kV | 268 | 308 | LN SLVRL - DVISN 138 kV | LN NOWST1 - PDMNT 138 kV | 2020-10-28 23:58 | 2021-03-25 11:16 | LN: OKGE.OKGE.8762.A | LN: OKGE.OKGE.8777.A
26182 | TMP497_26182 | SWPP | INT | LN OZRK_B - OMAHA 161 kV ftlo LN TABLE_RK - CLEVCOV 161 kV | 162 | 162 | LN OZRK_B - OMAHA 161 kV | LN TABLE_RK - CLEVCOV 161 kV | 2020-11-18 04:37 | 2021-03-25 11:16 | LN: EDE.EDE.OZRK_B-OMAHA_5.A | LN: AECI.AECI.NEW-AMW-12.A
26286 | TMP490_26286 | SWPP | INT | LN CIMARRON - HAYMAKR4 138 kV ftlo LN MATHWSN7 - NOWST1 345 kV | 347 | 375 | LN CIMARRON - HAYMAKR4 138 kV | LN MATHWSN7 - NOWST1 345 kV | 2021-01-04 08:36 | 2021-03-25 11:16 | LN: OKGE.OKGE.8765.B | LN: OKGE.OKGE.MATHWSN7_NOWST.A
26287 | TMP573_26287 | SWPP | INT | LN TWINCHUR - EMERSON 115 kV ftlo LN WAKE_FLD - HOSKINS 230 kV | 120 | 132 | LN TWINCHUR - EMERSON 115 kV | LN WAKE_FLD - HOSKINS 230 kV | 2021-01-04 08:37 | 2021-03-25 11:16 | LN: NPPD.NPPD.NP_1098.A | LN: NPPD.NPPD.HOSKINS_WAKE_F.A
26250 | TMP520_26250 | SWPP | INT | LN SHELDON - FOLSOM 115 kV ftlo LN MOORE - NW68HOL 345 kV | 300 | 300 | LN SHELDON - FOLSOM 115 kV | LN MOORE - NW68HOL 345 kV | 2020-12-14 06:55 | 2021-03-25 11:16 | LN: NPPD.NPPD.L1099.A | LN: LES.LES.NW68HMOORE34_1.1
26305 | TMP459_26305 | SWPP | INT | LN NASH_MPS - LBRTYWT5 161 kV ftlo LN 87TH_ST - STRA 345 kV | 167 | 167 | LN NASH_MPS - LBRTYWT5 161 kV | LN 87TH_ST - STRA 345 kV | 2021-01-11 12:52 | 2021-03-25 11:16 | LN: MPS.MPS.10988.A | LN: WR.WR.CRAIG__STR_CR1.B
26327 | TMP563_26327 | SWPP | INT | LN NRTHEAST - CHARLOT5 161 kV ftlo LN 87TH_ST - STRA 345 kV | 259 | 259 | LN NRTHEAST - CHARLOT5 161 kV | LN 87TH_ST - STRA 345 kV | 2021-01-21 12:48 | 2021-03-25 11:16 | LN: KCPL.KCPL.CHARLOT5_NRTHE.A | LN: WR.WR.CRAIG__STR_CR1.B; LN: KCPL.KCPL.IATAN__STR_CR1.1
26308 | TMP489_26308 | SWPP | INT | LN SLVRL - DVISN 138 kV ftlo LN CIMARRON - NOWST1 345 kV | 347 | 375 | LN SLVRL - DVISN 138 kV | LN CIMARRON - NOWST1 345 kV | 2021-01-12 19:32 | 2021-03-25 11:16 | LN: OKGE.OKGE.8762.A | LN: OKGE.OKGE.8789.A
26339 | TMP221_26339 | SWPP | RCF | XF WHITE 345/1 kV ftlo LN WATERTN - WHITE 345 kV | 200 | 239 | XF WHITE 345/1 kV | LN WATERTN - WHITE 345 kV | 2021-01-26 22:36 | 2021-03-31 23:53 | XF: WAUE.WAUE.WHITE.U1A1.KU1A1 | LN: WAUE.WAUE.WATERWHITE34_1.1; LN: WAUE.WAUE.WATERWATER34_1.S
26329 | TMP207_26329 | SWPP | RCF | XF MORRIS 230/1 kV ftlo XF ALEXMRES 1/34.5 kV | 100 | 125 | XF MORRIS 230/1 kV | XF ALEXMRES 1/34.5 kV | 2021-01-22 23:15 | 2021-03-31 23:53 | XF: WAUE.WAUE.MORRIS.V1A1.KV1A1 | XF: OTP.OTP.ALEXMRES.TR11.TR13; XF: OTP.OTP.ALEXMRES.TR11.TR12; XF: OTP.OTP.ALEXMRES.TR11.TR11
26264 | TEMP73_26264 | SWPP | RCF | LN FT_CAL - RAUN 345 kV ftlo LN SHELLCRK - HOSKINS 345 kV | 956 | 956 | LN FT_CAL - RAUN 345 kV | LN SHELLCRK - HOSKINS 345 kV | 2020-12-22 00:58 | 2021-03-31 23:53 | LN: MEC.MEC.FT_CARAUN34_1.1 | LN: NPPD.NPPD.NP_3515.A
25305 | TEMP76_25305 | MISO | RCF | LN TRIBOJI - WPT2 69 kV ftlo LN CAYLER - WISDOMCB 161 kV | 89 | 94 | LN TRIBOJI - WPT2 69 kV | LN CAYLER - WISDOMCB 161 kV | 2019-11-13 15:20 | 2021-03-31 23:53 | LN: ALTW.ALTW.WPT2TRIBO69_1.1 | LN: ALTW.ALTW.CAYLEWISDO16_1.1
25477 | TMP143_25477 | MISO | RCF | LN FORMAN - FORMNWA 115 kV ftlo XF WAHPETN 41.6/1 kV | 87 | 87 | LN FORMAN - FORMNWA 115 kV | XF WAHPETN 41.6/1 kV | 2020-02-07 16:01 | 2021-03-31 23:53 | LN: OTP.OTP.FORMAFORMN11_1.1 | XF: OTP.OTP.WAHPETN.TR21.TR23; XF: OTP.OTP.WAHPETN.TR21.TR22; XF: OTP.OTP.WAHPETN.TR21.TR21; LN: OTP.OTP.WAHPEHANKS23_1.1
25644 | TMP231_25644 | MISO | RCF | LN NAPOLNSW - WISHEK 230 kV ftlo LN LELANDO - CHAPELLE 345 kV | 234 | 257 | LN NAPOLNSW - WISHEK 230 kV | LN LELANDO - CHAPELLE 345 kV | 2020-05-04 23:32 | 2021-03-31 23:53 | LN: MDU.MDU.WISHENAPOL23_1.1 | LN: WAUE.WAUE.LELANDO_CHAPEL.A
26267 | TMP560_26267 | SWPP | RCF | XF FTSMTH 345/1 kV ftlo XF FTSMTH 13.8/1 kV | 493 | 493 | XF FTSMTH 345/1 kV | XF FTSMTH 13.8/1 kV | 2020-12-23 18:16 | 2021-03-31 23:53 | XF: OKGE.OKGE.FTSMTH.BNK5.T5_H | XF: OKGE.OKGE.FTSMTH.T2.T2_T; XF: OKGE.OKGE.FTSMTH.T2.T2_L; XF: OKGE.OKGE.FTSMTH.T2.T2_H
26299 | TMP237_26299 | SWPP | RCF | XF EASTTOWN 345/161 kV ftlo LN IATAN - NASHUA 345 kV | 400 | 440 | XF EASTTOWN 345/161 kV | LN IATAN - NASHUA 345 kV | 2021-01-07 | 2021-03-31 23:53 | XF: MPS.MPS.EASTTOWN.XF11.XF11 | LN: KCPL.KCPL.IATAN_NASHUA.A
23797 | TMP347_23797 | MISO | RCF | LN TRAER - DYSART 161 kV ftlo LN LAURELSS - JASPER2 161 kV | 258 | 258 | LN TRAER - DYSART 161 kV | LN LAURELSS - JASPER2 161 kV | 2018-05-02 10:19 | 2021-03-31 23:53 | LN: ALTW.ALTW.DYSARTRAER16_1.1 | LN: ALTW.ALTW.LAUREJASPE16_1.1
2430 | CRESTJMULTI1 | PJM | RCF | LN CRETE_EC - ST_JOHN 345 kV ftlo LN MUNSTER - BURNHAM 345 kV | 1399 | 1399 | LN CRETE_EC - ST_JOHN 345 kV | LN MUNSTER - BURNHAM 345 kV | 2016-09-30 23:59 | 2021-04-01 15:26 | LN: NIPS.NIPS.34519.A | LN: NIPS.NIPS.BURNHMUNST34_1.1; LN: AEP.AEP.DUMONWILTO76_1.1
25672 | TMP237_25672 | MISO | RCF | LN OSEOL2 - WILSON 161 kV ftlo LN DRIVER - SANSSU 500 kV | 408 | 490 | LN OSEOL2 - WILSON 161 kV | LN DRIVER - SANSSU 500 kV | 2020-05-18 16:38 | 2021-04-06 00:08 | LN: EES.EES.OSEOL2_WILSON5.A | LN: EES.EES.DRIVER_SANSSU8.1
25674 | TMP459_25674 | MISO | RCF | LN GILMOR - WILSON 161 kV ftlo XF BHAM_STE 500/138 kV | 162 | 162 | LN GILMOR - WILSON 161 kV | XF BHAM_STE 500/138 kV | 2020-05-17 17:08 | 2021-04-06 22:45 | LN: EES.EES.GILMOR_WILSON5.A | XF: TVA.TVA.BHAM_STE.8584.8BHAMSTE; LN: TVA.TVA.W-MEMP-FREPT78.A; LN: EES.EES.WMPEHV_BIRSTL8.A
24260 | TMP450_24260 | TVA | RCF | LN TIPTONVL - UNONCTY 161 kV ftlo LN DRIVER - SANSSU 500 kV | 328 | 328 | LN TIPTONVL - UNONCTY 161 kV | LN DRIVER - SANSSU 500 kV | 2018-11-02 21:17 | 2021-04-14 13:53 | LN: TVA.TVA.1685.A | LN: EES.EES.DRIVER_SANSSU8.1
24215 | TEMP70_24215 | SWPP | INT | LN HARPER1 - CONWYSPG 138 kV ftlo LN BUF_FLTS - WICH 345 kV | 139 | 147 | LN HARPER1 - CONWYSPG 138 kV | LN BUF_FLTS - WICH 345 kV | 2018-10-09 10:43 | 2021-04-16 11:05 | LN: SECI.SECI.HARPER_CONWYSP.A | LN: WR.WR.WICH_BUF_FLTS2.A; LN: WR.WR.WICH_BUF_FLTS1.A
26351 | TEMP64_26351 | SWPP | INT | LN GRISLD1 - W_COLMBS 230 kV ftlo LN GRISLD1 - MCCOOL 345 kV | 320 | 352 | LN GRISLD1 - W_COLMBS 230 kV | LN GRISLD1 - MCCOOL 345 kV | 2021-02-01 18:19 | 2021-04-16 11:05 | LN: NPPD.NPPD.12063.A | LN: NPPD.NPPD.12198.A
26377 | TMP128_26377 | SWPP | INT | LN JOP1451 - ORO1101 161 kV ftlo LN STL4391 - RAM452 161 kV | 223 | 223 | LN JOP1451 - ORO1101 161 kV | LN STL4391 - RAM452 161 kV | 2021-02-08 06:55 | 2021-04-16 11:05 | LN: EDE.EDE.11331.A | LN: EDE.EDE.11342.A
26380 | TMP157_26380 | SWPP | INT | LN TOLKSUB - TUCO 230 kV ftlo LN YOAKUM - TUCO 345 kV | 319 | 319 | LN TOLKSUB - TUCO 230 kV | LN YOAKUM - TUCO 345 kV | 2021-02-08 15:01 | 2021-04-16 11:05 | LN: SPS.SPS.TOLKSTUCO50_1.1 | LN: SPS.SPS.TUCO_YOAKUM.A
26371 | TMP120_26371 | SWPP | INT | XF PHILL 161/345 kV ftlo LN LKWINGB - HOOKRD5 161 kV | 334 | 334 | XF PHILL 161/345 kV | LN LKWINGB - HOOKRD5 161 kV | 2021-02-04 19:43 | 2021-04-16 11:05 | XF: MPS.MPS.PHILL.XMR1.345_161 | LN: MPS.MPS.LKWING_HOOKR_1.A; LN: MPS.MPS.11032.A
26550 | TEMP87_26550 | SWPP | INT | XF BUSHLAND 230/115 kV ftlo LN BUSHLAND - POTTER_S 230 kV | 159 | 159 | XF BUSHLAND 230/115 kV | LN BUSHLAND - POTTER_S 230 kV | 2021-03-27 00:23 | 2021-04-16 11:05 | XF: SPS.SPS.BUSHLAND.728.BUS_115XF | LN: SPS.SPS.POTTER_BUSH.1
26228 | TMP102_26228 | SWPP | INT | LN HASTING_ - PAULINE 115 kV ftlo LN SWEETW4 - AXTELL1 345 kV | 115 | 126 | LN HASTING_ - PAULINE 115 kV | LN SWEETW4 - AXTELL1 345 kV | 2020-12-06 01:00 | 2021-04-16 11:05 | LN: NPPD.NPPD.NP_1148-A.1 | LN: NPPD.NPPD.12006.A
26084 | TEMP93_26084 | SWPP | INT | LN SEGUIN - HOXIE_1 115 kV ftlo LN MINGO1 - REDWLO1 345 kV | 83 | 99 | LN SEGUIN - HOXIE_1 115 kV | LN MINGO1 - REDWLO1 345 kV | 2020-10-24 10:18 | 2021-04-16 11:05 | LN: WR.MIDW.SEGUIN_HOXIE.A | LN: NPPD.NPPD.10152.A
26094 | TEMP63_26094 | SWPP | INT | LN HASTING_ - PAULINE 115 kV ftlo LN SWEETW4 - AXTELL1 345 kV | 121 | 133 | LN HASTING_ - PAULINE 115 kV | LN SWEETW4 - AXTELL1 345 kV | 2020-10-27 06:25 | 2021-04-16 11:05 | LN: NPPD.NPPD.NP_1171-A.1 | LN: NPPD.NPPD.12006.A
26166 | TEMP19_26166 | SWPP | INT | LN TIP2921 - NEOSPA 161 kV ftlo LN ATL1091 - CARTHAGE 161 kV | 222 | 222 | LN TIP2921 - NEOSPA 161 kV | LN ATL1091 - CARTHAGE 161 kV | 2020-11-13 12:03 | 2021-04-16 11:05 | LN: SPA.SPA.7363.A | LN: SPA.SPA.7366.A
25940 | TEMP33_25940 | SWPP | INT | LN GOFF - CIRV 115 kV ftlo LN COOPER - ST_JOE 345 kV | 86 | 92 | LN GOFF - CIRV 115 kV | LN COOPER - ST_JOE 345 kV | 2020-09-03 02:16 | 2021-04-16 11:05 | LN: WR.WR.GOFF_CIRV.A | LN: NPPD.NPPD.11310.A
25951 | TEMP78_25951 | SWPP | INT | LN GOFF - CIRV 115 kV ftlo XF TECH 161/115 kV | 86 | 92 | LN GOFF - CIRV 115 kV | XF TECH 161/115 kV | 2020-09-07 22:09 | 2021-04-16 11:05 | LN: WR.WR.GOFF_CIRV.A | XF: WR.WR.TECH.4374.TECH_1
26005 | TMP212_26005 | SWPP | INT | LN TECH - KELL 161 kV ftlo XF FAIRPORT 161/345 kV | 112 | 123 | LN TECH - KELL 161 kV | XF FAIRPORT 161/345 kV | 2020-10-01 22:33 | 2021-04-16 11:05 | LN: WR.WR.4055.1 | XF: AECI.AECI.FAIRPORT.3498.T3; LN: NPPD.NPPD.FAIRPT-COOPR.A; LN: MPS.MPS.FAIRPT-STJOE.A
26141 | TMP225_26141 | SWPP | INT | LN HALE_CO - TUCO 115 kV ftlo LN SWISHER - TUCO 230 kV | 96 | 106 | LN HALE_CO - TUCO 115 kV | LN SWISHER - TUCO 230 kV | 2020-11-05 22:43 | 2021-04-16 11:05 | LN: SPS.SPS.TUCOHALE_11_1.1 | LN: SPS.SPS.113.1
26245 | TMP253_26245 | SWPP | INT | LN CKSKI1 - KILDR 138 kV ftlo LN RENFROW7 - VIOLA7 345 kV | 249 | 270 | LN CKSKI1 - KILDR 138 kV | LN RENFROW7 - VIOLA7 345 kV | 2020-12-12 01:19 | 2021-04-16 11:05 | LN: OKGE.OKGE.8669.A | LN: WR.WR.HUNTER_VIOLA.A
26247 | TMP317_26247 | SWPP | INT | LN NASHUA - ROANRDGE 161 kV ftlo LN STRA - 87TH_ST 345 kV | 315 | 315 | LN NASHUA - ROANRDGE 161 kV | LN STRA - 87TH_ST 345 kV | 2020-12-12 07:05 | 2021-04-16 11:05 | LN: MPS.MPS.NASHUA_ROANRD1.A | LN: WR.WR.CRAIG__STR_CR1.B
26447 | TMP337_26447 | SWPP | INT | LN HAWTHORN - LEEDS 161 kV ftlo LN HAWTHORN - LEEDS 161 kV | 334 | 334 | LN HAWTHORN - LEEDS 161 kV | LN HAWTHORN - LEEDS 161 kV | 2021-02-17 09:43 | 2021-04-16 11:05 | LN: KCPL.KCPL.HAWTHO_LEEDS_1.A | LN: KCPL.KCPL.HAWTHO_LEEDS_2.A
26430 | TMP341_26430 | SWPP | INT | LN HEBRON_N - FAIRBURY 115 kV ftlo LN BEATRICE - HARBINE 115 kV | 99 | 109 | LN HEBRON_N - FAIRBURY 115 kV | LN BEATRICE - HARBINE 115 kV | 2021-02-16 04:56 | 2021-04-16 11:05 | LN: NPPD.NPPD.NP_1174-B.A | LN: NPPD.NPPD.1175A.A
26361 | TMP246_26361 | SWPP | INT | LN FAITH - EAGLEBT 115 kV ftlo LN MIDLAND2 - IRVSIMM 115 kV | 77 | 77 | LN FAITH - EAGLEBT 115 kV | LN MIDLAND2 - IRVSIMM 115 kV | 2021-02-02 12:41 | 2021-04-16 11:05 | LN: WAUE.WAUE.FAITHEAGLE11_1.1 | LN: WAUE.WAUE.IRVSIMIDLA11_1.1
26375 | TMP345_26375 | SWPP | INT | LN FLINTCRK - SILOPOD5 161 kV ftlo LN FLINTCRK - TONTITN5 161 kV | 340 | 382 | LN FLINTCRK - SILOPOD5 161 kV | LN FLINTCRK - TONTITN5 161 kV | 2021-02-07 01:38 | 2021-04-16 11:05 | LN: CSWS.CSWS.CHAMB_FLCRK_1A.A | LN: CSWS.CSWS.766A.A
26376 | TMP232_26376 | SWPP | INT | LN CIM-PL1 - CMRIVTP 115 kV ftlo LN BUCKNER7 - SPERVI1 345 kV | 129 | 135 | LN CIM-PL1 - CMRIVTP 115 kV | LN BUCKNER7 - SPERVI1 345 kV | 2021-02-07 19:39 | 2021-04-16 11:05 | LN: SECI.SECI.10883.A | LN: SECI.SECI.10149.A
26357 | TMP194_26357 | SWPP | INT | XF LAWH 230/115 kV ftlo LN LAWH - MIDJ 230 kV | 280 | 308 | XF LAWH 230/115 kV | LN LAWH - MIDJ 230 kV | 2021-02-02 04:33 | 2021-04-16 11:05 | XF: WR.WR.LAWH.3034.LAWH_29 | LN: WR.WR.LAWHMIDJ23_1.1
26409 | TMP261_26409 | SWPP | INT | LN BEATRICE - HARBINE 115 kV ftlo LN HEBRON_N - FAIRBURY 115 kV | 99 | 109 | LN BEATRICE - HARBINE 115 kV | LN HEBRON_N - FAIRBURY 115 kV | 2021-02-15 06:50 | 2021-04-16 11:05 | LN: NPPD.NPPD.1175A.A | LN: NPPD.NPPD.NP_1174-B.A
26405 | TMP239_26405 | SWPP | INT | XF POSTROCK 345/230 kV ftlo LN CLARKCO - THISTLE7 345 kV | 600 | 600 | XF POSTROCK 345/230 kV | LN CLARKCO - THISTLE7 345 kV | 2021-02-15 01:12 | 2021-04-16 11:05 | XF: WR.MIDW.POSTROCK.XF1.XF1 | LN: SECI.SECI.CLARK_THISTLE2.A
26413 | TMP336_26413 | SWPP | INT | LN TL_BLKAN - TL_HOLLY 138 kV ftlo LN DOLET - SWSHREV 345 kV | 143 | 143 | LN TL_BLKAN - TL_HOLLY 138 kV | LN DOLET - SWSHREV 345 kV | 2021-02-15 12:11 | 2021-04-16 11:05 | LN: CSWS.CSWS.TL_HOLLY_BLKAN.A | LN: CLEC.CLEC.DH345_CLECO_1A.A
26427 | TMP357_26427 | SWPP | INT | LN SED_MPS - SEDALATP 161 kV ftlo LN HOLDEN_A - CLINTON 161 kV | 111 | 111 | LN SED_MPS - SEDALATP 161 kV | LN HOLDEN_A - CLINTON 161 kV | 2021-02-16 01:25 | 2021-04-16 11:05 | LN: MPS.MPS.WINDSR_SEDAL_1.A | LN: AECI.AECI.HOLDEN_CLINT_1.A
26428 | TMP260_26428 | SWPP | INT | LN IATAN - STRA 345 kV ftlo LN IATAN - STRA 345 kV | 1195 | 1195 | LN IATAN - STRA 345 kV | LN IATAN - STRA 345 kV | 2021-02-16 02:18 | 2021-04-16 11:05 | LN: KCPL.KCPL.IATAN__STR_CR1.1 | LN: KCPL.KCPL.IATAN__STR_CR2.A
26309 | TMP303_26309 | SWPP | INT | XF WDRNG1 345/138 kV ftlo LN MATHWSN7 - NOWST1 345 kV | 330 | 359 | XF WDRNG1 345/138 kV | LN MATHWSN7 - NOWST1 345 kV | 2021-01-12 19:58 | 2021-04-16 11:05 | XF: OKGE.OKGE.WDRNG1.8618.A | LN: OKGE.OKGE.MATHWSN7_NOWST.A
26356 | TMP496_26356 | SWPP | INT | XF WDRNG1 345/138 kV ftlo LN SONR1 - RANCHRD7 345 kV | 330 | 359 | XF WDRNG1 345/138 kV | LN SONR1 - RANCHRD7 345 kV | 2021-02-02 02:36 | 2021-04-16 11:05 | XF: OKGE.OKGE.WDRNG1.8618.A | LN: OKGE.OKGE.SONR_ROSE.A
26410 | TMP521_26410 | SWPP | INT | LN LEEDS - WINJTN5 161 kV ftlo LN IATAN - STRA 345 kV | 204 | 223 | LN LEEDS - WINJTN5 161 kV | LN IATAN - STRA 345 kV | 2021-02-15 07:08 | 2021-04-16 11:05 | LN: KCPL.KCPL.LEEDS__SWOPE_1.A | LN: KCPL.KCPL.IATAN__STR_CR1.1
26411 | TMP491_26411 | SWPP | INT | LN ADABELL - VBI5 161 kV ftlo LN MASRD1 - WHITE2 161 kV | 223 | 223 | LN ADABELL - VBI5 161 kV | LN MASRD1 - WHITE2 161 kV | 2021-02-15 10:49 | 2021-04-16 11:05 | LN: OKGE.OKGE.9169.A | LN: OKGE.OKGE.9191.A
26398 | TMP503_26398 | SWPP | INT | LN GA_WEST - CROSTOWN 161 kV ftlo XF NRTHEAST 13.8/1 kV | 259 | 259 | LN GA_WEST - CROSTOWN 161 kV | XF NRTHEAST 13.8/1 kV | 2021-02-14 12:18 | 2021-04-16 11:05 | LN: KCPL.KCPL.CROSTO_GA_WES1.1 | XF: KCPL.KCPL.NRTHEAST.XF78.XF78T; XF: KCPL.KCPL.NRTHEAST.XF78.XF78L; XF: KCPL.KCPL.NRTHEAST.XF78.XF78H; LN: KCPL.KCPL.CHARLOT5_NRTHE.A
26479 | TMP372_26479 | SWPP | INT | LN ELSIETP - PAXTON 115 kV ftlo LN OGALALA - G_GENT1 230 kV | 108 | 108 | LN ELSIETP - PAXTON 115 kV | LN OGALALA - G_GENT1 230 kV | 2021-02-25 12:04 | 2021-04-16 11:05 | LN: NPPD.NPPD.ELSIEPAXTO11_1.1 | LN: NPPD.NPPD.GENTLOGALA23_1.1
26543 | TMP392_26543 | SWPP | INT | LN VINETAP3 - NHAYS 115 kV ftlo LN POSTROCK - KNOLL1 230 kV | 106 | 118 | LN VINETAP3 - NHAYS 115 kV | LN POSTROCK - KNOLL1 230 kV | 2021-03-23 09:23 | 2021-04-16 11:05 | LN: WR.MIDW.NHAYS_VINETAP3.A | LN: WR.MIDW.KNOLL_POSTRCK2.2
26538 | TMP476_26538 | SWPP | INT | LN LOWELL2 - PROSSER 115 kV ftlo LN AXTELL1 - PAULINE 345 kV | 120 | 132 | LN LOWELL2 - PROSSER 115 kV | LN AXTELL1 - PAULINE 345 kV | 2021-03-21 00:36 | 2021-04-16 11:05 | LN: NPPD.NPPD.1244A.A | LN: NPPD.NPPD.12005.A
26515 | TMP445_26515 | SWPP | INT | LN HOBBS - MADDOXSU 115 kV ftlo LN HOBBS - CUNNSUB 115 kV | 189 | 189 | LN HOBBS - MADDOXSU 115 kV | LN HOBBS - CUNNSUB 115 kV | 2021-03-11 08:34 | 2021-04-16 11:05 | LN: SPS.SPS.HOBBS_MADDOXSU.1 | LN: SPS.SPS.CUNNSUB_HOBBS1.1
26525 | TMP406_26525 | SWPP | INT | XF HOSKINS 115/230 kV ftlo XF HOSKINS 345/230 kV | 187 | 229 | XF HOSKINS 115/230 kV | XF HOSKINS 345/230 kV | 2021-03-17 13:21 | 2021-04-16 11:05 | XF: NPPD.NPPD.HOSKINS.1.1 | XF: NPPD.NPPD.HOSKINS.2.2
26291 | TMP407_26291 | SWPP | INT | LN BRIDGECR - SUNSHI1 138 kV ftlo LN TERRY_RD - SUNNYSDE 345 kV | 143 | 143 | LN BRIDGECR - SUNSHI1 138 kV | LN TERRY_RD - SUNNYSDE 345 kV | 2021-01-05 01:31 | 2021-04-16 11:05 | LN: WFEC.WFEC.9457.A | LN: CSWS.CSWS.TERRYRD_SUNYSD.A
26189 | TMP495_26189 | SWPP | INT | LN TECH - STULT 115 kV ftlo LN SWIS - W_GARDNR 345 kV | 86 | 92 | LN TECH - STULT 115 kV | LN SWIS - W_GARDNR 345 kV | 2020-11-19 03:35 | 2021-04-16 11:05 | LN: WR.WR.4194.1 | LN: KCPL.KCPL.SWIS_WGARD.A
26197 | TMP483_26197 | SWPP | INT | LN ARNOLD2 - RANSOM1 115 kV ftlo LN MINGO1 - REDWLO1 345 kV | 79.7 | 79.7 | LN ARNOLD2 - RANSOM1 115 kV | LN MINGO1 - REDWLO1 345 kV | 2020-11-21 01:55 | 2021-04-16 11:05 | LN: SECI.SECI.10102.A | LN: NPPD.NPPD.10152.A
26205 | TMP444_26205 | SWPP | INT | XF STRA 345/15 kV ftlo LN W_GARDNR - SWIS 345 kV | 488 | 488 | XF STRA 345/15 kV | LN W_GARDNR - SWIS 345 kV | 2020-11-24 12:03 | 2021-04-16 11:05 | XF: WR.WR.STRA.3004.STRA_104H | LN: KCPL.KCPL.SWIS_WGARD.A
26139 | TMP542_26139 | SWPP | INT | LN WHEELER - SWEETWT6 230 kV ftlo LN OKLAUNIO - LAW_ES 345 kV | 353 | 353 | LN WHEELER - SWEETWT6 230 kV | LN OKLAUNIO - LAW_ES 345 kV | 2020-11-05 05:26 | 2021-04-16 11:05 | LN: SPS.SPS.SWEET_WHEEL.A | LN: CSWS.CSWS.OKLAULAW_E34_1.A
26111 | TMP550_26111 | SWPP | INT | LN TEXAS_CO - LIBERAL_ 115 kV ftlo LN HITCH - CARPENTR 345 kV | 80 | 80 | LN TEXAS_CO - LIBERAL_ 115 kV | LN HITCH - CARPENTR 345 kV | 2020-10-28 23:20 | 2021-04-16 11:05 | LN: SECI.SECI.TEXASLIBER11_1.1 | LN: SPS.SPS.CARPNTR_HITCH.A
25527 | TMP506_25527 | SWPP | INT | LN WILKES - LONGWOO 345 kV ftlo LN DIANA - SWSHREV 345 kV | 776 | 776 | LN WILKES - LONGWOO 345 kV | LN DIANA - SWSHREV 345 kV | 2020-03-04 00:52 | 2021-04-16 11:05 | LN: CSWS.CSWS.858.A | LN: CSWS.CSWS.SWSHRDIANA11_1.A
24054 | TMP393_24054 | SWPP | INT | LN SHOOTSTR - GRNBUR1 115 kV ftlo LN CLARKCO - THISTLE7 345 kV | 119 | 135 | LN SHOOTSTR - GRNBUR1 115 kV | LN CLARKCO - THISTLE7 345 kV | 2018-07-27 22:47 | 2021-04-16 11:05 | LN: SECI.SECI.SHOOT_GRNBUR.A | LN: SECI.SECI.CLARK_THISTLE2.A; LN: SECI.SECI.CLARK_THISTLE1.A
26164 | TMP596_26164 | SWPP | INT | LN WELSH - DIANA 345 kV ftlo LN WELSH - DIANA 345 kV | 905 | 1059 | LN WELSH - DIANA 345 kV | LN WELSH - DIANA 345 kV | 2020-11-13 01:30 | 2021-04-16 11:05 | LN: CSWS.CSWS.897.B | LN: CSWS.CSWS.896.A
26165 | TMP593_26165 | SWPP | INT | LN PHILL - HSNVL1 161 kV ftlo LN LKWINGB - HOOKRD5 161 kV | 264 | 292 | LN PHILL - HSNVL1 161 kV | LN LKWINGB - HOOKRD5 161 kV | 2020-11-13 10:41 | 2021-04-16 11:05 | LN: MPS.MPS.11031.A | LN: MPS.MPS.LKWING_HOOKR_1.A; LN: MPS.MPS.11032.A
26437 | TEMP47_26437 | SWPP | RCF | XF LAYFLD_A 500/230 kV ftlo LN SAREPT - LONGWOO 345 kV | 750 | 750 | XF LAYFLD_A 500/230 kV | LN SAREPT - LONGWOO 345 kV | 2021-02-16 11:24 | 2021-04-19 22:18 | XF: CSWS.CSWS.LAYFLD_A.XF1.XF1 | LN: EES.EES.EL_EHV_LONGWD7.B
23377 | TMP168_23377 | SWPP | RCF | LN CLINTON - TRUM_SPA 161 kV ftlo LN SIBL_KCP - OVER 345 kV | 223 | 223 | LN CLINTON - TRUM_SPA 161 kV | LN SIBL_KCP - OVER 345 kV | 2018-01-02 08:28 | 2021-04-19 22:18 | LN: AECI.AECI.CLINTN-TRUMN.A | LN: AMRN.AMRN.OVER-SIB-3.A
26393 | TMP590_26393 | SWPP | RCF | XF FTSMTH 500/1 kV ftlo XF FTSMTH 500/1 kV | 493 | 493 | XF FTSMTH 500/1 kV | XF FTSMTH 500/1 kV | 2021-02-13 10:43 | 2021-04-19 22:18 | XF: OKGE.OKGE.FTSMTH.T2.T2_H | XF: OKGE.OKGE.FTSMTH.T1.T1_H
26406 | TMP242_26406 | SWPP | RCF | LN ARK_NU - FTSMTH 500 kV ftlo LN DARD_D - RUSL_S 161 kV | 1299 | 1299 | LN ARK_NU - FTSMTH 500 kV | LN DARD_D - RUSL_S 161 kV | 2021-02-15 05:31 | 2021-04-19 22:18 | LN: OKGE.OKGE.FTSMTH-ARK_NU8.A | LN: SPA.SPA.DARD_D-RUSL-S5.A; LN: EES.EES.RUSL_E_RUSL_S5.A
25894 | TMP462_25894 | SWPP | RCF | LN HILKEN - BISMARK2 230 kV ftlo LN BISMARK2 - WSHBURN 230 kV | 373 | 373 | LN HILKEN - BISMARK2 230 kV | LN BISMARK2 - WSHBURN 230 kV | 2020-08-12 18:23 | 2021-04-19 22:18 | LN: WAUE.WAUE.HILKEBISMA23_1.1 | LN: WAUE.WAUE.WSHBUBISMA23_1.1; LN: WAUE.WAUE.LELANWSHBU23_1.1
25873 | TMP206_25873 | SWPP | RCF | LN WATERTN - BLAIR 230 kV ftlo LN WATERTN - APPLDORN 230 kV | 363 | 363 | LN WATERTN - BLAIR 230 kV | LN WATERTN - APPLDORN 230 kV | 2020-07-24 15:59 | 2021-04-19 22:18 | LN: WAUE.WAUE.BLAIRWATER23_1.1 | LN: WAUE.WAUE.APPLDWATER23_1.1
25857 | TMP175_25857 | SWPP | RCF | LN CBLUFFS - SUB1206 161 kV ftlo LN CBLUFFS - SUB3456 345 kV | 558 | 558 | LN CBLUFFS - SUB1206 161 kV | LN CBLUFFS - SUB3456 345 kV | 2020-07-18 14:38 | 2021-04-19 22:18 | LN: MEC.MEC.S1206CBLUF16_1.1 | LN: MEC.MEC.SUB34CBLUF34_1.1
25682 | TMP519_25682 | SWPP | RCF | LN NASHUA - ROANRDGE 161 kV ftlo LN NASHUA - HAWTHORN 345 kV | 223 | 223 | LN NASHUA - ROANRDGE 161 kV | LN NASHUA - HAWTHORN 345 kV | 2020-05-20 15:47 | 2021-04-19 22:18 | LN: MPS.MPS.NASHUA_ROANRD1.A | LN: KCPL.KCPL.NASHUA_HAWTH.A
26635 | TMP317_26635 | SWPP | INT | LN LUBBOCKS - LP-SOUT2 230 kV ftlo XF LP-MLWK6 230/69 kV | 200 | 235 | LN LUBBOCKS - LP-SOUT2 230 kV | XF LP-MLWK6 230/69 kV | 2021-04-27 15:19 | 2021-05-31 22:39 | LN: SPS.SPS.LP-SOU_LUBBO_1.1 | XF: SPS.SPS.LP-MLWK6.XFMR.LP-MLWK6
26161 | TEMP08_26161 | SWPP | INT | LN SEWARD3 - ST-JOHN 115 kV ftlo LN CLARKCO - THISTLE7 345 kV | 110.9 | 110.9 | LN SEWARD3 - ST-JOHN 115 kV | LN CLARKCO - THISTLE7 345 kV | 2020-11-12 03:39 | 2021-06-01 09:49 | LN: SECI.SECI.10957.A | LN: SECI.SECI.CLARK_THISTLE2.A
26134 | TEMP69_26134 | SWPP | INT | XF WDRNG1 345/138 kV ftlo LN WDRNG1 - PINTAIL 345 kV | 330 | 359 | XF WDRNG1 345/138 kV | LN WDRNG1 - PINTAIL 345 kV | 2020-11-03 22:09 | 2021-06-01 09:49 | XF: OKGE.OKGE.WDRNG1.8618.A | LN: OKGE.OKGE.PINT_WDRG_331.1
26269 | TEMP86_26269 | SWPP | INT | XF TOLKSUB 345/230 kV ftlo LN CROSSRDS - EDDY_CO 345 kV | 556 | 556 | XF TOLKSUB 345/230 kV | LN CROSSRDS - EDDY_CO 345 kV | 2020-12-25 01:29 | 2021-06-01 09:49 | XF: SPS.SPS.TOLKSUB.817.TOK_230XFM | LN: SPS.SPS.EDDY_CROSSRDS.A
26258 | TEMP58_26258 | SWPP | INT | LN COLBY3 - ATWOOD 115 kV ftlo LN HOXIE_1 - SEGUIN 115 kV | 80 | 80 | LN COLBY3 - ATWOOD 115 kV | LN HOXIE_1 - SEGUIN 115 kV | 2020-12-17 12:57 | 2021-06-01 09:49 | LN: WR.MIDW.9981.A | LN: WR.MIDW.SEGUIN_HOXIE.A; LN: WR.MIDW.9986.A
25956 | TMP112_25956 | SWPP | INT | LN MONETT - AUR1241 161 kV ftlo LN BEAVER1 - EURK_SPA 161 kV | 223 | 223 | LN MONETT - AUR1241 161 kV | LN BEAVER1 - EURK_SPA 161 kV | 2020-09-09 15:05 | 2021-06-01 09:49 | LN: EDE.EDE.11337.A | LN: SPA.SPA.BEAVER_EUREKA1.A
26414 | TEMP96_26414 | SWPP | INT | LN MONETT - AUR1241 161 kV ftlo LN RVS4385 - TABLE_RK 161 kV | 223 | 223 | LN MONETT - AUR1241 161 kV | LN RVS4385 - TABLE_RK 161 kV | 2021-02-15 12:25 | 2021-06-01 09:49 | LN: EDE.EDE.11337.A | LN: EDE.EDE.TROCK-OZ_DAM.A
26353 | TEMP71_26353 | SWPP | INT | LN MORR - SWIS 230 kV ftlo LN EMPEC - SWIS 345 kV | 349 | 363 | LN MORR - SWIS 230 kV | LN EMPEC - SWIS 345 kV | 2021-02-01 23:09 | 2021-06-01 09:49 | LN: WR.WR.15.1 | LN: WR.WR.EMPEC_SWIS.1
26354 | TEMP85_26354 | SWPP | INT | LN RANSOM1 - ARNOLD2 115 kV ftlo LN POSTROCK - SPERVI1 345 kV | 79.7 | 79.7 | LN RANSOM1 - ARNOLD2 115 kV | LN POSTROCK - SPERVI1 345 kV | 2021-02-02 01:20 | 2021-06-01 09:49 | LN: SECI.SECI.10102.A | LN: WR.MIDW.POSTRCK_SPERV.A
26518 | TEMP59_26518 | SWPP | INT | LN POTTER_S - NEWHART 230 kV ftlo LN AMARIL_S - SWISHER 230 kV | 120 | 132 | LN POTTER_S - NEWHART 230 kV | LN AMARIL_S - SWISHER 230 kV | 2021-03-16 01:03 | 2021-06-01 09:49 | LN: SPS.SPS.K90.A | LN: SPS.SPS.27.B
26519 | TEMP60_26519 | SWPP | INT | XF CARLISLE 230/115 kV ftlo LN LUBBOCKS - ALLEN2 115 kV | 168 | 168 | XF CARLISLE 230/115 kV | LN LUBBOCKS - ALLEN2 115 kV | 2021-03-16 01:03 | 2021-06-01 09:49 | XF: SPS.SPS.CARLISLE.765.CRL_115XF | LN: SPS.SPS.173.1
25820 | TMP104_25820 | SWPP | INT | LN SUMMITW - WATERTN 115 kV ftlo LN CROCKERW - WATERTN 345 kV | 109 | 109 | LN SUMMITW - WATERTN 115 kV | LN CROCKERW - WATERTN 345 kV | 2020-07-02 01:23 | 2021-06-01 09:49 | LN: WAUE.WAUE.WATERSUMMI11_1.1 | LN: WAUE.WAUE.CROCKER_WATERT.A
25002 | TMP137_25002 | SWPP | INT | LN LUBBOCKS - LP-SOUT2 230 kV ftlo LN JONESSUB - LP-HOLL2 230 kV | 136 | 143 | LN LUBBOCKS - LP-SOUT2 230 kV | LN JONESSUB - LP-HOLL2 230 kV | 2019-08-01 08:50 | 2021-06-01 09:49 | LN: SPS.SPS.LP-SOU_LUBBO_1.1 | LN: SPS.SPS.LP-HOL_JONES_1.A
26526 | TMP190_26526 | SWPP | INT | XF VALLIANT 138/345 kV ftlo LN HUGOPP4 - VALLIANT 345 kV | 214 | 214 | XF VALLIANT 138/345 kV | LN HUGOPP4 - VALLIANT 345 kV | 2021-03-17 13:00 | 2021-06-01 09:49 | XF: CSWS.CSWS.VALLIANT.2165.1 | LN: WFEC.WFEC.HUGO_VALLIANT.A
26527 | TMP183_26527 | SWPP | INT | LN KENLWRTH - MISION_J 161 kV ftlo LN LACYGNE - STILWELL 345 kV | 266 | 282 | LN KENLWRTH - MISION_J 161 kV | LN LACYGNE - STILWELL 345 kV | 2021-03-17 16:15 | 2021-06-01 09:49 | LN: KCPL.KCPL.KENLWR_MISION1.1 | LN: KCPL.KCPL.LACYGN_STILWE1.1
26520 | TMP130_26520 | SWPP | INT | LN RANSOM1 - ARNOLD2 115 kV ftlo LN POSTROCK - AXTELL1 345 kV | 79.7 | 79.7 | LN RANSOM1 - ARNOLD2 115 kV | LN POSTROCK - AXTELL1 345 kV | 2021-03-16 04:59 | 2021-06-01 09:49 | LN: SECI.SECI.10102.A | LN: WR.MIDW.POSTRCK_AXTEL.A
26539 | TMP259_26539 | SWPP | INT | LN GRAPVINE - KIRBY_SU 115 kV ftlo LN SWEETWT6 - CHISHOLM 230 kV | 177 | 195 | LN GRAPVINE - KIRBY_SU 115 kV | LN SWEETWT6 - CHISHOLM 230 kV | 2021-03-22 07:41 | 2021-06-01 09:49 | LN: SPS.SPS.GRAPVI_KIRBY.1 | LN: CSWS.CSWS.CHISHOLM_SWEET.A
26552 | TMP258_26552 | SWPP | INT | LN SEMINOLE - VANOS 138 kV ftlo LN TERRY_RD - SUNNYSDE 345 kV | 287 | 287 | LN SEMINOLE - VANOS 138 kV | LN TERRY_RD - SUNNYSDE 345 kV | 2021-03-27 14:53 | 2021-06-01 09:49 | LN: OKGE.OKGE.8938.A | LN: CSWS.CSWS.TERRYRD_SUNYSD.A
26548 | TMP220_26548 | SWPP | INT | LN CONWAY - KIRBY_SU 115 kV ftlo LN TUCO - OKLAUNIO 345 kV | 167 | 167 | LN CONWAY - KIRBY_SU 115 kV | LN TUCO - OKLAUNIO 345 kV | 2021-03-26 15:44 | 2021-06-01 09:49 | LN: SPS.SPS.CONWAKIRBY11_1.1 | LN: SPS.SPS.136.1
26404 | TMP223_26404 | SWPP | INT | XF HOLCOM1 345/1 kV ftlo LN FINNEY1 - CARPENTR 345 kV | 336 | 359 | XF HOLCOM1 345/1 kV | LN FINNEY1 - CARPENTR 345 kV | 2021-02-15 01:12 | 2021-06-01 09:49 | XF: SECI.SECI.HOLCOM1.1016.AB | LN: SPS.SPS.FINNEY_CARPNTR.A
26370 | TMP114_26370 | SWPP | INT | LN LEVEE - NRTHEAST 161 kV ftlo LN HAWTHORN - LEEDS 161 kV | 334 | 334 | LN LEVEE - NRTHEAST 161 kV | LN HAWTHORN - LEEDS 161 kV | 2021-02-04 18:16 | 2021-06-01 09:49 | LN: KCPL.KCPL.NRTHEA_LEVEE_1.A | LN: KCPL.KCPL.HAWTHO_LEEDS_1.A
26388 | TMP161_26388 | SWPP | INT | LN NASH_MPS - LBRTYWT5 161 kV ftlo XF SIBLEY 1/13.8 kV | 167 | 167 | LN NASH_MPS - LBRTYWT5 161 kV | XF SIBLEY 1/13.8 kV | 2021-02-13 00:28 | 2021-06-01 09:49 | LN: MPS.MPS.10988.A | XF: MPS.MPS.SIBLEY.T1.T1_T; XF: MPS.MPS.SIBLEY.T1.T1_S; XF: MPS.MPS.SIBLEY.T1.T1_P
26389 | TMP210_26389 | SWPP | INT | LN WHEELER - SWEETWT6 230 kV ftlo LN TUCO - OKLAUNIO 345 kV | 439 | 439 | LN WHEELER - SWEETWT6 230 kV | LN TUCO - OKLAUNIO 345 kV | 2021-02-13 00:28 | 2021-06-01 09:49 | LN: SPS.SPS.SWEET_WHEEL.A | LN: SPS.SPS.136.1
26138 | TMP158_26138 | SWPP | INT | LN COLBY3 - ATWOOD 115 kV ftlo LN GOODCTY - GODLNDT 115 kV | 66 | 77 | LN COLBY3 - ATWOOD 115 kV | LN GOODCTY - GODLNDT 115 kV | 2020-11-04 17:07 | 2021-06-01 09:49 | LN: WR.MIDW.9981.A | LN: SECI.SECI.10139.A; LN: SECI.SECI.10042.A; LN: SECI.SECI.10036.A; LN: SECI.SECI.10034.A; LN: SECI.SECI.10033.A
26160 | TMP247_26160 | SWPP | INT | LN ARNOLD2 - RANSOM1 115 kV ftlo LN AXTELL1 - POSTROCK 345 kV | 79.7 | 79.7 | LN ARNOLD2 - RANSOM1 115 kV | LN AXTELL1 - POSTROCK 345 kV | 2020-11-12 03:17 | 2021-06-01 09:49 | LN: SECI.SECI.10102.A | LN: WR.MIDW.POSTRCK_AXTEL.A
23896 | TMP138_23896 | SWPP | INT | LN WR_SMKHL - SUMM 230 kV ftlo LN THISTLE7 - CLARKCO 345 kV | 330 | 350 | LN WR_SMKHL - SUMM 230 kV | LN THISTLE7 - CLARKCO 345 kV | 2018-05-28 21:47 | 2021-06-01 09:49 | LN: WR.MIDW.SUMM_SMKHL.A | LN: SECI.SECI.CLARK_THISTLE2.A; LN: SECI.SECI.CLARK_THISTLE1.A
26159 | TMP266_26159 | SWPP | INT | LN LACYGNE - N345 345 kV ftlo LN CAN_RIVR - NEORDG 345 kV | 1015 | 1015 | LN LACYGNE - N345 345 kV | LN CAN_RIVR - NEORDG 345 kV | 2020-11-12 03:06 | 2021-06-01 09:49 | LN: KCPL.KCPL.LACYGN_NEOSHO1.1 | LN: WR.WR.CANR_NEOS_1345.A
26144 | TMP286_26144 | SWPP | INT | LN SHOOTSTR - GRNBUR1 115 kV ftlo LN CLARKCO - THISTLE7 345 kV | 119.5 | 148.2 | LN SHOOTSTR - GRNBUR1 115 kV | LN CLARKCO - THISTLE7 345 kV | 2020-11-06 13:35 | 2021-06-01 09:49 | LN: SECI.SECI.SHOOT_GRNBUR.A | LN: SECI.SECI.CLARK_THISTLE2.A
26255 | TMP293_26255 | SWPP | INT | LN SPRGFLD - CLAY2 161 kV ftlo LN BATFLD5 - MAIN1 161 kV | 223 | 223 | LN SPRGFLD - CLAY2 161 kV | LN BATFLD5 - MAIN1 161 kV | 2020-12-15 08:23 | 2021-06-01 09:49 | LN: SPA.SPA.SPFLD-CLAY.A | LN: SPRM.SPRM.11590.A
26225 | TMP269_26225 | SWPP | INT | LN WESTMOR4 - PENN1 138 kV ftlo LN PLVAL - HOLWD 138 kV | 287 | 287 | LN WESTMOR4 - PENN1 138 kV | LN PLVAL - HOLWD 138 kV | 2020-12-04 16:13 | 2021-06-01 09:49 | LN: OKGE.OKGE.8822.A | LN: OKGE.OKGE.8826.A
25837 | TMP379_25837 | SWPP | INT | LN MIDJ - BISM 115 kV ftlo XF LAWH 230/115 kV | 111 | 118 | LN MIDJ - BISM 115 kV | XF LAWH 230/115 kV | 2020-07-08 11:38 | 2021-06-01 09:49 | LN: WR.WR.4199.1 | XF: WR.WR.LAWH.3034.LAWH_29
26387 | TMP323_26387 | SWPP | INT | LN MORGAN - DADVL_ED 161 kV ftlo LN MORGAN - BROOK_LN 345 kV | 223 | 223 | LN MORGAN - DADVL_ED 161 kV | LN MORGAN - BROOK_LN 345 kV | 2021-02-12 15:47 | 2021-06-01 09:49 | LN: EDE.EDE.MRGN-DADV_ED.A | LN: AECI.AECI.BROOKLN_MORGAN.A
26343 | TMP263_26343 | SWPP | INT | LN MSTNG1 - SW51 138 kV ftlo LN WSTOK - CUNCL 138 kV | 287 | 287 | LN MSTNG1 - SW51 138 kV | LN WSTOK - CUNCL 138 kV | 2021-01-28 21:15 | 2021-06-01 09:49 | LN: OKGE.OKGE.8775.A | LN: OKGE.OKGE.8778.A; LN: OKGE.OKGE.8772.A
26546 | TMP319_26546 | SWPP | INT | LN LEVEE - NRTHEAST 161 kV ftlo LN RANDOLP3 - HAWTHORN 161 kV | 334 | 334 | LN LEVEE - NRTHEAST 161 kV | LN RANDOLP3 - HAWTHORN 161 kV | 2021-03-24 12:29 | 2021-06-01 09:49 | LN: KCPL.KCPL.NRTHEA_LEVEE_1.A | LN: KCPL.KCPL.HAWTHO_RANDOL1.1; LN: KCPL.KCPL.AVONDA_RANDOL1.1
26503 | TMP397_26503 | SWPP | INT | LN MAUD_TAP - EARLSBRH 138 kV ftlo LN SEMINOLE - MUSKOGEE 345 kV | 143 | 143 | LN MAUD_TAP - EARLSBRH 138 kV | LN SEMINOLE - MUSKOGEE 345 kV | 2021-03-07 01:48 | 2021-06-01 09:49 | LN: OKGE.OKGE.1705.A | LN: OKGE.OKGE.MUSKG_SEMNL.A
26494 | TMP384_26494 | SWPP | INT | XF 70_BLUF 115/161 kV ftlo LN NEBRCTY - SUB3456 345 kV | 110 | 120 | XF 70_BLUF 115/161 kV | LN NEBRCTY - SUB3456 345 kV | 2021-03-03 08:43 | 2021-06-01 09:49 | XF: LES.LES.70_BLUF.TR1.TR1 | LN: OPPD.OPPD.NEBRCSUB3434_1.1
26499 | TMP333_26499 | SWPP | INT | LN MINDEN3 - LOWELL2 115 kV ftlo LN AXTELL1 - PAULINE 345 kV | 120 | 132 | LN MINDEN3 - LOWELL2 115 kV | LN AXTELL1 - PAULINE 345 kV | 2021-03-04 14:38 | 2021-06-01 09:49 | LN: NPPD.NPPD.1089.A | LN: NPPD.NPPD.12005.A
25653 | TMP387_25653 |  | INT | LN SPRGFLD - CLAY2 161 kV ftlo LN SWPS5 - JRPS5 161 kV |  |  | LN SPRGFLD - CLAY2 161 kV | LN SWPS5 - JRPS5 161 kV | 2020-05-07 00:31 | 2021-06-01 09:49 | LN: SPA.SPA.SPFLD-CLAY.A | LN: SPRM.SPRM.11583.A
26502 | TMP453_26502 | SWPP | INT | LN SHOOTSTR - GRNBUR1 115 kV ftlo LN CLARKCO - THISTLE7 345 kV | 119.5 | 148.2 | LN SHOOTSTR - GRNBUR1 115 kV | LN CLARKCO - THISTLE7 345 kV | 2021-03-06 19:34 | 2021-06-01 09:49 | LN: SECI.SECI.SHOOT_GRNBUR.A | LN: SECI.SECI.CLARK_THISTLE1.A
26484 | TMP408_26484 | SWPP | INT | LN KELL - TECH 161 kV ftlo LN EASTTOWN - IATAN 345 kV | 112 | 123 | LN KELL - TECH 161 kV | LN EASTTOWN - IATAN 345 kV | 2021-02-25 23:56 | 2021-06-01 09:49 | LN: WR.WR.4055.1 | LN: MPS.MPS.IATAN__ST_JOE1.A
26450 | TMP451_26450 | SWPP | INT | LN CASTRO - DFS_REC1 115 kV ftlo LN CASTRO - BCKELLEY 115 kV | 176 | 193 | LN CASTRO - DFS_REC1 115 kV | LN CASTRO - BCKELLEY 115 kV | 2021-02-19 17:07 | 2021-06-01 09:49 | LN: SPS.SPS.CASTRDFS_R11_1.1 | LN: SPS.SPS.BCKELLEY_CASTR.A
26541 | TMP442_26541 | SWPP | INT | LN WDRNG1 - REDGNTN7 345 kV ftlo LN SONR1 - CLEVLND7 345 kV | 1015 | 1015 | LN WDRNG1 - REDGNTN7 345 kV | LN SONR1 - CLEVLND7 345 kV | 2021-03-22 20:50 | 2021-06-01 09:49 | LN: OKGE.OKGE.REDGNTN7_WDRNG.A | LN: GRDA.GRDA.SONR_CLEVLND.A
25927 | TMP449_25927 | SWPP | INT | LN LEVEE - NRTHEAST 161 kV ftlo LN HAWTHORN - CHOUTEU5 161 kV | 311 | 334 | LN LEVEE - NRTHEAST 161 kV | LN HAWTHORN - CHOUTEU5 161 kV | 2020-08-27 18:48 | 2021-06-01 09:49 | LN: KCPL.KCPL.NRTHEA_LEVEE_1.A | LN: KCPL.KCPL.HAWTHO_NRTHEA2.A
26214 | TMP429_26214 | SWPP | INT | LN MARSHAL3 - SMIT 115 kV ftlo LN ELM_CRK - NMAN 230 kV | 86 | 92 | LN MARSHAL3 - SMIT 115 kV | LN ELM_CRK - NMAN 230 kV | 2020-11-30 19:56 | 2021-06-01 09:49 | LN: WR.WR.MARSHAL3_SMIT.A | LN: WR.WR.NMAN_ELMCRK.A
26292 | TMP415_26292 | SWPP | INT | LN CIMARRON - CKHAL 138 kV ftlo LN NOWST1 - ARCAD7 345 kV | 382 | 382 | LN CIMARRON - CKHAL 138 kV | LN NOWST1 - ARCAD7 345 kV | 2021-01-05 01:42 | 2021-06-01 09:49 | LN: OKGE.OKGE.8798.A | LN: OKGE.OKGE.8790.A
26199 | TMP470_26199 | SWPP | INT | LN HOXIE_1 - BEACH 115 kV ftlo LN MINGO1 - REDWLO1 345 kV | 83 | 99 | LN HOXIE_1 - BEACH 115 kV | LN MINGO1 - REDWLO1 345 kV | 2020-11-22 01:49 | 2021-06-01 09:49 | LN: WR.MIDW.9986.A | LN: NPPD.NPPD.10152.A
26200 | TMP468_26200 | SWPP | INT | LN SWIS - W_GARDNR 345 kV ftlo LN WAVERLY7 - LACYGNE 345 kV | 956 | 956 | LN SWIS - W_GARDNR 345 kV | LN WAVERLY7 - LACYGNE 345 kV | 2020-11-23 02:00 | 2021-06-01 09:49 | LN: KCPL.KCPL.SWIS_WGARD.A | LN: KCPL.KCPL.WAVERLY7_LCYGN.A
26127 | TMP501_26127 | SWPP | INT | LN WDRNG1 - REDGNTN7 345 kV ftlo LN ONEOK - NOWST1 345 kV | 1015 | 1015 | LN WDRNG1 - REDGNTN7 345 kV | LN ONEOK - NOWST1 345 kV | 2020-10-31 22:10 | 2021-06-01 09:49 | LN: OKGE.OKGE.REDGNTN7_WDRNG.A | LN: OKGE.OKGE.ONEOK_NOWST1.A
26469 | TMP488_26469 | SWPP | INT | LN COLBY3 - ATWOOD 115 kV ftlo LN GRAHAM3 - HILLCTY3 115 kV | 80 | 80 | LN COLBY3 - ATWOOD 115 kV | LN GRAHAM3 - HILLCTY3 115 kV | 2021-02-24 02:18 | 2021-06-01 09:49 | LN: WR.MIDW.9981.A | LN: SECI.SECI.GRAHAM_HILLC_1.A; LN: SECI.SECI.9988.B; LN: SECI.SECI.9988.A
26488 | TMP474_26488 | SWPP | INT | LN WHITLKWP - SULLYBT 230 kV ftlo LN FTTHOMP - CHAPELLE 345 kV | 239 | 239 | LN WHITLKWP - SULLYBT 230 kV | LN FTTHOMP - CHAPELLE 345 kV | 2021-03-01 16:20 | 2021-06-01 09:49 | LN: WAUE.WAUE.WHITLSULLY23_1.1 | LN: WAUE.WAUE.FTTHOMP_CHAPEL.A; LN: WAUE.WAUE.FTTHOFTTHO34_2.S
26535 | TMP500_26535 | SWPP | INT | LN WESTON5 - PLTCTY 161 kV ftlo LN NASHUA - HAWTHORN 345 kV | 334 | 334 | LN WESTON5 - PLTCTY 161 kV | LN NASHUA - HAWTHORN 345 kV | 2021-03-19 08:01 | 2021-06-01 09:49 | LN: KCPL.KCPL.WESTON5_PLTCTY.A | LN: KCPL.KCPL.NASHUA_HAWTH.A
26491 | TMP572_26491 | SWPP | INT | LN ARKA - KSC05 69 kV ftlo LN OXFO - CRSW 138 kV | 72 | 72 | LN ARKA - KSC05 69 kV | LN OXFO - CRSW 138 kV | 2021-03-02 21:49 | 2021-06-01 09:49 | LN: WR.WR.ARKAKSC0569_1.1 | LN: WR.WR.73.1; LN: OKGE.OKGE.8673.A
26485 | TMP555_26485 | SWPP | INT | XF FRANKLN5 161/69 kV ftlo LN FRANKLN5 - LITC 161 kV | 100 | 110 | XF FRANKLN5 161/69 kV | LN FRANKLN5 - LITC 161 kV | 2021-02-26 01:27 | 2021-06-01 09:49 | XF: WR.WR.FRANKLN5.TX1.TX1 | LN: WR.WR.LITCMARM16_1.1
26483 | TMP582_26483 | SWPP | INT | LN WESTON5 - PLTCTY 161 kV ftlo LN IATAN - NASHUA 345 kV | 334 | 334 | LN WESTON5 - PLTCTY 161 kV | LN IATAN - NASHUA 345 kV | 2021-02-25 22:04 | 2021-06-01 09:49 | LN: KCPL.KCPL.WESTON5_PLTCTY.A | LN: KCPL.KCPL.IATAN_NASHUA.A
26496 | TMP579_26496 | SWPP | INT | XF WDRNG1 345/138 kV ftlo LN PINTAIL - SONR1 345 kV | 330 | 359 | XF WDRNG1 345/138 kV | LN PINTAIL - SONR1 345 kV | 2021-03-03 22:44 | 2021-06-01 09:49 | XF: OKGE.OKGE.WDRNG1.8618.A | LN: OKGE.OKGE.PINT_SONR_333.1
26497 | TMP551_26497 | SWPP | INT | LN RATLF1 - WILDH 69 kV ftlo LN CARTRCO4 - SUNNYSDE 138 kV | 48 | 48 | LN RATLF1 - WILDH 69 kV | LN CARTRCO4 - SUNNYSDE 138 kV | 2021-03-03 23:18 | 2021-06-01 09:49 | LN: OKGE.OKGE.9019.A | LN: OKGE.OKGE.CARTRCO_SUNNYS.A
26326 | TMP577_26326 | SWPP | INT | LN NORFOLK - MADISO3 115 kV ftlo LN HOSKINS - SHELLCRK 345 kV | 120 | 132 | LN NORFOLK - MADISO3 115 kV | LN HOSKINS - SHELLCRK 345 kV | 2021-01-20 23:39 | 2021-06-01 09:49 | LN: NPPD.NPPD.12187.A | LN: NPPD.NPPD.NP_3515.A
25892 | TMP540_25892 | SWPP | INT | LN CONWAY - KIRBY_SU 115 kV ftlo LN NICHSUB - GRAPVINE 230 kV | 159 | 159 | LN CONWAY - KIRBY_SU 115 kV | LN NICHSUB - GRAPVINE 230 kV | 2020-08-11 18:30 | 2021-06-01 09:49 | LN: SPS.SPS.CONWAKIRBY11_1.1 | LN: SPS.SPS.NICHSGRAPV23_1.1
26290 | TMP594_26290 | SWPP | INT | XF VALLIANT 345/138 kV ftlo LN VALLIANT - HUGOPP4 345 kV | 214 | 214 | XF VALLIANT 345/138 kV | LN VALLIANT - HUGOPP4 345 kV | 2021-01-04 18:42 | 2021-06-01 09:49 | XF: CSWS.CSWS.VALLIANT.2165.1 | LN: WFEC.WFEC.HUGO_VALLIANT.A
26306 | TMP588_26306 | SWPP | INT | LN COLBY3 - GEM_SW3 115 kV ftlo LN MINGO1 - PHRUN 115 kV | 106 | 118 | LN COLBY3 - GEM_SW3 115 kV | LN MINGO1 - PHRUN 115 kV | 2021-01-12 09:57 | 2021-06-01 09:49 | LN: WR.MIDW.COLBY_GEM.A | LN: WR.MIDW.9992.A
5565 | LUBXFMJONHOL | SWPP | INT |  | 100 | 100 | LN HEBRON_N - HEBRON2 115 kV |  | 2019-03-14 14:34 | 2021-06-08 15:44 | LN: NPPD.NPPD.NP_1174-A.A
2431 | CRESTJMULTI2 | PJM | RCF | LN CRETE_EC - ST_JOHN 345 kV ftlo LN SHEFFLD2 - BURNHAM 345 kV | 1399 | 1399 | LN CRETE_EC - ST_JOHN 345 kV | LN SHEFFLD2 - BURNHAM 345 kV | 2016-09-30 23:59 | 2021-06-08 15:44 | LN: NIPS.NIPS.34519.A | LN: NIPS.NIPS.BURNHSHEFF34_1.1; LN: AEP.AEP.DUMONWILTO76_1.1
2436 | CRESTJMULTI4 | PJM | RCF | LN CRETE_EC - ST_JOHN 345 kV ftlo LN STATELIN - WOLFLAKE 138 kV | 1399 | 1399 | LN CRETE_EC - ST_JOHN 345 kV | LN STATELIN - WOLFLAKE 138 kV | 2016-09-30 23:59 | 2021-06-08 15:44 | LN: NIPS.NIPS.34519.A | LN: NIPS.NIPS.STATE17WOL13_1.1; LN: AEP.AEP.DUMONWILTO76_1.1
2432 | CRESTJMULTI3 | PJM | RCF | LN CRETE_EC - ST_JOHN 345 kV ftlo XF WILTON00 765/345 kV | 1399 | 1399 | LN CRETE_EC - ST_JOHN 345 kV | XF WILTON00 765/345 kV | 2016-09-30 23:59 | 2021-06-08 15:44 | LN: NIPS.NIPS.34519.A | XF: CE.CE.WILTON00.3CTP.TR93CT_P; LN: CE.CE.11216.1; LN: AEP.AEP.DUMONWILTO76_1.1
2438 | CRESTJMULTI5 | PJM | RCF | LN CRETE_EC - ST_JOHN 345 kV ftlo LN SHEFFLD2 - BURNHAM 345 kV | 1399 | 1399 | LN CRETE_EC - ST_JOHN 345 kV | LN SHEFFLD2 - BURNHAM 345 kV | 2016-09-30 23:59 | 2021-06-08 15:44 | LN: NIPS.NIPS.34519.A | LN: NIPS.NIPS.BURNHSHEFF34_1.1; LN: AEP.AEP.DUMONWILTO76_1.1
26347 | TEMP66_26347 | SWPP | RCF | LN SEDALATP - SED_MPS 161 kV ftlo LN ODESSA1 - WBURGE1 161 kV | 111 | 111 | LN SEDALATP - SED_MPS 161 kV | LN ODESSA1 - WBURGE1 161 kV | 2021-02-01 09:38 | 2021-06-08 15:44 | LN: MPS.MPS.WINDSR_SEDAL_1.A | LN: MPS.MPS.ODESSA_WBURGE1.A
26355 | TMP141_26355 | SWPP | RCF | LN WOODBIN5 - EAST2 161 kV ftlo LN ST_JOE - EASTTOWN 345 kV | 334 | 334 | LN WOODBIN5 - EAST2 161 kV | LN ST_JOE - EASTTOWN 345 kV | 2021-02-02 02:27 | 2021-06-08 15:44 | LN: MPS.MPS.11311B.A | LN: MPS.MPS.EASTTOWN_STJOE.A
26456 | TEMP81_26456 | SWPP | INT | XF ST_JOE 345/1 kV ftlo LN ST_JOE - EASTTOWN 345 kV | 300 | 330 | XF ST_JOE 345/1 kV | LN ST_JOE - EASTTOWN 345 kV | 2021-02-21 08:50 | 2021-06-08 15:44 | XF: MPS.MPS.ST_JOE.T33B.T33_H | LN: MPS.MPS.EASTTOWN_STJOE.A
26536 | TMP543_26536 | SWPP | RCF | LN SIOUXCY2 - SIOUXCY 230 kV ftlo LN SIOUXCY2 - RAUN 345 kV | 460 | 460 | LN SIOUXCY2 - SIOUXCY 230 kV | LN SIOUXCY2 - RAUN 345 kV | 2021-03-19 06:55 | 2021-06-08 15:44 | LN: WAUE.WAUE.SIOUX_SC2_2_23.1 | LN: WAUE.WAUE.RAUNSIOUX34_1.1
26555 | TMP490_26555 | SWPP | RCF | LN NASHUA - NASH_MPS 161 kV ftlo LN NASHUA - HAWTHORN 345 kV | 223 | 223 | LN NASHUA - NASH_MPS 161 kV | LN NASHUA - HAWTHORN 345 kV | 2021-03-29 07:27 | 2021-06-08 15:44 | LN: MPS.MPS.NASH_M_NASHUA1.1 | LN: KCPL.KCPL.NASHUA_HAWTH.A
26248 | TMP305_26248 | SWPP | RCF | LN WARDWA - BISMARK2 230 kV ftlo LN SQBUTTEW - CENTER2 230 kV | 320 | 352 | LN WARDWA - BISMARK2 230 kV | LN SQBUTTEW - CENTER2 230 kV | 2020-12-13 13:07 | 2021-06-08 15:44 | LN: WAUE.WAUE.WARDWBISMA23_1.1 | LN: OTP.OTP.SQBUTCENTE23_1.1
26169 | TMP446_26169 | SWPP | RCF | XF SIBLEY 345/1 kV ftlo LN SIBL_KCP - OVER 345 kV | 400 | 440 | XF SIBLEY 345/1 kV | LN SIBL_KCP - OVER 345 kV | 2020-11-16 07:42 | 2021-06-08 15:44 | XF: MPS.MPS.SIBLEY.T1.T1_P | LN: AMRN.AMRN.OVER-SIB-3.A
25841 | TMP316_25841 | SWPP | RCF | LN WARDWA - BISMARK2 230 kV ftlo LN HEBRON4 - DKSNNDWP 230 kV | 320 | 352 | LN WARDWA - BISMARK2 230 kV | LN HEBRON4 - DKSNNDWP 230 kV | 2020-07-09 05:06 | 2021-06-08 15:44 | LN: WAUE.WAUE.WARDWBISMA23_1.1 | LN: WAUE.WAUE.HEBRON4_DKSNWP.A
25866 | TMP431_25866 | SWPP | RCF | LN WARDWA - BISMARK2 230 kV ftlo LN BUFFALO2 - JMSTNOTP 345 kV | 320 | 352 | LN WARDWA - BISMARK2 230 kV | LN BUFFALO2 - JMSTNOTP 345 kV | 2020-07-22 06:44 | 2021-06-08 15:44 | LN: WAUE.WAUE.WARDWBISMA23_1.1 | LN: OTP.OTP.BUFFAJMSTN34_1.1
26049 | TMP252_26049 | SWPP | RCF | LN AUR1241 - RDSPG5 161 kV ftlo LN GRANDVW - EURK_SPA 161 kV | 167 | 167 | LN AUR1241 - RDSPG5 161 kV | LN GRANDVW - EURK_SPA 161 kV | 2020-10-14 07:07 | 2021-06-08 15:44 | LN: EDE.EDE.11335.A | LN: SPA.SPA.GRANDVW_EUREK.A; LN: SPA.SPA.BEAVER_EUREKA1.A; LN: CSWS.CSWS.EUREKA_OSAGE_5.A
25629 | TMP404_25629 | SWPP | RCF | LN NSES - RAM452 161 kV ftlo LN N345 - DELAWARE 345 kV | 205 | 243 | LN NSES - RAM452 161 kV | LN N345 - DELAWARE 345 kV | 2020-04-27 01:12 | 2021-06-08 15:44 | LN: WR.WR.10291.A | LN: WR.WR.NEOSHO_DELAWAR.A
25658 | TMP522_25658 | SWPP | RCF | LN SIOUXCY - PLYMOTH 161 kV ftlo LN SIOUXCY2 - RAUN 345 kV | 408 | 408 | LN SIOUXCY - PLYMOTH 161 kV | LN SIOUXCY2 - RAUN 345 kV | 2020-05-09 12:01 | 2021-06-08 15:44 | LN: MEC.MEC.PLYMOSIOUX16_1.1 | LN: WAUE.WAUE.RAUNSIOUX34_1.1
5655 | DENHIGYOAHOB | SWPP | INT | LN DENVER_C - HIGGEAST 115 kV ftlo LN YOAKUM - INKBASIN 230 kV | 120 | 120 | LN DENVER_C - HIGGEAST 115 kV | LN YOAKUM - INKBASIN 230 kV | 2017-06-29 22:29 | 2021-06-25 14:39 | LN: SPS.SPS.184.5 | LN: SPS.SPS.INKBASIN_YOAK.A
6147 | FTCAL_RAUN | SWPP | RCF |  | 956 | 956 | LN FT_CAL - RAUN 345 kV |  | 2016-10-01 | 2021-06-25 14:39 | LN: MEC.MEC.FT_CARAUN34_1.1
5674 | HOLXF115PLSC | SWPP | INT | XF HOLCOM1 115/1 kV ftlo LN PILE - SCOTCTY 115 kV | 336 | 359 | XF HOLCOM1 115/1 kV | LN PILE - SCOTCTY 115 kV | 2018-07-02 23:05 | 2021-06-25 14:39 | XF: SECI.SECI.HOLCOM1.1016.AA | LN: SECI.SECI.10129.A
5110 | LEWDELRIVETP | SWPP | INT | LN 36_LEWIS - 52DELTP4 138 kV ftlo LN RIVRSIDE - ORU_OLD 138 kV | 278 | 278 | LN 36_LEWIS - 52DELTP4 138 kV | LN RIVRSIDE - ORU_OLD 138 kV | 2020-06-30 23:52 | 2021-06-25 14:39 | LN: CSWS.CSWS.52DELTP_36LEW.A | LN: CSWS.CSWS.2014.A
5106 | LEWDELRSSWTP | SWPP | INT | LN 36_LEWIS - 52DELTP4 138 kV ftlo LN RIVRSIDE - ORU_OLD 138 kV | 278 | 278 | LN 36_LEWIS - 52DELTP4 138 kV | LN RIVRSIDE - ORU_OLD 138 kV | 2020-06-30 23:52 | 2021-06-25 14:39 | LN: CSWS.CSWS.52DELTP_36LEW.A | LN: CSWS.CSWS.2010A.A
5477 | HARPOTHARPOT | SWPP | INT | LN HARRSUB - POTTER_S 230 kV ftlo LN HARRSUB - RLNGHILS 230 kV | 319 | 319 | LN HARRSUB - POTTER_S 230 kV | LN HARRSUB - RLNGHILS 230 kV | 2018-03-31 23:55 | 2021-06-25 14:39 | LN: SPS.SPS.HARRSPOTTE23_1.1 | LN: SPS.SPS.POTTER_HARRIS.1
5542 | HANMUSAGEPEC | SWPP | INT | LN HANCK - THRERVR5 161 kV ftlo LN PECAN1 - AGNCY1 161 kV | 248 | 310 | LN HANCK - THRERVR5 161 kV | LN PECAN1 - AGNCY1 161 kV | 2018-07-26 15:58 | 2021-06-25 14:39 | LN: OKGE.OKGE.THREERIV_HANCK.A | LN: OKGE.OKGE.9105.A
5105 | PILSCOHOLXF |  | INT | LN PILE - SCOTCTY 115 kV ftlo XF HOLCOM1 1/13.8 kV |  |  | LN PILE - SCOTCTY 115 kV | XF HOLCOM1 1/13.8 kV | 2020-07-02 01:47 | 2021-06-25 14:39 | LN: SECI.SECI.10129.A | XF: SECI.SECI.HOLCOM1.1016.AC; XF: SECI.SECI.HOLCOM1.1016.AB; XF: SECI.SECI.HOLCOM1.1016.AA
5718 | ONEBANTNOXFR | SWPP | INT | LN ONETA - BA_NORTH 138 kV ftlo XF TULSA_NO 345/138 kV | 292 | 292 | LN ONETA - BA_NORTH 138 kV | XF TULSA_NO 345/138 kV | 2019-06-30 23:57 | 2021-06-25 14:39 | LN: CSWS.CSWS.2024.A | XF: CSWS.CSWS.TULSA_NO.2068.1
5737 | TUCSTATUCCAR | SWPP | INT | LN TUCO - STANTON 115 kV ftlo LN TUCO - CARLISLE 230 kV | 120 | 154 | LN TUCO - STANTON 115 kV | LN TUCO - CARLISLE 230 kV | 2019-06-30 23:57 | 2021-06-25 14:39 | LN: SPS.SPS.134.1 | LN: SPS.SPS.135.1
5728 | PECXFRPECXFR | SWPP | INT | XF PECAN1 345/1 kV ftlo XF PECAN1 345/1 kV | 370 | 370 | XF PECAN1 345/1 kV | XF PECAN1 345/1 kV | 2019-06-30 23:57 | 2021-06-25 14:39 | XF: OKGE.OKGE.PECAN1.BK1.1_1 | XF: OKGE.OKGE.PECAN1.BK2.2_1
5703 | SIOXFRSPLSIO | SWPP | RCF | XF SIOUXCY2 345/1 kV ftlo LN SIOUXCY2 - SPLT_RT 345 kV | 250 | 313 | XF SIOUXCY2 345/1 kV | LN SIOUXCY2 - SPLT_RT 345 kV | 2019-06-30 23:57 | 2021-06-25 14:39 | XF: WAUE.WAUE.SIOUXCY2.KU1A.KU1A1 | LN: WAUE.WAUE.SPLT_SIOUX34_1.1
5704 | TURGIBQUINDG | SWPP | INT | LN TURNER1 - KAWW1 161 kV ftlo LN GMPLT - QUIND1 161 kV | 232 | 247 | LN TURNER1 - KAWW1 161 kV | LN GMPLT - QUIND1 161 kV | 2019-06-30 23:57 | 2021-06-25 14:39 | LN: KACY.KACY.11275.A | LN: KACY.KACY.11270.A
6125 | SUBTEKRAUNEA | SWPP | RCF | LN SUB1226 - TEKAMHO 161 kV ftlo LN RAUN - NEALS 345 kV | 256 | 256 | LN SUB1226 - TEKAMHO 161 kV | LN RAUN - NEALS 345 kV | 2019-03-14 14:43 | 2021-06-25 14:39 | LN: OPPD.OPPD.TEKAMSUB1216_1.1 | LN: MEC.MEC.NEALSRAUN34_1.1
6146 | TEKRAUFTCRAU | SWPP | RCF | LN TEKAMHO - RAUN 161 kV ftlo LN FT_CAL - FT_CAL 345 kV | 217 | 217 | LN TEKAMHO - RAUN 161 kV | LN FT_CAL - FT_CAL 345 kV | 2016-10-01 00:01 | 2021-06-25 14:39 | LN: MEC.MEC.RAUNTEKAM16_1.1 | LN: OPPD.OPPD.FT_CAFT_CA34_2.S; LN: MEC.MEC.FT_CARAUN34_1.1
5726 | PECCARPOTPEC | SWPP | INT | LN PECOS_IN - CARLSBAD 115 kV ftlo LN PECOS_IN - POTASH_J 230 kV | 120 | 120 | LN PECOS_IN - CARLSBAD 115 kV | LN PECOS_IN - POTASH_J 230 kV | 2019-06-30 23:57 | 2021-06-25 14:39 | LN: SPS.SPS.CARLSN_PECOS_1.1 | LN: SPS.SPS.PECOS_POTAS.A
6034 | RAUN_TEKAMAH | SWPP | RCF |  | 217 | 217 | LN RAUN - TEKAMHO 161 kV |  | 2016-10-01 00:01 | 2021-06-25 14:39 | LN: MEC.MEC.RAUNTEKAM16_1.1
5627 | RAPNEWNWUMAU | SWPP | RCF | LN RAPIDCY - ELKCKWA 115 kV ftlo LN NUNDRWD - MAURINE 230 kV | 60 | 88 | LN RAPIDCY - ELKCKWA 115 kV | LN NUNDRWD - MAURINE 230 kV | 2017-01-10 22:47 | 2021-06-25 14:39 | LN: WAUE.WAUE.ELKCKRAPID11_1.1 | LN: WAUE.WAUE.MAURINUNDR23_1.1
5575 | SIOLAWSPLSIO | SWPP | RCF | LN SIOUXFL - LAWRENC 115 kV ftlo LN SIOUXFL - SPLIT_R 230 kV | 190 | 190 | LN SIOUXFL - LAWRENC 115 kV | LN SIOUXFL - SPLIT_R 230 kV | 2016-10-01 00:01 | 2021-06-25 14:39 | LN: NSP.NSP.LAWRESIOUX11_1.1 | LN: NSP.NSP.SIOUXSPLIT23_1.1
6009 | COOPER_S | SWPP | RCF |  | 1465 | 1465 | LN COOPER - FAIRPORT 345 kV; LN COOPER - ST_JOE 345 kV |  | 2016-09-30 23:59 | 2021-06-25 15:19 | LN: NPPD.NPPD.FAIRPT-COOPR.A; LN: NPPD.NPPD.11310.A
25608 | TMP217_25608 | MISO | RCF | XF OVER 345/161 kV ftlo LN LACYGNE - N345 345 kV | 560 | 560 | XF OVER 345/161 kV | LN LACYGNE - N345 345 kV | 2020-04-13 21:05 | 2021-07-07 23:49 | XF: AMRN.AMRN.OVER.X345.XFMR_1_345 | LN: KCPL.KCPL.LACYGN_NEOSHO1.1
24873 | TEMP36_24873 | MISO | RCF | LN CAYLER - WISDOMCB 161 kV ftlo LN LEDYARD - KOSSUTHC 345 kV | 215 | 215 | LN CAYLER - WISDOMCB 161 kV | LN LEDYARD - KOSSUTHC 345 kV | 2019-06-07 22:25 | 2021-07-07 23:49 | LN: ALTW.ALTW.CAYLEWISDO16_1.1 | LN: ALTW.ALTW.LEDYAKOSSU34_1.1
25246 | TMP300_25246 | MISO | RCF | LN MAXBURG - WNTRSTAT 161 kV ftlo XF MRYVL_SJ 161/1 kV | 154 | 154 | LN MAXBURG - WNTRSTAT 161 kV | XF MRYVL_SJ 161/1 kV | 2019-10-25 18:43 | 2021-07-07 23:49 | LN: MEC.MEC.MAXBUWNTRS16_1.1 | XF: MPS.MPS.MRYVL_SJ.XF33.XF33_H; LN: MPS.MPS.MARY-MARY_SJ.A; LN: MPS.MPS.11303.A
25840 | TMP298_25840 | SWPP | INT | LN VINETAP3 - NHAYS 115 kV ftlo LN SHAYS - POSTROCK 230 kV | 83 | 99 | LN VINETAP3 - NHAYS 115 kV | LN SHAYS - POSTROCK 230 kV | 2020-07-09 03:52 | 2021-07-07 23:49 | LN: WR.MIDW.NHAYS_VINETAP3.A | LN: WR.MIDW.SHAYS_KNOLL1.B
23606 | TMP320_23606 | MISO | RCF | LN FT_DODG - BNE_JCT 161 kV ftlo LN BVRCRFBC - GRIMES 345 kV | 233 | 233 | LN FT_DODG - BNE_JCT 161 kV | LN BVRCRFBC - GRIMES 345 kV | 2018-03-14 19:01 | 2021-07-07 23:49 | LN: ALTW.ALTW.BNE_JFT_DO16_1.1 | LN: MEC.MEC.BVRCRGRIME34_1.1
26206 | TMP432_26206 | MISO | RCF | LN NAPOLNSW - WISHEK 230 kV ftlo LN FTTHOMP - CHAPELLE 345 kV | 338 | 372 | LN NAPOLNSW - WISHEK 230 kV | LN FTTHOMP - CHAPELLE 345 kV | 2020-12-02 20:01 | 2021-07-07 23:49 | LN: MDU.MDU.WISHENAPOL23_1.1 | LN: WAUE.WAUE.FTTHOMP_CHAPEL.A; LN: WAUE.WAUE.FTTHOFTTHO34_2.S
26431 | TMP358_26431 | MISO | RCF | LN ADIR - TH_HILL 161 kV ftlo LN MYWD - SPCK 345 kV | 335 | 335 | LN ADIR - TH_HILL 161 kV | LN MYWD - SPCK 345 kV | 2021-02-16 11:50 | 2021-07-07 23:49 | LN: AMRN.AMRN.THLL_ADIR_1.1 | LN: AMRN.AMRN.SPCK_MYWD_4590.A
26320 | TMP589_26320 | MISO | RCF | XF MAPLE_R 345/1 kV ftlo LN BISON_3 - ALEXMRES 345 kV | 336 | 420 | XF MAPLE_R 345/1 kV | LN BISON_3 - ALEXMRES 345 kV | 2021-01-20 23:18 | 2021-07-07 23:49 | XF: OTP.OTP.MAPLE_R.TR2.TR21 | LN: OTP.OTP.BISON_3ALEXM_1.1
26325 | TMP340_26325 | MISO | RCF | LN OZRK_B - OMAHA 161 kV ftlo LN TABLE_RK - GRANDVW 161 kV | 162 | 162 | LN OZRK_B - OMAHA 161 kV | LN TABLE_RK - GRANDVW 161 kV | 2021-01-21 08:49 | 2021-07-07 23:49 | LN: EDE.EDE.OZRK_B-OMAHA_5.A | LN: SPA.SPA.TROCK-EUREKA.A
26429 | TMP356_26429 | MISO | RCF | XF KEL 345/161 kV ftlo LN KEL - LUTS 345 kV | 450 | 450 | XF KEL 345/161 kV | LN KEL - LUTS 345 kV | 2021-02-16 11:40 | 2021-07-07 23:49 | XF: AMRN.AMRN.KEL.XF_2.XFMR_2 | LN: AMRN.AMRN.KEL_LUTS_1.A
25209 | TMP422_25209 | MISO | RCF | LN BIGSTON - BROWNSV 230 kV ftlo LN FORMAN - OAKES 230 kV | 245 | 269 | LN BIGSTON - BROWNSV 230 kV | LN FORMAN - OAKES 230 kV | 2019-10-15 14:43 | 2021-07-07 23:49 | LN: OTP.OTP.BIGSTBROWN23_1.1 | LN: OTP.OTP.FORMAOAKES23_1.1; LN: OTP.OTP.FORMAHANKS23_1.1
25059 | TMP481_25059 | MISO | RCF | LN MADISNT - DECORAH 69 kV ftlo LN BVR_CRK - RICE2 161 kV | 60 | 60 | LN MADISNT - DECORAH 69 kV | LN BVR_CRK - RICE2 161 kV | 2019-08-28 14:58 | 2021-07-07 23:49 | LN: ALTW.ALTW.DECORMADIS69_1.1 | LN: DPC.DPC.RICEBVR_C16_1.1; LN: DPC.DPC.BVR_CHARMO16_1.1; LN: DPC.DPC.BVR_CADAMS16_1.1
24935 | TMP380_24935 | MISO | RCF | XF ADAMS_N 345/1 kV ftlo LN MITCHLCO - HAZLTON 345 kV | 300 | 334.6 | XF ADAMS_N 345/1 kV | LN MITCHLCO - HAZLTON 345 kV | 2019-07-05 11:02 | 2021-07-07 23:49 | XF: NSP.NSP.ADAMS_N.TR9.TR9 | LN: ALTW.ALTW.MITCHHAZLT34_1.1
25589 | TMP569_25589 | MISO | RCF | LN DOUD2 - BNE_JCT 161 kV ftlo LN STORY_CO - MTOWNWT 161 kV | 335 | 335 | LN DOUD2 - BNE_JCT 161 kV | LN STORY_CO - MTOWNWT 161 kV | 2020-04-09 12:06 | 2021-07-07 23:49 | LN: ALTW.ALTW.DOUD2BNE_J16_1.1 | LN: ALTW.ALTW.STORYMTOWN16_1.1
25577 | TMP574_25577 | MISO | RCF | LN TYLER_E - CONW_W 161 kV ftlo LN PLS_HL - MAYFLR 500 kV | 223 | 223 | LN TYLER_E - CONW_W 161 kV | LN PLS_HL - MAYFLR 500 kV | 2020-04-02 02:43 | 2021-07-07 23:49 | LN: EES.EES.CONW_W_TYLER_5.A | LN: EES.EES.MAYFLR_PLS_HL8.A
25570 | TMP535_25570 | MISO | RCF | LN DOUD2 - BNE_JCT 161 kV ftlo LN GRIMES - BVRCRFBC 345 kV | 335 | 335 | LN DOUD2 - BNE_JCT 161 kV | LN GRIMES - BVRCRFBC 345 kV | 2020-03-29 00:16 | 2021-07-07 23:49 | LN: ALTW.ALTW.DOUD2BNE_J16_1.1 | LN: MEC.MEC.BVRCRGRIME34_1.1
25662 | TMP570_25662 | MISO | RCF | LN LIME_CK - BARTONSS 161 kV ftlo LN WORT - GLENWTH 161 kV | 226 | 226 | LN LIME_CK - BARTONSS 161 kV | LN WORT - GLENWTH 161 kV | 2020-05-13 04:26 | 2021-07-07 23:49 | LN: ALTW.ALTW.LIME_BARTO16_1.1 | LN: ALTW.ALTW.GLENWWORT16_1.1
25623 | TMP541_25623 | MISO | RCF | LN HUNTSDL - C_PERCH 161 kV ftlo LN BOLSTAD - HINTON2 161 kV | 210 | 210 | LN HUNTSDL - C_PERCH 161 kV | LN BOLSTAD - HINTON2 161 kV | 2020-04-22 16:49 | 2021-07-07 23:49 | LN: CWLD.CWLD.PERCH5HUNT1.1 | LN: CWLD.CWLD.HINTN-BOLSTD.A; LN: AECI.AECI.HINTN_HIGBEE.A
25627 | TMP556_25627 | MISO | RCF | LN JAXV_N - HOLBOT 115 kV ftlo LN WRIGHT_E - KEO 500 kV | 266 | 266 | LN JAXV_N - HOLBOT 115 kV | LN WRIGHT_E - KEO 500 kV | 2020-04-24 07:13 | 2021-07-07 23:49 | LN: EES.EES.HOLBOT_JAXV_N3.A | LN: EES.EES.WRIGHT_KEO___8.A
25478 | TMP507_25478 | MISO | RCF | XF EL_EHV 500/1 kV ftlo LN EL_EHV - MOLIVE 500 kV | 433 | 433 | XF EL_EHV 500/1 kV | LN EL_EHV - MOLIVE 500 kV | 2020-02-07 01:24 | 2021-07-07 23:49 | XF: EES.EES.EL_EHV.AT1.AT1 | LN: EES.EES.EL_EHV_MOLIVE8.A
5124 | MIDFRAMINGR2 | SWPP | INT | LN MDWST - FRNKLN1 138 kV ftlo LN MINCO - GRACMONT 345 kV | 268 | 287 | LN MDWST - FRNKLN1 138 kV | LN MINCO - GRACMONT 345 kV | 2021-07-07 23:09 | 2021-07-08 13:34 | LN: WFEC.WFEC.8853.A | LN: OKGE.OKGE.LAWTON_MINCO.A
5130 | SWSANAGRAAN2 | SWPP | INT | LN SW_STA - ANADARKO 138 kV ftlo LN GRACMONT - ANADARKO 138 kV | 191 | 191 | LN SW_STA - ANADARKO 138 kV | LN GRACMONT - ANADARKO 138 kV | 2021-07-07 23:09 | 2021-07-08 13:34 | LN: WFEC.WFEC.ANADARKO.A | LN: OKGE.OKGE.WASH_ANAD_2.A
5140 | MORDADMORBR2 | SWPP | INT | LN MORGAN - DADVL_ED 161 kV ftlo LN MORGAN - BROOK_LN 345 kV | 290 | 290 | LN MORGAN - DADVL_ED 161 kV | LN MORGAN - BROOK_LN 345 kV | 2021-07-07 23:09 | 2021-07-08 13:34 | LN: EDE.EDE.MRGN-DADV_ED.A | LN: AECI.AECI.BROOKLN_MORGAN.A
25732 | TMP291_25732 | SWPP | RCF | LN RAUN - FT_CAL 345 kV ftlo LN BVRCRFBC - GRIMES 345 kV | 956 | 956 | LN RAUN - FT_CAL 345 kV | LN BVRCRFBC - GRIMES 345 kV | 2020-06-08 00:50 | 2021-07-09 00:19 | LN: MEC.MEC.FT_CARAUN34_1.1 | LN: MEC.MEC.BVRCRGRIME34_1.1
26589 | TEMP76_26589 | SWPP | INT | LN ALLEN2 - QUAKER 115 kV ftlo LN JONESSUB - TUCO 230 kV | 120 | 154 | LN ALLEN2 - QUAKER 115 kV | LN JONESSUB - TUCO 230 kV | 2021-04-10 07:57 | 2021-07-31 23:54 | LN: SPS.SPS.ALLENQUAKE11_1.1 | LN: SPS.SPS.137.1
26617 | TEMP64_26617 | SWPP | INT | LN VINETAP3 - NHAYS 115 kV ftlo LN MULGRE2 - CIRC 230 kV | 83 | 99 | LN VINETAP3 - NHAYS 115 kV | LN MULGRE2 - CIRC 230 kV | 2021-04-19 19:35 | 2021-07-31 23:54 | LN: WR.MIDW.NHAYS_VINETAP3.A | LN: SECI.SECI.10255.A
26630 | TEMP47_26630 | SWPP | INT | LN REDWLO1 - MCCOOK1 115 kV ftlo LN REDWLO1 - G_GENT1 345 kV | 120 | 132 | LN REDWLO1 - MCCOOK1 115 kV | LN REDWLO1 - G_GENT1 345 kV | 2021-04-26 15:15 | 2021-07-31 23:54 | LN: NPPD.NPPD.12194.B | LN: NPPD.NPPD.12111.A
26641 | TMP120_26641 | SWPP | INT | LN MCCOOK1 - REDWLO1 115 kV ftlo LN G_GENT1 - REDWLO1 345 kV | 120 | 132 | LN MCCOOK1 - REDWLO1 115 kV | LN G_GENT1 - REDWLO1 345 kV | 2021-04-29 01:34 | 2021-07-31 23:54 | LN: NPPD.NPPD.12194.B | LN: NPPD.NPPD.12111.A
2602 | BHAFREINDDEL | TVA | RCF | LN BHAM_STE - FREPT7 500 kV ftlo LN PWRLIN - DELL 500 kV | 2250 | 2250 | LN BHAM_STE - FREPT7 500 kV | LN PWRLIN - DELL 500 kV | 2016-09-30 23:59 | 2021-07-31 23:54 | LN: TVA.TVA.W-MEMP-FREPT78.A | LN: EES.EES.DELL_PWRLIN8.A
26647 | TMP168_26647 | SWPP | INT | LN ESTBMRK - BISMARK2 115 kV ftlo LN CENTER2 - SQBUTTEW 230 kV | 144 | 144 | LN ESTBMRK - BISMARK2 115 kV | LN CENTER2 - SQBUTTEW 230 kV | 2021-04-30 05:36 | 2021-07-31 23:54 | LN: WAUE.WAUE.ESTBMBISMA11_1.1 | LN: OTP.OTP.SQBUTCENTE23_1.1
26637 | TMP372_26637 | SWPP | INT | LN ALINE2 - ALVA1 69 kV ftlo LN CLEOCTP - MENOTAP4 138 kV | 48 | 48 | LN ALINE2 - ALVA1 69 kV | LN CLEOCTP - MENOTAP4 138 kV | 2021-04-27 19:59 | 2021-07-31 23:54 | LN: OKGE.OKGE.8697.B | LN: OKGE.OKGE.CLEOCTP_MENOTP.A; LN: OKGE.OKGE.CLEOCTP_CLEOPL.A; LN: OKGE.OKGE.CLEOC_CLEOCTP.A; LN: OKGE.OKGE.8686.B
26629 | TMP445_26629 | SWPP | INT | LN EASTX_SW - HARRISON 138 kV ftlo LN EASTX_SW - WHITNEY 138 kV | 265 | 286 | LN EASTX_SW - HARRISON 138 kV | LN EASTX_SW - WHITNEY 138 kV | 2021-04-26 09:07 | 2021-07-31 23:54 | LN: CSWS.CSWS.HARRIS_NTEXEAS.A | LN: CSWS.CSWS.946.A
26657 | TMP345_26657 | SWPP | INT | LN WATERTN - SUMMITW 115 kV ftlo LN CROCKERW - GROTON 345 kV | 110 | 110 | LN WATERTN - SUMMITW 115 kV | LN CROCKERW - GROTON 345 kV | 2021-05-04 04:05 | 2021-07-31 23:54 | LN: WAUE.WAUE.WATERSUMMI11_1.1 | LN: WAUE.WAUE.CROCKER_GROTON.A
26673 | TMP215_26673 | SWPP | INT | XF BLACKHAW 115/69 kV ftlo LN HUTCH - WO_OPER 115 kV | 84 | 84 | XF BLACKHAW 115/69 kV | LN HUTCH - WO_OPER 115 kV | 2021-05-12 10:11 | 2021-07-31 23:54 | XF: SPS.SPS.BLACKHAW.XF1.BLKHAW_XF | LN: SPS.SPS.HUTCHBLACK11_1.1; LN: SPS.SPS.BLACK_OPER.1
26602 | TMP425_26602 | SWPP | INT | LN TWINCHUR - EMERSON 115 kV ftlo LN WAKE_FLD - HOSKINS 230 kV | 120 | 132 | LN TWINCHUR - EMERSON 115 kV | LN WAKE_FLD - HOSKINS 230 kV | 2021-04-13 11:31 | 2021-07-31 23:54 | LN: NPPD.NPPD.NP_1098.A | LN: NPPD.NPPD.HOSKINS_WAKE_F.A
26591 | TMP377_26591 | SWPP | INT | LN HARRSUB - POTTER_S 230 kV ftlo LN AMARIL_S - SWISHER 230 kV | 478 | 547 | LN HARRSUB - POTTER_S 230 kV | LN AMARIL_S - SWISHER 230 kV | 2021-04-10 20:26 | 2021-07-31 23:54 | LN: SPS.SPS.HARRSPOTTE23_1.1 | LN: SPS.SPS.27.B
26575 | TMP151_26575 | SWPP | INT | LN BRKN_BOW - CRAIGJ 138 kV ftlo LN HUGOPP4 - VALLIANT 345 kV | 191 | 191 | LN BRKN_BOW - CRAIGJ 138 kV | LN HUGOPP4 - VALLIANT 345 kV | 2021-04-06 08:41 | 2021-07-31 23:54 | LN: SPA.SPA.BROKEN_BOW.A | LN: WFEC.WFEC.HUGO_VALLIANT.A
26734 | TMP158_26734 | SWPP | INT | LN TWINCHUR - EMERSON 115 kV ftlo LN TWINCHUR - SIOUXCY 230 kV | 120 | 132 | LN TWINCHUR - EMERSON 115 kV | LN TWINCHUR - SIOUXCY 230 kV | 2021-06-04 19:29 | 2021-07-31 23:54 | LN: NPPD.NPPD.NP_1098.A | LN: WAUE.WAUE.SIOUXTWIN_23_1.1
26802 | TMP333_26802 | SWPP | INT | LN N_PLT1 - C_CREEK 230 kV ftlo LN REDWLO1 - MINGO1 345 kV | 392 | 431 | LN N_PLT1 - C_CREEK 230 kV | LN REDWLO1 - MINGO1 345 kV | 2021-06-27 23:49 | 2021-07-31 23:54 | LN: NPPD.NPPD.N_PLT1_C_CREEK.A | LN: NPPD.NPPD.10152.A
26524 | TMP249_26524 | SWPP | INT | LN SPRIN - DRIPPING 138 kV ftlo LN SUNNYSDE - HUGOPP4 345 kV | 171 | 185 | LN SPRIN - DRIPPING 138 kV | LN SUNNYSDE - HUGOPP4 345 kV | 2021-03-17 00:45 | 2021-07-31 23:54 | LN: OKGE.OKGE.SPRINGD_DRIP.A | LN: OKGE.OKGE.SUNNY_HUGO.A
25442 | TMP318_25442 | SWPP | INT | LN GROTON - BRISTOL3 115 kV ftlo LN CROCKERW - WATERTN 345 kV | 120 | 120 | LN GROTON - BRISTOL3 115 kV | LN CROCKERW - WATERTN 345 kV | 2020-01-18 17:22 | 2021-07-31 23:54 | LN: WAUE.WAUE.GROTOBRIST11_1.1 | LN: WAUE.WAUE.CROCKER_WATERT.A
26848 | TMP358_26848 | SWPP | INT | LN BISM - FAIRGNDS 115 kV ftlo LN BALDCRK - SWLA 115 kV | 118 | 118 | LN BISM - FAIRGNDS 115 kV | LN BALDCRK - SWLA 115 kV | 2021-07-22 00:16 | 2021-07-31 23:54 | LN: WR.WR.FAIRGN_BISM.1 | LN: WR.WR.BALDCR_SWLA_1.A; LN: WR.WR.BALDCR_LAWH_1.A
26740 | TMP540_26740 | SWPP | INT | LN GARRISN - PICKCTY 115 kV ftlo XF COYOTE 345/24 kV | 119 | 119 | LN GARRISN - PICKCTY 115 kV | XF COYOTE 345/24 kV | 2021-06-05 14:54 | 2021-07-31 23:54 | LN: WAUE.WAUE.GARRIPICKC11_1.1 | XF: OTP.OTP.COYOTE.TRG2.TRG2
26743 | TMP500_26743 | SWPP | INT | LN STL4391 - JOP1451 161 kV ftlo LN STL4391 - JOP3891 161 kV | 290 | 290 | LN STL4391 - JOP1451 161 kV | LN STL4391 - JOP3891 161 kV | 2021-06-06 00:14 | 2021-07-31 23:54 | LN: EDE.EDE.11345.A | LN: EDE.EDE.11375B.A
26612 | TMP508_26612 | SWPP | INT | LN SP-ERSK3 - CARLISLE 115 kV ftlo LN TUCO - CARLISLE 230 kV | 94 | 103 | LN SP-ERSK3 - CARLISLE 115 kV | LN TUCO - CARLISLE 230 kV | 2021-04-16 01:59 | 2021-07-31 23:54 | LN: SPS.SPS.INDIACARLI11_1.B | LN: SPS.SPS.135.1
26701 | TMP462_26701 | SWPP | INT | LN BROOK_LN - JUNCTN5 161 kV ftlo LN BROOK_LN - SPRGFLD 161 kV | 336 | 355 | LN BROOK_LN - JUNCTN5 161 kV | LN BROOK_LN - SPRGFLD 161 kV | 2021-05-26 14:13 | 2021-07-31 23:54 | LN: SPRM.SPRM.BROOK-NICHOL.A | LN: SPA.SPA.SPFLD-BROOKL.A
26669 | TMP495_26669 | SWPP | INT | XF DIANA 345/138 kV ftlo XF DIANA 345/138 kV | 430 | 473 | XF DIANA 345/138 kV | XF DIANA 345/138 kV | 2021-05-08 16:47 | 2021-07-31 23:54 | XF: CSWS.CSWS.DIANA.891.NORTH_345_ | XF: CSWS.CSWS.DIANA.890.SOUTH_345_
26627 | TMP450_26627 | SWPP | INT | LN LELANDO - ANTELOP 345 kV ftlo LN LELANDO - ANTELOP 345 kV | 657 | 657 | LN LELANDO - ANTELOP 345 kV | LN LELANDO - ANTELOP 345 kV | 2021-04-26 05:04 | 2021-07-31 23:54 | LN: WAUE.WAUE.LELANANTEL34_2.1 | LN: WAUE.WAUE.LELANANTEL34_1.1
26636 | TMP476_26636 | SWPP | INT | LN SILOAM - SILSPRNG 161 kV ftlo LN FLINTCRK - SHIPE_RD 345 kV | 446 | 446 | LN SILOAM - SILSPRNG 161 kV | LN FLINTCRK - SHIPE_RD 345 kV | 2021-04-27 19:59 | 2021-07-31 23:54 | LN: GRDA.GRDA.WSILOM_GRDA_1A.A | LN: CSWS.CSWS.SHIPE_FLINTCRK.A
26633 | TMP521_26633 | SWPP | INT | LN EHALLTP3 - ROLLHLS3 115 kV ftlo LN NEW_RICE - LYON 115 kV | 87 | 87 | LN EHALLTP3 - ROLLHLS3 115 kV | LN NEW_RICE - LYON 115 kV | 2021-04-27 08:38 | 2021-07-31 23:54 | LN: SECI.SECI.ROLL_EHALLTP3.A | LN: WR.MIDW.LYON_NEWRICE.A
26181 | TMP455_26181 | SWPP | INT | LN KNOLL1 - REDLIN 115 kV ftlo LN POSTROCK - AXTELL1 345 kV | 83 | 99 | LN KNOLL1 - REDLIN 115 kV | LN POSTROCK - AXTELL1 345 kV | 2020-11-17 20:14 | 2021-07-31 23:54 | LN: WR.MIDW.9995.A | LN: WR.MIDW.POSTRCK_AXTEL.A
26739 | TMP543_26739 | SWPP | INT | LN WHEELER - SWEETWT6 230 kV ftlo LN BADGER7 - WDWRDEHV 345 kV | 353 | 353 | LN WHEELER - SWEETWT6 230 kV | LN BADGER7 - WDWRDEHV 345 kV | 2021-06-05 10:54 | 2021-07-31 23:54 | LN: SPS.SPS.SWEET_WHEEL.A | LN: OKGE.OKGE.WOODWRD_BADGR1.A
26727 | TMP582_26727 | SWPP | INT | LN KEYSTON2 - FISHERTP 138 kV ftlo LN TULSA_NO - CLEVLND7 345 kV | 152 | 152 | LN KEYSTON2 - FISHERTP 138 kV | LN TULSA_NO - CLEVLND7 345 kV | 2021-06-02 15:44 | 2021-07-31 23:54 | LN: AECI.AECI.FISHERT_KEYSTO.A | LN: GRDA.GRDA.CLEVELAND.A
26504 | TMP546_26504 | SWPP | INT | XF MARM 161/69 kV ftlo LN MARM - NSES 161 kV | 100 | 110 | XF MARM 161/69 kV | LN MARM - NSES 161 kV | 2021-03-08 07:46 | 2021-07-31 23:54 | XF: WR.WR.MARM.1033.MARM_1 | LN: WR.WR.29.1
26449 | TMP595_26449 | SWPP | INT | LN LAR3821 - CARTHAGE 161 kV ftlo LN LAR3821 - MONETT 161 kV | 223 | 223 | LN LAR3821 - CARTHAGE 161 kV | LN LAR3821 - MONETT 161 kV | 2021-02-19 03:55 | 2021-07-31 23:54 | LN: SPA.SPA.7367.A | LN: EDE.EDE.11367.A
26631 | TMP431_26631 | SWPP | RCF | LN ESTBMRK - BISMARK2 115 kV ftlo UN MCTY_TIE - MCTY_TIE 230 kV | 144 | 144 | LN ESTBMRK - BISMARK2 115 kV | UN MCTY_TIE - MCTY_TIE 230 kV | 2021-06-22 14:08 | 2021-08-02 13:44 | LN: WAUE.WAUE.ESTBMBISMA11_1.1 | UN: MCWEST.MCWE.MCTY_TIE.230.MILES; LN: WAUE.WAUE.HEBRON4_MANDAN.A; LD:
26667 | TMP260_26667 | SWPP | RCF | LN IATAN - STRA 345 kV ftlo LN IATAN - STRA 345 kV | 1195 | 1195 | LN IATAN - STRA 345 kV | LN IATAN - STRA 345 kV | 2021-05-06 18:05 | 2021-08-02 13:44 | LN: KCPL.KCPL.IATAN__STR_CR1.1 | LN: KCPL.KCPL.IATAN__STR_CR2.A
26263 | TEMP56_26263 | SWPP | RCF | LN ST_JOE - NASHUA 345 kV ftlo LN KETCHEM - SIBLEY 345 kV | 1195 | 1195 | LN ST_JOE - NASHUA 345 kV | LN KETCHEM - SIBLEY 345 kV | 2020-12-22 00:58 | 2021-08-02 13:44 | LN: KCPL.KCPL.NASHUA_ST_JOE.A | LN: MPS.MPS.SIBLEY_KETCH.A
24708 | TMP139_24708 | SWPP | RCF | LN LAURELSS - JASPER2 161 kV ftlo LN STORY_CO - FERNALD 161 kV | 446 | 446 | LN LAURELSS - JASPER2 161 kV | LN STORY_CO - FERNALD 161 kV | 2019-04-08 16:40 | 2021-08-04 00:49 | LN: ALTW.ALTW.LAUREJASPE16_1.1 | LN: ALTW.ALTW.STORYFERNA16_1.1
24741 | TEMP53_24741 | MISO | RCF | LN WALLLAKE - FRANKLN 161 kV ftlo LN BVRCRFBC - GRIMES 345 kV | 201 | 245 | LN WALLLAKE - FRANKLN 161 kV | LN BVRCRFBC - GRIMES 345 kV | 2019-04-17 17:05 | 2021-08-04 00:49 | LN: MEC.MEC.FRANKWALLL16_1.1 | LN: MEC.MEC.BVRCRGRIME34_1.1
24751 | TEMP13_24751 | MISO | RCF | LN BIGSTON - BROWNSV 230 kV ftlo XF BIGSTON 230/1 kV | 368 | 405 | LN BIGSTON - BROWNSV 230 kV | XF BIGSTON 230/1 kV | 2019-04-22 06:45 | 2021-08-04 00:49 | LN: OTP.OTP.BIGSTBROWN23_1.1 | XF: OTP.OTP.BIGSTON.TR1.TR11
23483 | TMP273_23483 | MISO | RCF | LN PONDER - LMR 138 kV ftlo LN PONDER - CNB 138 kV | 273 | 273 | LN PONDER - LMR 138 kV | LN PONDER - CNB 138 kV | 2018-01-23 22:11 | 2021-08-04 00:49 | LN: EES.EES.LONGMR_PONDER4.1 | LN: EES.EES.CONROE_PONDER4.1
25417 | TMP428_25417 | MISO | RCF |  | 319 | 398 | LN ELLENDL2 - ELLENDL 230 kV |  | 2020-01-03 16:49 | 2021-08-04 00:49 | LN: MDU.MDU.ELLENELLN223_1.1
25699 | TMP482_25699 | MISO | RCF | LN WEBSTER2 - FT_DODG 161 kV ftlo LN POMEROY - HAYESAVE 161 kV | 210 | 210 | LN WEBSTER2 - FT_DODG 161 kV | LN POMEROY - HAYESAVE 161 kV | 2020-06-01 19:24 | 2021-08-04 00:49 | LN: MEC.MEC.WEBSTFT_DO16_1.1 | LN: MEC.MEC.HAYESPOMER16_1.1
24871 | TMP368_24871 | MISO | RCF | LN LAKEFLD - DICY 161 kV ftlo LN LEDYARD - KOSSUTHC 345 kV | 219 | 219 | LN LAKEFLD - DICY 161 kV | LN LEDYARD - KOSSUTHC 345 kV | 2019-06-06 23:54 | 2021-08-04 00:49 | LN: ALTW.ALTW.DICYLAKEF16_1.1 | LN: ALTW.ALTW.LEDYAKOSSU34_1.1
25232 | TMP346_25232 | MISO | RCF |  | 265 | 278 | LN PARADI1 - NHARDINS 161 kV |  | 2019-10-26 12:51 | 2021-08-31 23:54 | LN: BREC.BREC.NHARD5PARA16_1.1
25264 | TMP355_25264 | MISO | RCF | LN WIN115 - WPRISN 115 kV ftlo LN LAYFLD_C - CAROLL 230 kV | 80 | 80 | LN WIN115 - WPRISN 115 kV | LN LAYFLD_C - CAROLL 230 kV | 2019-10-31 10:03 | 2021-08-31 23:54 | LN: EES.EES.WPRISN_WIN1153.A | LN: CLEC.CLEC.LYFLD_CAROL.A
25485 | TMP285_25485 | MISO | RCF | LN ELLENDL2 - ELLENDL 230 kV ftlo LN TWINBRKS - BSSOUTH 345 kV | 319 | 398 | LN ELLENDL2 - ELLENDL 230 kV | LN TWINBRKS - BSSOUTH 345 kV | 2020-02-13 23:47 | 2021-08-31 23:54 | LN: MDU.MDU.ELLENELLN223_1.1 | LN: OTP.OTP.BSSO_TWIN_1345.A
26498 | TMP463_26498 | MISO | RCF | LN MAXBURG - WNTRSTAT 161 kV ftlo LN MARYVIL - NODAWAY 161 kV | 199 | 199 | LN MAXBURG - WNTRSTAT 161 kV | LN MARYVIL - NODAWAY 161 kV | 2021-03-05 23:14 | 2021-08-31 23:54 | LN: MEC.MEC.MAXBUWNTRS16_1.1 | LN: AECI.AECI.NODAWY-MARYVL.A
24035 | TMP395_24035 | MISO | RCF | LN CSYW - SULLIVAN 345 kV ftlo LN BUNSONVL - EUGENE 345 kV | 1466 | 1466 | LN CSYW - SULLIVAN 345 kV | LN BUNSONVL - EUGENE 345 kV | 2018-07-21 00:21 | 2021-08-31 23:54 | LN: AEP.AEP.SULL-CSYW-1.1 | LN: AMIL.AMIL.BNSV_EGNE_4501.A
26517 | TEMP27_26517 | SWPP | INT | LN HARBINE - BEATRICE 115 kV ftlo LN SUB1398 - SUB975 161 kV | 99 | 109 | LN HARBINE - BEATRICE 115 kV | LN SUB1398 - SUB975 161 kV | 2021-03-16 00:52 | 2021-09-10 10:14 | LN: NPPD.NPPD.1175A.A | LN: OPPD.OPPD.S975_S1398.A; LN: OPPD.OPPD.S1399_S1398.A
26634 | TEMP87_26634 | SWPP | INT | LN RB_SPRLK - MOORE_CO 115 kV ftlo XF MOORE_CO 230/115 kV | 80 | 80 | LN RB_SPRLK - MOORE_CO 115 kV | XF MOORE_CO 230/115 kV | 2021-04-27 13:25 | 2021-09-10 10:14 | LN: SPS.SPS.LNW24_B.B | XF: SPS.SPS.MOORE_CO.718.MC_115XFM
26702 | TMP232_26702 | SWPP | INT | LN KNOLL1 - WR_SMKHL 230 kV ftlo LN CLARKCO - THISTLE7 345 kV | 330 | 330 | LN KNOLL1 - WR_SMKHL 230 kV | LN CLARKCO - THISTLE7 345 kV | 2021-05-26 17:09 | 2021-09-10 10:19 | LN: WR.MIDW.9990.A | LN: SECI.SECI.CLARK_THISTLE2.A
26707 | TMP225_26707 | SWPP | INT | LN HEBRON_N - FAIRBURY 115 kV ftlo LN MCCOOL - MOORE 345 kV | 99 | 109 | LN HEBRON_N - FAIRBURY 115 kV | LN MCCOOL - MOORE 345 kV | 2021-05-27 10:19 | 2021-09-10 10:19 | LN: NPPD.NPPD.NP_1174-B.A | LN: NPPD.NPPD.NP_3502-A.A
26862 | TMP141_26862 | SWPP | INT | LN STL4391 - JOP1451 161 kV ftlo LN TIP2921 - MONETT 161 kV | 290 | 290 | LN STL4391 - JOP1451 161 kV | LN TIP2921 - MONETT 161 kV | 2021-07-30 19:19 | 2021-09-10 10:19 | LN: EDE.EDE.11345.A | LN: EDE.EDE.11351.A
26397 | TMP331_26397 | SWPP | INT | LN SHEFFLD - SAND_SPG 138 kV ftlo LN WEKIWA - SAPULPA 345 kV | 188 | 202 | LN SHEFFLD - SAND_SPG 138 kV | LN WEKIWA - SAPULPA 345 kV | 2021-02-14 11:41 | 2021-09-10 10:24 | LN: CSWS.CSWS.2058.A | LN: CSWS.CSWS.90-927.A
26703 | TMP496_26703 | SWPP | INT | LN HARBINE - BEATRICE 115 kV ftlo LN MCCOOL - MOORE 345 kV | 99 | 109 | LN HARBINE - BEATRICE 115 kV | LN MCCOOL - MOORE 345 kV | 2021-05-26 18:39 | 2021-09-10 10:24 | LN: NPPD.NPPD.1175A.A | LN: NPPD.NPPD.NP_3502-A.A
26554 | TMP145_26554 | SWPP | INT | XF POTTER_S 345/230 kV ftlo LN CLARKCO - THISTLE7 345 kV | 559 | 559 | XF POTTER_S 345/230 kV | LN CLARKCO - THISTLE7 345 kV | 2021-03-28 00:50 | 2021-09-16 10:49 | XF: SPS.SPS.POTTER_S.XF1.XF345 | LN: SECI.SECI.CLARK_THISTLE2.A
26721 | TEMP93_26721 | SWPP | INT | LN FTGIB1 - MUSKTAP 161 kV ftlo LN RIVRSIDE - PECAN1 345 kV | 166 | 166 | LN FTGIB1 - MUSKTAP 161 kV | LN RIVRSIDE - PECAN1 345 kV | 2021-05-28 14:18 | 2021-09-16 10:49 | LN: SPA.SPA.7414.A | LN: OKGE.OKGE.RSPS_MUSK.A
26656 | TMP157_26656 | SWPP | INT | LN BUSHLAND - OUTPOST 115 kV ftlo LN BUSHLAND - DEAFSMIT 230 kV | 159 | 159 | LN BUSHLAND - OUTPOST 115 kV | LN BUSHLAND - DEAFSMIT 230 kV | 2021-05-03 06:42 | 2021-09-16 10:49 | LN: SPS.SPS.OUTPOST_BUSHL.1 | LN: SPS.SPS.BUSHL_DEAFSM.1
26549 | TEMP79_26549 | SWPP | INT | LN LACYGNE - N345 345 kV ftlo LN WAVERLY7 - WOLF 345 kV | 1015 | 1015 | LN LACYGNE - N345 345 kV | LN WAVERLY7 - WOLF 345 kV | 2021-03-27 00:23 | 2021-09-16 10:49 | LN: KCPL.KCPL.LACYGN_NEOSHO1.1 | LN: WR.WR.WOLF_WAVERLY.A
26521 | TMP180_26521 | SWPP | INT | LN CONCOR3 - CLIFTO1 115 kV ftlo LN POSTROCK - AXTELL1 345 kV | 129 | 135 | LN CONCOR3 - CLIFTO1 115 kV | LN POSTROCK - AXTELL1 345 kV | 2021-03-16 05:43 | 2021-09-16 10:49 | LN: SECI.SECI.10890.A | LN: WR.MIDW.POSTRCK_AXTEL.A
26733 | TMP286_26733 | SWPP | INT | LN LAWH - MOCK 115 kV ftlo LN FAIRGNDS - BISM 115 kV | 86 | 92 | LN LAWH - MOCK 115 kV | LN FAIRGNDS - BISM 115 kV | 2021-06-04 15:38 | 2021-09-16 10:49 | LN: WR.WR.4213.1 | LN: WR.WR.FAIRGN_BISM.1; LN: WR.WR.4210.1; LN: WR.WR.4199.1; LN: WR.WR.4198.1
26693 | TMP261_26693 | SWPP | INT | LN NRTHEAST - GRAND_AV 161 kV ftlo XF NRTHEAST 13.8/1 kV | 259 | 259 | LN NRTHEAST - GRAND_AV 161 kV | XF NRTHEAST 13.8/1 kV | 2021-05-24 01:27 | 2021-09-16 10:49 | LN: KCPL.KCPL.GRAND__NRTHEA1.A | XF: KCPL.KCPL.NRTHEAST.XF78.XF78T; XF: KCPL.KCPL.NRTHEAST.XF78.XF78L; XF: KCPL.KCPL.NRTHEAST.XF78.XF78H; LN: KCPL.KCPL.CHARLOT5_NRTHE.A
26835 | TMP340_26835 | SWPP | INT | LN MSTNG1 - SW51 138 kV ftlo LN LAKSD - DVISN 138 kV | 287 | 287 | LN MSTNG1 - SW51 138 kV | LN LAKSD - DVISN 138 kV | 2021-07-16 01:47 | 2021-09-16 10:49 | LN: OKGE.OKGE.8775.A | LN: OKGE.OKGE.8764.A; LN: OKGE.OKGE.8757.A
26775 | TMP323_26775 | SWPP | INT | LN DVISN - MSTNG1 138 kV ftlo LN CIMARRON - DRAPR1 345 kV | 268 | 308 | LN DVISN - MSTNG1 138 kV | LN CIMARRON - DRAPR1 345 kV | 2021-06-16 00:19 | 2021-09-16 10:49 | LN: OKGE.OKGE.8758.A | LN: OKGE.OKGE.8803.A
26779 | TMP161_26779 | SWPP | INT | LN MDWST - FRNKLN1 138 kV ftlo LN BOYD - CDRLN 138 kV | 268 | 287 | LN MDWST - FRNKLN1 138 kV | LN BOYD - CDRLN 138 kV | 2021-06-16 22:40 | 2021-09-16 10:49 | LN: WFEC.WFEC.8853.A | LN: OKGE.OKGE.8858.A
26041 | TMP294_26041 | SWPP | INT | LN CAPJ - 87TH_ST 115 kV ftlo LN SWIS - W_GARDNR 345 kV | 118 | 118 | LN CAPJ - 87TH_ST 115 kV | LN SWIS - W_GARDNR 345 kV | 2020-10-11 00:42 | 2021-09-16 10:49 | LN: WR.WR.87TH_CAPTN.A | LN: KCPL.KCPL.SWIS_WGARD.A
26858 | TMP300_26858 | SWPP | INT | LN PLXSUB - NEWHART 230 kV ftlo LN PLXSUB - DEAFSMIT 230 kV | 321 | 321 | LN PLXSUB - NEWHART 230 kV | LN PLXSUB - DEAFSMIT 230 kV | 2021-07-28 13:33 | 2021-09-16 10:49 | LN: SPS.SPS.108.1 | LN: SPS.SPS.7.1
26878 | TMP345_26878 | SWPP | INT | LN TUCO - FLOYD_C2 115 kV ftlo LN LUBBOCKE - CROSBY2 115 kV | 120 | 120 | LN TUCO - FLOYD_C2 115 kV | LN LUBBOCKE - CROSBY2 115 kV | 2021-08-13 12:34 | 2021-09-16 10:49 | LN: SPS.SPS.139.1 | LN: SPS.SPS.CROSBY_LUBBOCK.A
26943 | TMP232_26943 | SWPP | INT | LN GAVINS - YKNTJCT 115 kV ftlo LN SPIRITM - MANNING2 115 kV | 120 | 121 | LN GAVINS - YKNTJCT 115 kV | LN SPIRITM - MANNING2 115 kV | 2021-09-12 00:29 | 2021-09-16 10:49 | LN: WAUE.WAUE.GAVINYKNTJ11_1.1 | LN: WAUE.WAUE.MANNISPIRI11_1.1
26929 | TMP368_26929 | SWPP | INT | XF NOWST1 345/1 kV ftlo XF NOWST1 13.8/1 kV | 478 | 478 | XF NOWST1 345/1 kV | XF NOWST1 13.8/1 kV | 2021-09-07 18:37 | 2021-09-16 10:49 | XF: OKGE.OKGE.NOWST1.8787.A | XF: OKGE.OKGE.NOWST1.8788.B_T; XF: OKGE.OKGE.NOWST1.8788.B_S; XF: OKGE.OKGE.NOWST1.8788.B
26872 | TMP425_26872 | SWPP | INT | LN LUBBOCKS - ALLEN2 115 kV ftlo LN LUBBOCKS - WOLFFORT 230 kV | 160 | 176 | LN LUBBOCKS - ALLEN2 115 kV | LN LUBBOCKS - WOLFFORT 230 kV | 2021-08-08 18:44 | 2021-09-16 10:49 | LN: SPS.SPS.173.1 | LN: SPS.SPS.160.1
26768 | TMP415_26768 | SWPP | INT | LN CLIFTO1 - CONCOR3 115 kV ftlo LN COOPER - ST_JOE 345 kV | 106 | 113 | LN CLIFTO1 - CONCOR3 115 kV | LN COOPER - ST_JOE 345 kV | 2021-06-12 16:09 | 2021-09-16 10:49 | LN: SECI.SECI.10890.A | LN: NPPD.NPPD.11310.A
26826 | TMP481_26826 | SWPP | INT | LN WHEGL - OSAGE_OG 138 kV ftlo LN WHEGL - CONEM 138 kV | 191 | 191 | LN WHEGL - OSAGE_OG 138 kV | LN WHEGL - CONEM 138 kV | 2021-07-10 02:33 | 2021-09-16 10:49 | LN: OKGE.OKGE.8654.A | LN: OKGE.OKGE.8662.A
26696 | TMP491_26696 | SWPP | INT | LN LENEXA - GRNWOOD 161 kV ftlo LN CRAIG - PFLUMM5 161 kV | 334 | 334 | LN LENEXA - GRNWOOD 161 kV | LN CRAIG - PFLUMM5 161 kV | 2021-05-24 15:04 | 2021-09-16 10:49 | LN: KCPL.KCPL.GRNWOO_LENEXA1.1 | LN: KCPL.KCPL.CRAIG__OVRLD_1.1
26748 | TMP468_26748 | SWPP | INT | LN BUSHLAND - OUTPOST 115 kV ftlo LN BUSHLAND - POTTER_S 230 kV | 159 | 159 | LN BUSHLAND - OUTPOST 115 kV | LN BUSHLAND - POTTER_S 230 kV | 2021-06-08 09:00 | 2021-09-16 10:49 | LN: SPS.SPS.OUTPOST_BUSHL.1 | LN: SPS.SPS.POTTER_BUSH.1
26587 | TMP350_26587 | SWPP | INT | LN TUPELO2 - SBROWN 138 kV ftlo LN CND_RIVR - PITTSB9 345 kV | 95 | 95 | LN TUPELO2 - SBROWN 138 kV | LN CND_RIVR - PITTSB9 345 kV | 2021-04-09 16:04 | 2021-09-16 10:49 | LN: WFEC.WFEC.7444.A | LN: OKGE.OKGE.PITTSB_CANDR.A
26704 | TMP472_26704 | SWPP | INT | LN CIMARRON - HAYMAKR4 138 kV ftlo LN CIMARRON - DRAPR1 345 kV | 268 | 308 | LN CIMARRON - HAYMAKR4 138 kV | LN CIMARRON - DRAPR1 345 kV | 2021-05-26 23:39 | 2021-09-16 10:49 | LN: OKGE.OKGE.8765.B | LN: OKGE.OKGE.8803.A
26668 | TMP347_26668 | SWPP | INT | LN TUCO - JONESSUB 230 kV ftlo LN TUCO - CARLISLE 230 kV | 319 | 319 | LN TUCO - JONESSUB 230 kV | LN TUCO - CARLISLE 230 kV | 2021-05-07 15:02 | 2021-09-16 10:49 | LN: SPS.SPS.137.1 | LN: SPS.SPS.135.1
26665 | TMP393_26665 | SWPP | INT | LN S_GEORGI - WEST_ST 115 kV ftlo LN AMARIL_S - OWEN_COR 115 kV | 159 | 175 | LN S_GEORGI - WEST_ST 115 kV | LN AMARIL_S - OWEN_COR 115 kV | 2021-05-06 13:22 | 2021-09-16 10:49 | LN: SPS.SPS.S_GEORGI_WEST.A | LN: SPS.SPS.11.B
26341 | TMP361_26341 | SWPP | INT | LN MSTNG1 - SW51 138 kV ftlo LN HOBBYLO4 - CHEMTRN4 138 kV | 287 | 287 | LN MSTNG1 - SW51 138 kV | LN HOBBYLO4 - CHEMTRN4 138 kV | 2021-01-28 07:05 | 2021-09-16 10:49 | LN: OKGE.OKGE.8775.A | LN: OKGE.OKGE.HOBBYLO4_CMTRN.A; LN: OKGE.OKGE.8794.A
25423 | TMP433_25423 | SWPP | INT | LN RB_SPRLK - MOORE_CO 115 kV ftlo LN HITCH - MOORE_CO 230 kV | 80 | 80 | LN RB_SPRLK - MOORE_CO 115 kV | LN HITCH - MOORE_CO 230 kV | 2020-01-06 19:19 | 2021-09-16 10:49 | LN: SPS.SPS.LNW24_B.B | LN: SPS.SPS.LNK75.A
25480 | TMP511_25480 | SWPP | INT | LN TECH - STULT 115 kV ftlo LN SWIS - LAWH 230 kV | 86 | 92 | LN TECH - STULT 115 kV | LN SWIS - LAWH 230 kV | 2020-02-09 09:41 | 2021-09-16 10:49 | LN: WR.WR.4194.1 | LN: WR.WR.39.1
26595 | TMP571_26595 | SWPP | INT | LN SHAYS - MULGRE2 230 kV ftlo LN MINGO1 - SETAB1 345 kV | 297 | 297 | LN SHAYS - MULGRE2 230 kV | LN MINGO1 - SETAB1 345 kV | 2021-04-13 00:09 | 2021-09-16 10:49 | LN: WR.MIDW.MULGRE2_SHAYS.A | LN: SECI.SECI.10151.A
25427 | TMP439_25427 | SWPP | INT | LN PENN1 - SNTFE 138 kV ftlo LN CIMARRON - DRAPR1 345 kV | 191 | 191 | LN PENN1 - SNTFE 138 kV | LN CIMARRON - DRAPR1 345 kV | 2020-01-08 06:56 | 2021-09-16 11:04 | LN: OKGE.OKGE.8821.A | LN: OKGE.OKGE.8803.A
24574 | TEMP25_24574 | SWPP | INT | LN NICHSUB - AMARIL_S 230 kV ftlo LN HARRSUB - RANDALL1 230 kV | 346 | 346 | LN NICHSUB - AMARIL_S 230 kV | LN HARRSUB - RANDALL1 230 kV | 2019-02-23 19:30 | 2021-09-30 23:54 | LN: SPS.SPS.27.A | LN: SPS.SPS.HARRSRANDA23_1.1
21335 | TEMP20_21335 | AECI | CFG | LN MORGAN - BROOK_LN 161 kV ftlo LN MORGAN - BROOK_LN 345 kV | 130 | 130 | LN MORGAN - BROOK_LN 161 kV | LN MORGAN - BROOK_LN 345 kV | 2015-11-04 12:30 | 2021-09-30 23:54 | LN: AECI.AECI.MRGN-BROOKLN.A | LN: AECI.AECI.BROOKLN_MORGAN.A
24630 | TEMP80_24630 | SWPP | INT | XF SONR1 345/138 kV ftlo LN SONR1 - CLEVLND7 345 kV | 448 | 448 | XF SONR1 345/138 kV | LN SONR1 - CLEVLND7 345 kV | 2019-03-13 12:39 | 2021-09-30 23:54 | XF: OKGE.OKGE.SONR1.8702.AA | LN: GRDA.GRDA.SONR_CLEVLND.A
25313 | TEMP91_25313 | SWPP | INT | LN NEBRCTY - SUB3740 345 kV ftlo LN NEBRCTY - 103_ROKE 345 kV | 1073 | 1073 | LN NEBRCTY - SUB3740 345 kV | LN NEBRCTY - 103_ROKE 345 kV | 2019-11-15 03:54 | 2021-09-30 23:54 | LN: OPPD.OPPD.NEBRCSUB3734_1.1 | LN: LES.LES.103_RNEBRC34_1.1
26756 | TEMP58_26756 | SWPP | INT | XF HASTING_ 115/230 kV ftlo LN SWEETW4 - GRISLD1 345 kV | 187 | 234 | XF HASTING_ 115/230 kV | LN SWEETW4 - GRISLD1 345 kV | 2021-06-08 22:24 | 2021-09-30 23:54 | XF: NPPD.NPPD.HASTING_.3.3 | LN: NPPD.NPPD.GRISLD1_SWEETW.A
26722 | TEMP63_26722 | SWPP | INT | LN SKST - NMAD_SPA 161 kV ftlo XF NEW_MAD 345/161 kV | 273 | 273 | LN SKST - NMAD_SPA 161 kV | XF NEW_MAD 345/161 kV | 2021-05-28 14:29 | 2021-09-30 23:54 | LN: SPA.SPA.7287.A | XF: AECI.AECI.NEW_MAD.3443.T2; XF: AECI.AECI.NEW_MAD.3442.T1
26747 | TMP104_26747 | SWPP | INT | LN GENEVA - FRIEND 115 kV ftlo LN MCCOOL - MOORE 345 kV | 120 | 132 | LN GENEVA - FRIEND 115 kV | LN MCCOOL - MOORE 345 kV | 2021-06-08 00:40 | 2021-09-30 23:54 | LN: NPPD.NPPD.1259A.A | LN: NPPD.NPPD.NP_3502-A.A
26792 | TMP112_26792 | SWPP | INT | LN SHELDON - SWBENNET 115 kV ftlo LN 103_ROKE - WAGENER 345 kV | 240 | 240 | LN SHELDON - SWBENNET 115 kV | LN 103_ROKE - WAGENER 345 kV | 2021-06-23 12:04 | 2021-09-30 23:54 | LN: LES.LES.BENNET_SHELDON.1 | LN: LES.LES.103_RWAGEN34_1.1
26645 | TMP128_26645 | SWPP | INT | LN IPCJEFF4 - LIEBERM 138 kV ftlo LN WILKES - LONGWOO 345 kV | 139 | 165 | LN IPCJEFF4 - LIEBERM 138 kV | LN WILKES - LONGWOO 345 kV | 2021-04-30 02:25 | 2021-09-30 23:54 | LN: CSWS.CSWS.848.A | LN: CSWS.CSWS.858.A
25356 | TMP103_25356 | SWPP | INT | LN ELSIETP - PAXTON 115 kV ftlo LN KEYSTONE - G_GENT1 345 kV | 108 | 108 | LN ELSIETP - PAXTON 115 kV | LN KEYSTONE - G_GENT1 345 kV | 2019-12-07 04:55 | 2021-09-30 23:54 | LN: NPPD.NPPD.ELSIEPAXTO11_1.1 | LN: NPPD.NPPD.NP_3509.A
25206 | TMP115_25206 | SWPP | INT | LN HOLCOM1 - JONES3 115 kV ftlo LN HOLCOM1 - SETAB1 345 kV | 119.5 | 148.2 | LN HOLCOM1 - JONES3 115 kV | LN HOLCOM1 - SETAB1 345 kV | 2019-10-14 01:20 | 2021-09-30 23:54 | LN: SECI.SECI.10123.A | LN: SECI.SECI.10148.A
24649 | TMP126_24649 | SWPP | INT | LN SCOTSBLF - VICTRY_H 115 kV ftlo ZBR DRYCREEK - RAPC_TIE 230 kV | 155 | 170 | LN SCOTSBLF - VICTRY_H 115 kV | ZBR DRYCREEK - RAPC_TIE 230 kV | 2019-03-19 12:04 | 2021-09-30 23:54 | LN: NPPD.NPPD.NP_690-A.A | ZBR: WAUE.WAUE.RAPIDCTY_DCTIE.1; ZBR: SGE.SGE.STEGALL_DCTIE.1; XF: WAUE.WAUE.STEGALL.V3A1.KV3A1; XF: WAUE.WAUE.DRYCREEK.XF1.XF1P; LN: WAUE.WAUE.RAPIDCITY_TIE.A
24116 | TEMP98_24116 | SWPP | INT | LN FTRANDL - UTICAJC 230 kV ftlo LN FTRANDL - SIOUXCY 230 kV | 320 | 320 | LN FTRANDL - UTICAJC 230 kV | LN FTRANDL - SIOUXCY 230 kV | 2018-09-10 20:36 | 2021-09-30 23:54 | LN: WAUE.WAUE.FTRANUTICA23_1.1 | LN: WAUE.WAUE.FTRANSIOUX23_1.1
23780 | TMP118_23780 | SWPP | INT | LN NICHSUB - GRAPVINE 230 kV ftlo LN POTTER_S - HITCH 345 kV | 319 | 319 | LN NICHSUB - GRAPVINE 230 kV | LN POTTER_S - HITCH 345 kV | 2018-04-26 11:09 | 2021-09-30 23:54 | LN: SPS.SPS.NICHSGRAPV23_1.1 | LN: SPS.SPS.HITCH_POTTER.A
24499 | TMP131_24499 | SWPP | INT | LN SHARPER5 - ARCHIE 161 kV ftlo XF PHILL 345/161 kV | 234 | 234 | LN SHARPER5 - ARCHIE 161 kV | XF PHILL 345/161 kV | 2019-01-28 10:34 | 2021-09-30 23:54 | LN: MPS.MPS.ARCHIE_SHARP.A | XF: MPS.MPS.PHILL.XMR1.345_161
24831 | TMP386_24831 | SWPP | INT | LN SETEXAR4 - TEXARKP 69 kV ftlo XF TURK_PP 138/345 kV | 113 | 143 | LN SETEXAR4 - TEXARKP 69 kV | XF TURK_PP 138/345 kV | 2019-05-22 15:56 | 2021-09-30 23:54 | LN: CSWS.CSWS.SETEXAR4_69_2.A | XF: CSWS.CSWS.TURK_PP.1.TURKPP_345
24928 | TMP219_24928 | SWPP | INT | LN ASB3491 - PUR421 161 kV ftlo LN ASB3491 - CJ366 161 kV | 223 | 223 | LN ASB3491 - PUR421 161 kV | LN ASB3491 - CJ366 161 kV | 2019-06-29 00:38 | 2021-09-30 23:54 | LN: EDE.EDE.11360.A | LN: EDE.EDE.11359.A
25371 | TMP132_25371 | SWPP | INT | LN MCTY_MPS - SOUTHTWN 161 kV ftlo LN W_GARDNR - CRAIG 345 kV | 174 | 335 | LN MCTY_MPS - SOUTHTWN 161 kV | LN W_GARDNR - CRAIG 345 kV | 2019-12-10 18:19 | 2021-09-30 23:54 | LN: MPS.MPS.MCTY_M_SOUTHT1.A | LN: KCPL.KCPL.CRAIG__W_GARD1.1
26300 | TMP196_26300 | SWPP | INT | LN BEATRICE - HARBINE 115 kV ftlo LN BEAPWRST - SHELDON 115 kV | 99 | 109 | LN BEATRICE - HARBINE 115 kV | LN BEAPWRST - SHELDON 115 kV | 2021-01-07 07:40 | 2021-09-30 23:54 | LN: NPPD.NPPD.1175A.A | LN: NPPD.NPPD.NP_1177-B.A
26528 | TMP195_26528 | SWPP | INT | XF W_GARDNR 345/1 kV ftlo LN W_GARDNR - CRAIG 345 kV | 535 | 535 | XF W_GARDNR 345/1 kV | LN W_GARDNR - CRAIG 345 kV | 2021-03-17 16:22 | 2021-09-30 23:54 | XF: KCPL.KCPL.W_GARDNR.XF11.XF11_P | LN: KCPL.KCPL.CRAIG__W_GARD1.1
26540 | TMP400_26540 | SWPP | INT | LN HENSY - BULFTTP4 138 kV ftlo LN REDGNTN7 - MATHWSN7 345 kV | 191 | 191 | LN HENSY - BULFTTP4 138 kV | LN REDGNTN7 - MATHWSN7 345 kV | 2021-03-22 20:02 | 2021-09-30 23:54 | LN: WFEC.WFEC.BULFTTP_HENSY.A | LN: OKGE.OKGE.MATHWSN7_REDGN.A
26705 | TMP448_26705 | SWPP | INT | LN KEYSTON2 - WEKIWA 138 kV ftlo LN CLEVLND7 - TULSA_NO 345 kV | 189 | 189 | LN KEYSTON2 - WEKIWA 138 kV | LN CLEVLND7 - TULSA_NO 345 kV | 2021-05-27 03:14 | 2021-09-30 23:54 | LN: SPA.SPA.KEYSTONE_72.A | LN: GRDA.GRDA.CLEVELAND.A
26765 | TMP474_26765 | SWPP | INT | LN PAULINE - HASTING_ 115 kV ftlo LN SWEETW4 - GRISLD1 345 kV | 115 | 126 | LN PAULINE - HASTING_ 115 kV | LN SWEETW4 - GRISLD1 345 kV | 2021-06-11 11:12 | 2021-09-30 23:54 | LN: NPPD.NPPD.NP_1148-A.1 | LN: NPPD.NPPD.GRISLD1_SWEETW.A
26817 | TMP442_26817 | SWPP | INT | LN PITTSB9 - JHNSTNCO 345 kV ftlo LN PITTSB9 - VALLIANT 345 kV | 1104 | 1195 | LN PITTSB9 - JHNSTNCO 345 kV | LN PITTSB9 - VALLIANT 345 kV | 2021-07-05 16:49 | 2021-09-30 23:54 | LN: OKGE.OKGE.JOHNCO_PITTSB.A | LN: CSWS.CSWS.2160.A
26101 | TMP471_26101 | SWPP | INT | LN NEWHART - PLXSUB 230 kV ftlo XF TOLKSUB 24/230 kV | 321 | 321 | LN NEWHART - PLXSUB 230 kV | XF TOLKSUB 24/230 kV | 2020-10-28 12:19 | 2021-09-30 23:54 | LN: SPS.SPS.108.1 | XF: SPS.SPS.TOLKSUB.748.TOK_G2XFMR
24883 | TMP401_24883 | SWPP | INT | LN SEMINOLE - PITTSB9 345 kV ftlo LN TERRY_RD - SUNNYSDE 345 kV | 956 | 956 | LN SEMINOLE - PITTSB9 345 kV | LN TERRY_RD - SUNNYSDE 345 kV | 2019-06-09 00:35 | 2021-09-30 23:54 | LN: OKGE.OKGE.SEMINOLE.A | LN: CSWS.CSWS.TERRYRD_SUNYSD.A
24360 | TMP424_24360 | SWPP | INT | LN SHARPER5 - ARCHIE 161 kV ftlo LN PHILL - HSNVL1 161 kV | 234 | 234 | LN SHARPER5 - ARCHIE 161 kV | LN PHILL - HSNVL1 161 kV | 2018-11-26 05:34 | 2021-09-30 23:54 | LN: MPS.MPS.ARCHIE_SHARP.A | LN: MPS.MPS.11031.A
26825 | TMP541_26825 | SWPP | INT | XF EMAN 230/115 kV ftlo LN JEFF - GEAR 345 kV | 280 | 308 | XF EMAN 230/115 kV | LN JEFF - GEAR 345 kV | 2021-07-10 02:22 | 2021-09-30 23:54 | XF: WR.WR.EMAN.3035.EMAN_92 | LN: WR.WR.GEAR_JEFF.A
26832 | TMP569_26832 | SWPP | INT | LN RATLF1 - WILDH 69 kV ftlo LN CARTRCO4 - SUNNYSDE 138 kV | 48 | 48 | LN RATLF1 - WILDH 69 kV | LN CARTRCO4 - SUNNYSDE 138 kV | 2021-07-14 16:15 | 2021-09-30 23:54 | LN: OKGE.OKGE.9019.A | LN: OKGE.OKGE.CARTRCO_SUNNYS.A
26738 | TMP572_26738 | SWPP | INT | LN LEC - JARB 115 kV ftlo LN HOYT - STRA 345 kV | 100 | 118 | LN LEC - JARB 115 kV | LN HOYT - STRA 345 kV | 2021-06-05 02:09 | 2021-09-30 23:54 | LN: WR.WR.4169.1 | LN: WR.WR.11_HOYT.1
26620 | TMP593_26620 | SWPP | INT | LN ESTBMRK - BISMARK2 115 kV ftlo LN CENTER2 - JMSTNOTP 345 kV | 144 | 144 | LN ESTBMRK - BISMARK2 115 kV | LN CENTER2 - JMSTNOTP 345 kV | 2021-04-20 06:42 | 2021-09-30 23:54 | LN: WAUE.WAUE.ESTBMBISMA11_1.1 | LN: OTP.OTP.CENTEJMSTN34_1.1
26625 | TMP483_26625 | SWPP | INT | LN ESTBMRK - BISMARK2 115 kV ftlo LN JMSTNOTP - BUFFALO2 345 kV | 144 | 144 | LN ESTBMRK - BISMARK2 115 kV | LN JMSTNOTP - BUFFALO2 345 kV | 2021-04-23 11:49 | 2021-09-30 23:54 | LN: WAUE.WAUE.ESTBMBISMA11_1.1 | LN: OTP.OTP.BUFFAJMSTN34_1.1
26481 | TMP600_26481 | SWPP | INT | XF ST_JOE 345/1 kV ftlo LN COOPER - FAIRPORT 345 kV | 336 | 370 | XF ST_JOE 345/1 kV | LN COOPER - FAIRPORT 345 kV | 2021-02-25 19:52 | 2021-09-30 23:54 | XF: MPS.MPS.ST_JOE.T33B.T33_H | LN: NPPD.NPPD.FAIRPT-COOPR.A; LN: MPS.MPS.FAIRPT-STJOE.A
26574 | TMP459_26574 | MISO | RCF | LN GILMOR - WILSON 161 kV ftlo XF BHAM_STE 500/138 kV | 148 | 148 | LN GILMOR - WILSON 161 kV | XF BHAM_STE 500/138 kV | 2021-04-06 22:44 | 2021-10-06 22:29 | LN: EES.EES.GILMOR_WILSON5.A | XF: TVA.TVA.BHAM_STE.8584.8BHAMSTE; LN: TVA.TVA.W-MEMP-FREPT78.A; LN: EES.EES.WMPEHV_BIRSTL8.A
23777 | TMP117_23777 | SWPP | RCF | LN FTTHOMP - FTRANDL 230 kV ftlo LN GRPRAIR - GRISLD1 345 kV | 320 | 320 | LN FTTHOMP - FTRANDL 230 kV | LN GRPRAIR - GRISLD1 345 kV | 2018-04-25 21:27 | 2021-10-07 10:59 | LN: WAUE.WAUE.FTRANFTTHO23_1.1 | LN: NPPD.NPPD.GRISLD1_GRPRAI.A
23775 | TMP134_23775 | SWPP | RCF | LN WILKES - LONGWOO 345 kV ftlo LN WELSH - DIANA 345 kV | 776 | 776 | LN WILKES - LONGWOO 345 kV | LN WELSH - DIANA 345 kV | 2018-04-25 02:19 | 2021-10-07 10:59 | LN: CSWS.CSWS.858.A | LN: CSWS.CSWS.896.A
25027 | TMP125_25027 | MISO | RCF | XF CYP 500/138 kV ftlo XF CYP 500/230 kV | 711 | 711 | XF CYP 500/138 kV | XF CYP 500/230 kV | 2019-08-15 09:50 | 2021-10-07 10:59 | XF: EES.EES.CYP.AT1.AT1 | XF: EES.EES.CYP.AT3.AT3
25337 | TMP133_25337 | SWPP | RCF | XF GRNDFKS 230/1 kV ftlo LN JMSTNOTP - BUFFALO2 345 kV | 232 | 232 | XF GRNDFKS 230/1 kV | LN JMSTNOTP - BUFFALO2 345 kV | 2019-11-22 18:34 | 2021-10-07 10:59 | XF: WAUE.WAUE.GRNDFKS.V1A1.KV1A1 | LN: OTP.OTP.BUFFAJMSTN34_1.1
25300 | TMP250_25300 | SWPP | RCF |  | 1792 | 1792 | LN KETCHEM - SIBLEY 345 kV |  | 2019-11-11 14:03 | 2021-10-07 10:59 | LN: MPS.MPS.SIBLEY_KETCH.A
25061 | TMP191_25061 | SWPP | RCF | XF FTTHOMP 230/1 kV ftlo XF FTTHOMP 1/345 kV | 250 | 313 | XF FTTHOMP 230/1 kV | XF FTTHOMP 1/345 kV | 2019-08-28 16:23 | 2021-10-07 10:59 | XF: WAUE.WAUE.FTTHOMP.U1A1.KU1A2 | XF: WAUE.WAUE.FTTHOMP.U1B1.KU1B1
26246 | TMP287_26246 | SWPP | RCF | LN SPLIT_R - SIOUXFL 230 kV ftlo LN SPLT_RT - WHITE 345 kV | 370 | 398 | LN SPLIT_R - SIOUXFL 230 kV | LN SPLT_RT - WHITE 345 kV | 2020-12-12 02:53 | 2021-10-07 10:59 | LN: NSP.NSP.SIOUXSPLIT23_1.1 | LN: WAUE.WAUE.SPLT_WHITE34_1.1
25986 | TMP192_25986 | SWPP | RCF | LN DARD_D - HILTOP_E 161 kV ftlo LN HOLBOT - INDEP2 500 kV | 218 | 218 | LN DARD_D - HILTOP_E 161 kV | LN HOLBOT - INDEP2 500 kV | 2020-10-07 13:37 | 2021-10-07 10:59 | LN: EES.EES.7344.A | LN: EES.EES.INDEP2_HOLBOT8.A
25859 | TMP140_25859 | SWPP | RCF | LN SIOUXCY2 - SIOUXCY 230 kV ftlo LN RAUN - HOSKINS 345 kV | 341 | 341 | LN SIOUXCY2 - SIOUXCY 230 kV | LN RAUN - HOSKINS 345 kV | 2020-07-19 13:51 | 2021-10-07 10:59 | LN: WAUE.WAUE.SIOUX_SC2_2_23.1 | LN: MEC.MEC.RAUNHOSKI34_1.1
25948 | TMP155_25948 | SWPP | RCF | XF SIOUXCY 230/1 kV ftlo LN SIOUXCY2 - RAUN 345 kV | 250 | 313 | XF SIOUXCY 230/1 kV | LN SIOUXCY2 - RAUN 345 kV | 2020-09-03 16:01 | 2021-10-07 10:59 | XF: WAUE.WAUE.SIOUXCY.V1A1.KV1A1 | LN: WAUE.WAUE.RAUNSIOUX34_1.1
26955 | TMP157_26955 | SWPP | INT | LN ABDNJCT - ABDNSBT 115 kV ftlo LN TWINBRKS - BSSOUTH 345 kV | 105 | 128 | LN ABDNJCT - ABDNSBT 115 kV | LN TWINBRKS - BSSOUTH 345 kV | 2021-09-17 06:03 | 2021-10-07 10:59 | LN: WAUE.WAUE.ABDNJABDNS11_1.1 | LN: OTP.OTP.BSSO_TWIN_1345.A
23987 | TMP276_23987 | SWPP | RCF | LN SSHREVE - WALLACE3 138 kV ftlo LN ARSENAL - FORTHUM 138 kV | 188 | 188 | LN SSHREVE - WALLACE3 138 kV | LN ARSENAL - FORTHUM 138 kV | 2018-06-25 10:02 | 2021-10-07 10:59 | LN: CSWS.CSWS.865.A | LN: CSWS.CSWS.ARSENFORTH13_1.A; LN: CSWS.CSWS.838.A
23889 | TMP169_23889 | SWPP | RCF | LN FLINTCRK - DECAS5 161 kV ftlo LN EROGERS - AVOCA 161 kV | 223 | 223 | LN FLINTCRK - DECAS5 161 kV | LN EROGERS - AVOCA 161 kV | 2018-05-25 15:45 | 2021-10-07 10:59 | LN: EDE.EDE.FLNCRK_EDE_1A.A | LN: CSWS.CSWS.EROG_BEAVER_1A.A
23929 | TMP234_23929 | SWPP | RCF | LN EROGERS - AVOCA 161 kV ftlo LN BLACKBRY - JASPER7 345 kV | 220 | 220 | LN EROGERS - AVOCA 161 kV | LN BLACKBRY - JASPER7 345 kV | 2018-06-07 12:13 | 2021-10-07 10:59 | LN: CSWS.CSWS.EROG_BEAVER_1A.A | LN: AECI.AECI.BLCKBRY_JASPER.A
24704 | TMP295_24704 | SWPP | RCF | LN FTRANDL - UTICAJC 230 kV ftlo LN STORLA - WESSPRNG 230 kV | 320 | 320 | LN FTRANDL - UTICAJC 230 kV | LN STORLA - WESSPRNG 230 kV | 2019-04-07 09:25 | 2021-10-07 10:59 | LN: WAUE.WAUE.FTRANUTICA23_1.1 | LN: WAUE.WAUE.WESSPSTORL23_1.1; LN: WAUE.WAUE.STORLHANLO23_1.1
24805 | TMP204_24805 | SWPP | RCF | XF BELFELD 1/345 kV ftlo XF BELFELD 1/345 kV | 250 | 313 | XF BELFELD 1/345 kV | XF BELFELD 1/345 kV | 2019-05-15 05:50 | 2021-10-07 10:59 | XF: WAUE.WAUE.BELFELD.U2A1.KU2A1 | XF: WAUE.WAUE.BELFELD.U1A1.KU1A1
24617 | TMP414_24617 | SWPP | RCF | LN SHIDLER - PAWKAMTP 138 kV ftlo LN TULSA_NO - CLEVLND7 345 kV | 179 | 189 | LN SHIDLER - PAWKAMTP 138 kV | LN TULSA_NO - CLEVLND7 345 kV | 2019-03-09 07:00 | 2021-10-07 10:59 | LN: CSWS.CSWS.PAWKAM_SHIDLER.A | LN: GRDA.GRDA.CLEVELAND.A
24549 | TMP480_24549 | SWPP | RCF | LN CARTHAGE - LAR3821 161 kV ftlo LN BLACKBRY - JASPER7 345 kV | 223 | 223 | LN CARTHAGE - LAR3821 161 kV | LN BLACKBRY - JASPER7 345 kV | 2019-02-15 15:18 | 2021-10-07 10:59 | LN: SPA.SPA.7367.A | LN: AECI.AECI.BLCKBRY_JASPER.A
23922 | TMP375_23922 | SWPP | RCF | LN VALLIANT - LYDIA 345 kV ftlo LN VALLIANT - NWTEXAR 345 kV | 505 | 588 | LN VALLIANT - LYDIA 345 kV | LN VALLIANT - NWTEXAR 345 kV | 2018-06-05 23:23 | 2021-10-07 10:59 | LN: CSWS.CSWS.926.A | LN: CSWS.CSWS.NWTEX_VALLIANT.A
24059 | TMP308_24059 | SWPP | RCF | LN JAMESTN - VALLEYC 115 kV ftlo LN MERRICRT - ELLENDL2 230 kV | 80 | 88 | LN JAMESTN - VALLEYC 115 kV | LN MERRICRT - ELLENDL2 230 kV | 2018-07-31 01:35 | 2021-10-07 10:59 | LN: WAUE.WAUE.VALLEJAMES11_1.1 | LN: MDU.MDU.ELLN2MERRI23_1.1
25871 | TMP469_25871 | MISO | RCF | LN ORTONVL - JOHNJCT 115 kV ftlo LN NEWFNGTN - BROWNSV 230 kV | 108 | 108 | LN ORTONVL - JOHNJCT 115 kV | LN NEWFNGTN - BROWNSV 230 kV | 2020-07-24 16:55 | 2021-10-07 10:59 | LN: OTP.OTP.JOHNJORTON11_1.1 | LN: OTP.OTP.NEWFNBROWN23_1.1; LN: OTP.OTP.BROWNHANKS23_1.1; LN: OTP.OTP.BIGSTBROWN23_1.1
25853 | TMP412_25853 | MISO | RCF | LN ORTONVL - JOHNJCT 115 kV ftlo LN BIGSTON - OTPBLAIR 230 kV | 108 | 108 | LN ORTONVL - JOHNJCT 115 kV | LN BIGSTON - OTPBLAIR 230 kV | 2020-07-17 21:39 | 2021-10-07 10:59 | LN: OTP.OTP.JOHNJORTON11_1.1 | LN: OTP.OTP.OTPBLBIGST23_1.1
25997 | TMP413_25997 | SWPP | RCF | LN WBURGE1 - WAFB 161 kV ftlo LN SEDALATP - WINDSR5 161 kV | 167 | 167 | LN WBURGE1 - WAFB 161 kV | LN SEDALATP - WINDSR5 161 kV | 2020-09-28 19:56 | 2021-10-07 10:59 | LN: MPS.MPS.11035.A | LN: MPS.MPS.WINDSOR_SEDLTP.A; LN: MPS.MPS.CLINT_WINDSR_1.A
26040 | TMP391_26040 | SWPP | RCF | LN SUMMITW - WATERTN 115 kV ftlo LN ELLENDL2 - TWINBRKS 345 kV | 110 | 110 | LN SUMMITW - WATERTN 115 kV | LN ELLENDL2 - TWINBRKS 345 kV | 2020-10-10 16:00 | 2021-10-07 10:59 | LN: WAUE.WAUE.WATERSUMMI11_1.1 | LN: MDU.MDU.ELLE_TWIN_1345.A
26567 | TMP360_26567 | MISO | RCF | LN COLGVL - MABELV 115 kV ftlo LN MABELV - SH_EHV 500 kV | 146 | 146 | LN COLGVL - MABELV 115 kV | LN MABELV - SH_EHV 500 kV | 2021-04-05 15:32 | 2021-10-07 10:59 | LN: EES.EES.COLGVL_MABELV3.A | LN: EES.EES.SH_EHV_MABELV8.A; LN: EES.EES.MAGNET_SH_EHV8.A; LN: EES.EES.EL_EHV_SH_EHV8.A
26597 | TMP438_26597 | MISO | RCF | XF WMPEHV 161/1 kV ftlo LN KEO - WMPEHV 500 kV | 450 | 450 | XF WMPEHV 161/1 kV | LN KEO - WMPEHV 500 kV | 2021-04-13 11:23 | 2021-10-07 10:59 | XF: EES.EES.WMPEHV.AT1.AT1L | LN: EES.EES.KEO____WMPEHV8.A
26600 | TMP497_26600 | MISO | RCF | LN TUN230 - ROBNVL 230 kV ftlo XF BHAM_STE 138/500 kV | 462 | 462 | LN TUN230 - ROBNVL 230 kV | XF BHAM_STE 138/500 kV | 2021-04-13 11:12 | 2021-10-07 10:59 | LN: EES.EES.TUN230_ROBNVL6.A | XF: TVA.TVA.BHAM_STE.8584.8BHAMSTE; LN: TVA.TVA.W-MEMP-FREPT78.A; LN: EES.EES.WMPEHV_BIRSTL8.A
26654 | TMP519_26654 | SWPP | RCF | LN DKSNNDWP - BELFELD 230 kV ftlo LN CENTER2 - SQBUTTEW 230 kV | 263 | 263 | LN DKSNNDWP - BELFELD 230 kV | LN CENTER2 - SQBUTTEW 230 kV | 2021-05-02 14:13 | 2021-10-07 10:59 | LN: WAUE.WAUE.DKSNNBELFE23_1.1 | LN: OTP.OTP.SQBUTCENTE23_1.1
26724 | TMP357_26724 | SWPP | RCF | LN WELSH - DIANA 345 kV ftlo LN WELSH - WILKES 345 kV | 905 | 1059 | LN WELSH - DIANA 345 kV | LN WELSH - WILKES 345 kV | 2021-05-29 12:56 | 2021-10-07 10:59 | LN: CSWS.CSWS.897.B | LN: CSWS.CSWS.974.A
26761 | TMP490_26761 | SWPP | RCF | LN STAN_TP - PICKCTY 115 kV ftlo LN CENTER2 - JMSTNOTP 345 kV | 119 | 119 | LN STAN_TP - PICKCTY 115 kV | LN CENTER2 - JMSTNOTP 345 kV | 2021-06-10 06:21 | 2021-10-07 10:59 | LN: WAUE.WAUE.STAN_PICKC11_1.1 | LN: OTP.OTP.CENTEJMSTN34_1.1
26772 | TMP404_26772 | SWPP | RCF | LN DKSNNDWP - BELFELD 230 kV ftlo LN CENTER2 - JMSTNOTP 345 kV | 263 | 263 | LN DKSNNDWP - BELFELD 230 kV | LN CENTER2 - JMSTNOTP 345 kV | 2021-06-14 23:44 | 2021-10-07 10:59 | LN: WAUE.WAUE.DKSNNBELFE23_1.1 | LN: OTP.OTP.CENTEJMSTN34_1.1
22173 | TEMP11_22173 | TVA | RCF | XF PLMY 345/161 kV ftlo LN ST_JOE - COOPER 345 kV | 336 | 336 | XF PLMY 345/161 kV | LN ST_JOE - COOPER 345 kV | 2016-09-30 20:40 | 2021-10-14 15:34 | XF: AMRN.AMRN.PLMY.XFMR.XFMR_1 | LN: NPPD.NPPD.11310.A
21731 | TMP272_21731 | TVA | RCF | LN FREPT7 - S_E_GA1 161 kV ftlo LN FREPT7 - CORDOV1 500 kV | 9999 | 9999 | LN FREPT7 - S_E_GA1 161 kV | LN FREPT7 - CORDOV1 500 kV | 2016-04-05 05:15 | 2021-10-14 15:34 | LN: TVA.TVA.1915.A | LN: TVA.TVA.1552.A
17571 | TEMP74_17571 | TVA | RCF | LN WBNP11 - BULLR1 500 kV ftlo LN WBNP11 - VOLUNT1 500 kV | 2598 | 2598 | LN WBNP11 - BULLR1 500 kV | LN WBNP11 - VOLUNT1 500 kV | 2018-12-15 00:38 | 2021-10-14 15:34 | LN: TVA.TVA.2063.X2 | LN: TVA.TVA.1587.A
26708 | TMP417_26708 | TVA | RCF | XF NEW_MAD 345/161 kV ftlo LN MARSHA1 - CUMBER1 500 kV | 334 | 334 | XF NEW_MAD 345/161 kV | LN MARSHA1 - CUMBER1 500 kV | 2021-05-27 21:04 | 2021-10-14 15:34 | XF: AECI.AECI.NEW_MAD.3442.T1 | LN: TVA.TVA.1890.A
26677 | TMP392_26677 | TVA | RCF | LN LEEPER - HENDRCKS 161 kV ftlo LN STFR - LUTS 345 kV | 177 | 247 | LN LEEPER - HENDRCKS 161 kV | LN STFR - LUTS 345 kV | 2021-05-18 00:22 | 2021-10-14 15:34 | LN: AECI.AECI.LEEPER-HENDRC.A | LN: AMRN.AMRN.LUTS-STFR-1.A
26608 | TMP544_26608 | TVA | RCF | LN MOB_TAP - MOB 161 kV ftlo LN KINGDOM - MCC2 345 kV | 398 | 398 | LN MOB_TAP - MOB 161 kV | LN KINGDOM - MCC2 345 kV | 2021-04-16 01:00 | 2021-10-14 15:34 | LN: AMRN.AMRN.MOB_MOB_TP16_1.1 | LN: AECI.AECI.KNGDM-MCCREDIE.A
25289 | TMP224_25289 | TVA | RCF | LN WARR - BIGC 161 kV ftlo LN MTGY - LABADIE 345 kV | 241 | 241 | LN WARR - BIGC 161 kV | LN MTGY - LABADIE 345 kV | 2019-11-07 14:38 | 2021-10-14 15:34 | LN: AMRN.AMRN.BIGC-WARR-3.A | LN: AMRN.AMRN.L_MTGY_4.A
25447 | TMP105_25447 | TVA | RCF | XF 8CLAY 500/161 kV ftlo LN 8CLAY - CHOCTAW 500 kV | 1344 | 1344 | XF 8CLAY 500/161 kV | LN 8CLAY - CHOCTAW 500 kV | 2020-01-22 15:55 | 2021-10-14 15:34 | XF: TVA.TVA.8CLAY.XF1.500XF | LN: TVA.TVA.CHOC_WPONT.A; LN: TVA.TVA.CHOC_WPONT.A
26718 | TMP588_26718 | TVA | RCF |  | 896 | 896 | XF NEW_MAD 345/161 kV; XF NEW_MAD 345/161 kV |  | 2021-06-01 14:50 | 2021-10-14 15:34 | XF: AECI.AECI.NEW_MAD.3443.T2; XF: AECI.AECI.NEW_MAD.3442.T1
25125 | TMP187_25125 | PJM | RCF |  | 1656 | 1656 | LN NELSON01 - ELECTJN 345 kV |  | 2019-09-24 13:13 | 2021-10-20 13:19 | LN: CE.CE.15502.1
23781 | TMP324_23781 | PJM | RCF | LN STILLWEL - DUMONT 345 kV ftlo LN DUMONT - COOK 765 kV | 1409 | 1409 | LN STILLWEL - DUMONT 345 kV | LN DUMONT - COOK 765 kV | 2018-04-27 14:14 | 2021-10-20 13:19 | LN: AEP.AEP.DUMONSTILL34_1.1 | LN: AEP.AEP.COOKDUMON76_1.1
25195 | TMP458_25195 | MISO | RCF | XF HARTBG 500/1 kV ftlo LN HARTBG - CYP 500 kV | 801 | 801 | XF HARTBG 500/1 kV | LN HARTBG - CYP 500 kV | 2019-10-10 11:23 | 2021-11-03 10:04 | XF: EES.EES.HARTBG.AT2.H2 | LN: EES.EES.HARTBG_CYPRES8.A
25489 | TMP325_25489 | MISO | RCF | LN GRI - MTZ 138 kV ftlo LN PONDER - CNB 138 kV | 206 | 206 | LN GRI - MTZ 138 kV | LN PONDER - CNB 138 kV | 2020-02-15 16:09 | 2021-11-03 10:04 | LN: EES.EES.GRIMES_MTZION4.A | LN: EES.EES.CONROE_PONDER4.1
26691 | TMP444_26691 | MISO | RCF | LN PONDER - CNB 138 kV ftlo LN LEBROCK - PIRKEY 345 kV | 382 | 382 | LN PONDER - CNB 138 kV | LN LEBROCK - PIRKEY 345 kV | 2021-05-21 16:04 | 2021-11-03 10:04 | LN: EES.EES.CONROE_PONDER4.1 | LN: CSWS.CSWS.LEBROCK_PIRK_2.A
26674 | TEMP70_26674 | MISO | RCF | LN HERL - SQIN 138 kV ftlo LN HERL - SQIN 138 kV | 265 | 265 | LN HERL - SQIN 138 kV | LN HERL - SQIN 138 kV | 2021-05-13 23:49 | 2021-11-03 10:04 | LN: AMIL.AMIL.HERL_SQIN_1450.A | LN: AMIL.AMIL.HERL_SQIN_1473.A
26676 | TMP336_26676 | MISO | RCF | LN BAIL - SAND3 138 kV ftlo LN TURKY_HL - BALDWIN 345 kV | 214 | 255 | LN BAIL - SAND3 138 kV | LN TURKY_HL - BALDWIN 345 kV | 2021-05-16 13:46 | 2021-11-03 10:04 | LN: AMRN.AMRN.SAND_JOCM_1.A | LN: AMIL.AMIL.BLWN_TKHL_4521.A
26381 | TMP420_26381 | MISO | RCF | LN HILTOP_E - ST_JOE_E 161 kV ftlo LN NORFORK - SOULAN 161 kV | 223 | 223 | LN HILTOP_E - ST_JOE_E 161 kV | LN NORFORK - SOULAN 161 kV | 2021-02-11 18:30 | 2021-11-03 10:04 | LN: EES.EES.HILTOP_ST_JOE5.A | LN: SPA.SPA.NORFRK-SOLAND5.A; LN: SPA.SPA.BUL_SH-MIDWA25.A; LN: EES.EES.MT_HOM_SOULAN5.A; LN: EES.EES.MIDWA2_MT_HOM5.A
26736 | TMP555_26736 | MISO | RCF | LN LEHIGH2 - WEBSTER2 345 kV ftlo LN IDACWFIW - RAUN 345 kV | 956 | 956 | LN LEHIGH2 - WEBSTER2 345 kV | LN IDACWFIW - RAUN 345 kV | 2021-06-05 19:14 | 2021-11-03 10:04 | LN: MEC.MEC.WEBSTLEHIG34_1.1 | LN: MEC.MEC.RAUNIDACW34_1.1
26741 | TMP522_26741 | MISO | RCF | LN BEULAH - COYOTEM 115 kV ftlo UN MCTY_TIE - MCTY_TIE 230 kV | 120 | 131 | LN BEULAH - COYOTEM 115 kV | UN MCTY_TIE - MCTY_TIE 230 kV | 2021-06-05 19:04 | 2021-11-03 10:04 | LN: MDU.MDU.BEULACOYOT11_1.1 | UN: MCWEST.MCWE.MCTY_TIE.230.MILES; LN: WAUE.WAUE.BELFECHAR_34_1.1; LD:
25971 | TMP584_25971 | MISO | RCF | LN MONTGM - CLARN 230 kV ftlo LN MOLIVE - LAYFLD_A 500 kV | 382 | 414 | LN MONTGM - CLARN 230 kV | LN MOLIVE - LAYFLD_A 500 kV | 2020-09-16 21:02 | 2021-11-03 10:04 | LN: EES.EES.5068.A | LN: CSWS.CSWS.LAYFL_MTOL.A
25942 | TEMP12_25942 | SWPP | RCF | LN NAPOLNSW - MANDAN 230 kV ftlo XF ELLENDL2 345/230 kV | 234 | 257 | LN NAPOLNSW - MANDAN 230 kV | XF ELLENDL2 345/230 kV | 2020-09-03 13:50 | 2021-11-03 11:19 | LN: MDU.MDU.MANDANAPOL23_1.1 | XF: MDU.MDU.ELLENDL2.TR1.TR1; UN: MDU.MDU.NAPOLNSW.230.EMMLOGW1
26221 | TMP418_26221 | MISO | RCF | LN NAPOLNSW - MANDAN 230 kV ftlo LN ELLENDL2 - MERRICRT 230 kV | 338 | 372 | LN NAPOLNSW - MANDAN 230 kV | LN ELLENDL2 - MERRICRT 230 kV | 2020-12-03 20:33 | 2021-11-03 11:19 | LN: MDU.MDU.MANDANAPOL23_1.1 | LN: MDU.MDU.ELLN2MERRI23_1.1
26759 | TEMP66_26759 | SWPP | INT | LN CONCOR3 - CLIFTO1 115 kV ftlo LN JEFF - HOYT 345 kV | 106 | 113 | LN CONCOR3 - CLIFTO1 115 kV | LN JEFF - HOYT 345 kV | 2021-06-09 20:03 | 2021-11-24 19:19 | LN: SECI.SECI.10890.A | LN: WR.WR.HOYTJEFF34_1.1
26822 | TEMP36_26822 | SWPP | INT | LN BEATRICE - HARBINE 115 kV ftlo LN GENEVA - CARLJCT 115 kV | 99 | 109 | LN BEATRICE - HARBINE 115 kV | LN GENEVA - CARLJCT 115 kV | 2021-07-08 11:48 | 2021-11-24 19:19 | LN: NPPD.NPPD.1175A.A | LN: NPPD.NPPD.1083.A
26297 | TMP184_26297 | SWPP | INT | XF STILWELL 1/161 kV ftlo XF STILWELL 13.8/1 kV | 550 | 557 | XF STILWELL 1/161 kV | XF STILWELL 13.8/1 kV | 2021-01-06 16:22 | 2021-11-24 19:19 | XF: KCPL.KCPL.STILWELL.XF22.XF22L | XF: KCPL.KCPL.STILWELL.XF11.XF11T; XF: KCPL.KCPL.STILWELL.XF11.XF11L; XF: KCPL.KCPL.STILWELL.XF11.XF11H
26533 | TEMP84_26533 | SWPP | INT | XF CIRC 230/115 kV ftlo LN CIRC - EMCP 230 kV | 280 | 308 | XF CIRC 230/115 kV | LN CIRC - EMCP 230 kV | 2021-03-19 00:28 | 2021-11-24 19:19 | XF: WR.WR.CIRC.1077.CIRC_67 | LN: WR.WR.CIRCEMCP23_1.1
26927 | TEMP76_26927 | SWPP | INT | LN SUB_F - SUGR_CRK 69 kV ftlo LN SRJ - SUB_N 69 kV | 48 | 52 | LN SUB_F - SUGR_CRK 69 kV | LN SRJ - SUB_N 69 kV | 2021-09-07 12:44 | 2021-11-24 19:19 | LN: KCPL.KCPL.SUB_F__SUGR_C1.1 | LN: INDN.INDN.SUB_N__SRJ.A; LN: INDN.INDN.SUB_E__SRJ.A; LN: INDN.INDN.SUB_C__SRJ.A
26869 | TEMP47_26869 | SWPP | INT | LN READ - OSAGJ 115 kV ftlo LN JEFF - HOYT 345 kV | 86 | 92 | LN READ - OSAGJ 115 kV | LN JEFF - HOYT 345 kV | 2021-08-07 15:34 | 2021-11-24 19:19 | LN: WR.WR.OSAGJREAD11_1.1 | LN: WR.WR.HOYTJEFF34_1.1
26864 | TMP252_26864 | SWPP | INT | LN BUSHLAND - DEAFSMIT 230 kV ftlo LN TERRY_RD - LAW_ES 345 kV | 389 | 389 | LN BUSHLAND - DEAFSMIT 230 kV | LN TERRY_RD - LAW_ES 345 kV | 2021-07-30 22:07 | 2021-11-24 19:19 | LN: SPS.SPS.BUSHL_DEAFSM.1 | LN: CSWS.CSWS.TERRYRD_LAW_ES.A
26840 | TMP266_26840 | SWPP | INT | LN EMAN - NMAN 230 kV ftlo LN JEFF - GEAR 345 kV | 363 | 363 | LN EMAN - NMAN 230 kV | LN JEFF - GEAR 345 kV | 2021-07-20 03:19 | 2021-11-24 19:19 | LN: WR.WR.NMAN_EMAN.A | LN: WR.WR.GEAR_JEFF.A
26842 | TMP269_26842 | SWPP | INT | LN ARCHIE - ADRIAN5 161 kV ftlo LN LACYGNE - N345 345 kV | 246 | 276 | LN ARCHIE - ADRIAN5 161 kV | LN LACYGNE - N345 345 kV | 2021-07-20 23:59 | 2021-11-24 19:19 | LN: MPS.MPS.BUTLR-ARCHIE.A | LN: KCPL.KCPL.LACYGN_NEOSHO1.1
26881 | TMP476_26881 | SWPP | INT | LN SHOOTSTR - GRNBUR1 115 kV ftlo LN CARPENTR - HITCH 345 kV | 119.5 | 135.8 | LN SHOOTSTR - GRNBUR1 115 kV | LN CARPENTR - HITCH 345 kV | 2021-08-16 07:29 | 2021-11-24 19:19 | LN: SECI.SECI.SHOOT_GRNBUR.A | LN: SPS.SPS.CARPNTR_HITCH.A
26912 | TMP482_26912 | SWPP | INT | XF TIOG 138/69 kV ftlo XF MARM 161/69 kV | 100 | 110 | XF TIOG 138/69 kV | XF MARM 161/69 kV | 2021-08-30 15:26 | 2021-11-24 19:19 | XF: WR.WR.TIOG.1060.TIOG_1 | XF: WR.WR.MARM.1033.MARM_1
26470 | TMP388_26470 | SWPP | INT | LN COLBY3 - ATWOOD 115 kV ftlo LN SWEETW4 - AXTELL1 345 kV | 80 | 80 | LN COLBY3 - ATWOOD 115 kV | LN SWEETW4 - AXTELL1 345 kV | 2021-02-24 02:21 | 2021-11-24 19:19 | LN: WR.MIDW.9981.A | LN: NPPD.NPPD.12006.A
26460 | TMP398_26460 | SWPP | INT | LN RDST2 - JSTREET5 161 kV ftlo LN QANXT - QANXT 161 kV | 223 | 223 | LN RDST2 - JSTREET5 161 kV | LN QANXT - QANXT 161 kV | 2021-02-23 12:15 | 2021-11-24 19:19 | LN: OKGE.OKGE.9168.A | LN: OKGE.OKGE.QUANXLD.A; LN: OKGE.OKGE.9170.A; LN: OKGE.OKGE.9162.A
26752 | TMP488_26752 | SWPP | INT | LN ADABELL - VBI5 161 kV ftlo LN MASRD1 - WHITE2 161 kV | 223 | 223 | LN ADABELL - VBI5 161 kV | LN MASRD1 - WHITE2 161 kV | 2021-06-08 13:57 | 2021-11-24 19:19 | LN: OKGE.OKGE.9169.A | LN: OKGE.OKGE.9191.A
26616 | TMP596_26616 | SWPP | INT | LN CLEOC1 - CLEO 69 kV ftlo LN MENOTAP4 - CLEOCTP 138 kV | 59 | 59 | LN CLEOC1 - CLEO 69 kV | LN MENOTAP4 - CLEOCTP 138 kV | 2021-04-19 17:01 | 2021-11-24 19:19 | LN: OKGE.OKGE.8683.A | LN: OKGE.OKGE.CLEOCTP_MENOTP.A; LN: OKGE.OKGE.CLEOCTP_CLEOPL.A; LN: OKGE.OKGE.CLEOC_CLEOCTP.A; LN: OKGE.OKGE.8686.B
26582 | TMP489_26582 | SWPP | INT | LN NSES - CRAW 69 kV ftlo LN N345 - BLACKBRY 345 kV | 55 | 57 | LN NSES - CRAW 69 kV | LN N345 - BLACKBRY 345 kV | 2021-04-09 03:09 | 2021-11-24 19:19 | LN: WR.WR.CRAWNSES69_1.1 | LN: AECI.AECI.BLCKBRY_NEOSH.A
26831 | TMP574_26831 | SWPP | INT | LN WALKMY1 - CIM-PL1 115 kV ftlo LN FINNEY1 - HOLCOM1 345 kV | 153 | 165 | LN WALKMY1 - CIM-PL1 115 kV | LN FINNEY1 - HOLCOM1 345 kV | 2021-07-13 16:04 | 2021-11-24 19:19 | LN: SECI.SECI.10099.A | LN: SPS.SPS.HOLCOM_FINNEY.A
26853 | TMP535_26853 | SWPP | INT | LN CRAIG - COLLEGE 161 kV ftlo LN STILWELL - ANTIOCH 161 kV | 311 | 351 | LN CRAIG - COLLEGE 161 kV | LN STILWELL - ANTIOCH 161 kV | 2021-07-24 14:44 | 2021-11-24 19:19 | LN: KCPL.KCPL.COLLEG_CRAIG_1.1 | LN: KCPL.KCPL.ANTIOC_STILWE1.1
25932 | TMP426_25932 | MISO | RCF | LN QUITMN - BEE_BR 161 kV ftlo LN ARK_NU - FTSMTH 500 kV | 223 | 223 | LN QUITMN - BEE_BR 161 kV | LN ARK_NU - FTSMTH 500 kV | 2020-08-28 18:51 | 2021-12-01 16:14 | LN: EES.EES.BEE_BR_QUITMN5.A | LN: OKGE.OKGE.FTSMTH-ARK_NU8.A
25521 | TMP502_25521 | MISO | RCF | XF FORMAN 230/1 kV ftlo UN NAPOLNSW - NAPOLNSW 230 kV | 132 | 132 | XF FORMAN 230/1 kV | UN NAPOLNSW - NAPOLNSW 230 kV | 2020-03-01 19:49 | 2021-12-01 16:14 | XF: OTP.OTP.FORMAN.TR1.TR11 | UN: MDU.MDU.NAPOLNSW.230.EMMLOGW1; UN: MDU.MDU.MERRICRT.230.MERRICRT; LN: OTP.OTP.BSSO_TWIN_1345.A
25680 | TMP526_25680 | MISO | RCF | LN NAPOLNSW - WISHEK 230 kV ftlo LN JMSTNOTP - BUFFALO2 345 kV | 257 | 372 | LN NAPOLNSW - WISHEK 230 kV | LN JMSTNOTP - BUFFALO2 345 kV | 2020-05-20 10:36 | 2021-12-01 16:14 | LN: MDU.MDU.WISHENAPOL23_1.1 | LN: OTP.OTP.BUFFAJMSTN34_1.1
25179 | TMP312_25179 | MISO | RCF | LN REESE_E - ARCADI 115 kV ftlo LN MOLIVE - LAYFLD_A 500 kV | 111 | 111 | LN REESE_E - ARCADI 115 kV | LN MOLIVE - LAYFLD_A 500 kV | 2019-11-06 14:11 | 2021-12-01 16:14 | LN: EES.EES.ARCADI_REESE3.A | LN: CSWS.CSWS.LAYFL_MTOL.A
25966 | TMP583_25966 | MISO | RCF | LN KARMA - PERRYD 161 kV ftlo LN BVRCRFBC - GRIMES 345 kV | 221 | 221 | LN KARMA - PERRYD 161 kV | LN BVRCRFBC - GRIMES 345 kV | 2020-09-15 23:10 | 2021-12-01 16:19 | LN: ALTW.ALTW.KARMAPERRY16_2.1 | LN: MEC.MEC.BVRCRGRIME34_1.1
26004 | TMP389_26004 | MISO | RCF | LN REBEL_A - GRINDSTD 161 kV ftlo LN TH_HILL - MCC2 345 kV | 223 | 248 | LN REBEL_A - GRINDSTD 161 kV | LN TH_HILL - MCC2 345 kV | 2020-10-02 03:24 | 2021-12-01 16:19 | LN: CWLD.CWLD.REBELGRINDST_1.A | LN: AECI.AECI.TH_HIL-MCCRED.A
25976 | TMP123_25976 | SWPP | RCF | LN LAURELSS - JASPER2 161 kV ftlo LN BVRCRFBC - GRIMES 345 kV | 398 | 398 | LN LAURELSS - JASPER2 161 kV | LN BVRCRFBC - GRIMES 345 kV | 2020-09-18 15:48 | 2021-12-01 16:19 | LN: ALTW.ALTW.LAUREJASPE16_1.1 | LN: MEC.MEC.BVRCRGRIME34_1.1
26074 | TMP146_26074 | MISO | RCF | LN WEBSTER2 - FT_DODG 161 kV ftlo LN BVRCRFBC - GRIMES 345 kV | 252 | 252 | LN WEBSTER2 - FT_DODG 161 kV | LN BVRCRFBC - GRIMES 345 kV | 2020-10-21 10:20 | 2021-12-01 16:24 | LN: MEC.MEC.WEBSTFT_DO16_1.1 | LN: MEC.MEC.BVRCRGRIME34_1.1
26163 | TEMP41_26163 | SWPP | INT | LN CIMARRON - TUTCONTP 138 kV ftlo LN GRACMONT - MINCO 345 kV | 191 | 191 | LN CIMARRON - TUTCONTP 138 kV | LN GRACMONT - MINCO 345 kV | 2020-11-12 15:42 | 2021-12-04 13:29 | LN: OKGE.OKGE.CIMARRON_138.A | LN: OKGE.OKGE.LAWTON_MINCO.A
26593 | TEMP73_26593 | SWPP | INT | LN TUPELO2 - SBROWN 138 kV ftlo LN TERRY_RD - SUNNYSDE 345 kV | 95 | 95 | LN TUPELO2 - SBROWN 138 kV | LN TERRY_RD - SUNNYSDE 345 kV | 2021-04-12 14:59 | 2021-12-04 13:29 | LN: WFEC.WFEC.7444.A | LN: CSWS.CSWS.TERRYRD_SUNYSD.A
26628 | TEMP33_26628 | SWPP | INT | XF PHILL 345/161 kV ftlo LN SIBL_KCP - OVER 345 kV | 334 | 334 | XF PHILL 345/161 kV | LN SIBL_KCP - OVER 345 kV | 2021-04-26 08:52 | 2021-12-04 13:29 | XF: MPS.MPS.PHILL.XMR1.345_161 | LN: AMRN.AMRN.OVER-SIB-3.A
25314 | TEMP42_25314 | SWPP | INT | LN SUNDOWN2 - SUNDOWN_ 115 kV ftlo LN SUNDOWN2 - AMOCO_SW 230 kV | 120 | 120 | LN SUNDOWN2 - SUNDOWN_ 115 kV | LN SUNDOWN2 - AMOCO_SW 230 kV | 2019-11-15 01:17 | 2021-12-04 13:29 | LN: SPS.SPS.156.1 | LN: SPS.SPS.153.1
26868 | TEMP13_26868 | SWPP | INT | LN SW_STA - ELSWORTH 138 kV ftlo LN TREASURE - LAW_ES 345 kV | 156 | 173 | LN SW_STA - ELSWORTH 138 kV | LN TREASURE - LAW_ES 345 kV | 2021-08-07 15:15 | 2021-12-04 13:29 | LN: CSWS.CSWS.2247.A | LN: CSWS.CSWS.LAW_TRE90_919.1
27009 | TEMP58_27009 | SWPP | INT | LN SHELDON - SWBENNET 115 kV ftlo LN STERLING - FIRTH 115 kV | 240 | 240 | LN SHELDON - SWBENNET 115 kV | LN STERLING - FIRTH 115 kV | 2021-10-04 17:58 | 2021-12-04 13:29 | LN: LES.LES.BENNET_SHELDON.1 | LN: NPPD.NPPD.STERLFIRTH11_1.A; LN: NPPD.NPPD.SHELDON_MONOLI.A; LN: NPPD.NPPD.MONOLITH_FIRTH.A
24089 | TEMP22_24089 | SWPP | INT | LN CIMARRON - CKHAL 138 kV ftlo LN CIMARRON - DRAPR1 345 kV | 382 | 382 | LN CIMARRON - CKHAL 138 kV | LN CIMARRON - DRAPR1 345 kV | 2018-08-27 10:12 | 2021-12-04 13:29 | LN: OKGE.OKGE.8798.A | LN: OKGE.OKGE.8803.A
27010 | TEMP25_27010 | SWPP | INT | LN FAITH - EAGLEBT 115 kV ftlo LN SULPHSPR - NEWELL2 115 kV | 77 | 77 | LN FAITH - EAGLEBT 115 kV | LN SULPHSPR - NEWELL2 115 kV | 2021-10-04 18:42 | 2021-12-06 11:54 | LN: WAUE.WAUE.FAITHEAGLE11_1.1 | LN: WAUE.WAUE.NEWELL_SULPHSP.A
27046 | TEMP93_27046 | SWPP | INT | XF RLNGHILS 230/115 kV ftlo LN RLNGHILS - POTTER_S 230 kV | 249 | 286 | XF RLNGHILS 230/115 kV | LN RLNGHILS - POTTER_S 230 kV | 2021-10-13 18:40 | 2021-12-06 11:54 | XF: SPS.SPS.RLNGHILS.XF1.TRE115 | LN: SPS.SPS.ROLLHILS_POTTR.A
26757 | TEMP60_26757 | SWPP | INT | LN OKEENE1 - DOVERS1 138 kV ftlo LN CTNWD1 - CRESCENT 138 kV | 74 | 83 | LN OKEENE1 - DOVERS1 138 kV | LN CTNWD1 - CRESCENT 138 kV | 2021-06-09 00:29 | 2021-12-06 11:54 | LN: WFEC.WFEC.9316.A | LN: OKGE.OKGE.CRESCENT_CTNWD.A
26823 | TMP183_26823 | SWPP | INT | LN CRAIG - COLLEGE 161 kV ftlo LN OVRLD_PK - BRKRIDGE 161 kV | 311 | 351 | LN CRAIG - COLLEGE 161 kV | LN OVRLD_PK - BRKRIDGE 161 kV | 2021-07-08 17:42 | 2021-12-06 11:54 | LN: KCPL.KCPL.COLLEG_CRAIG_1.1 | LN: KCPL.KCPL.BRKRID_OVRLD_1.1
26801 | TMP137_26801 | SWPP | INT | LN SUMM - EMCP 230 kV ftlo LN SUMM - RENO 345 kV | 349 | 363 | LN SUMM - EMCP 230 kV | LN SUMM - RENO 345 kV | 2021-06-27 08:34 | 2021-12-06 11:54 | LN: WR.WR.36_SUMM.1 | LN: WR.WR.RENO_SUMM.A
26661 | TMP194_26661 | SWPP | INT | LN MOCK - STULT 115 kV ftlo LN LAWH - SWIS 230 kV | 86 | 92 | LN MOCK - STULT 115 kV | LN LAWH - SWIS 230 kV | 2021-05-05 15:44 | 2021-12-06 11:54 | LN: WR.WR.4215.1 | LN: WR.WR.39.1
27002 | TMP112_27002 | SWPP | INT | LN DOVERS1 - BULFTTP4 138 kV ftlo XF DOVERS1 69/138 kV | 200 | 234 | LN DOVERS1 - BULFTTP4 138 kV | XF DOVERS1 69/138 kV | 2021-10-01 11:59 | 2021-12-06 11:54 | LN: WFEC.WFEC.BULFTTP_DOVER.A | XF: WFEC.WFEC.DOVERS1.9313.A; LN: WFEC.WFEC.DOVERS1_DOVERS.A
27018 | TMP196_27018 | SWPP | INT | LN JOHNSON2 - GOSPER 115 kV ftlo LN ENDERS - BEVERL1 115 kV | 120 | 132 | LN JOHNSON2 - GOSPER 115 kV | LN ENDERS - BEVERL1 115 kV | 2021-10-06 14:44 | 2021-12-06 11:54 | LN: NPPD.NPPD.NP_1133A.A | LN: NPPD.NPPD.12027.A
27023 | TMP118_27023 | SWPP | INT | LN HOSKINS - STANTNTH 115 kV ftlo LN HOSKINS - SHELLCRK 345 kV | 99 | 109 | LN HOSKINS - STANTNTH 115 kV | LN HOSKINS - SHELLCRK 345 kV | 2021-10-07 15:36 | 2021-12-06 11:54 | LN: NPPD.NPPD.1266.1 | LN: NPPD.NPPD.NP_3515.A
26847 | TEMP96_26847 | SWPP | INT | LN STL4391 - JOP1451 161 kV ftlo LN JOP3891 - TIP2921 161 kV | 290 | 290 | LN STL4391 - JOP1451 161 kV | LN JOP3891 - TIP2921 161 kV | 2021-07-21 18:39 | 2021-12-06 11:54 | LN: EDE.EDE.11345.A | LN: EDE.EDE.11352.A
26914 | TMP158_26914 | SWPP | INT | LN MSTNG1 - SW51 138 kV ftlo LN MSTNG1 - CUNCL 138 kV | 287 | 287 | LN MSTNG1 - SW51 138 kV | LN MSTNG1 - CUNCL 138 kV | 2021-09-01 01:04 | 2021-12-06 11:54 | LN: OKGE.OKGE.8775.A | LN: OKGE.OKGE.8772.A
26962 | TMP180_26962 | SWPP | INT | LN KELL - TECH 161 kV ftlo XF KELL 161/115 kV | 112 | 123 | LN KELL - TECH 161 kV | XF KELL 161/115 kV | 2021-09-19 06:18 | 2021-12-06 11:54 | LN: WR.WR.4055.1 | XF: WR.WR.KELL.4056.KELL_10
26951 | TMP331_26951 | SWPP | INT | XF ARCAD7 345/1 kV ftlo XF ARCAD7 1/345 kV | 448 | 448 | XF ARCAD7 345/1 kV | XF ARCAD7 1/345 kV | 2021-09-14 15:36 | 2021-12-06 11:54 | XF: OKGE.OKGE.ARCAD7.BNK4.A4 | XF: OKGE.OKGE.ARCAD7.BNK3.A3; XF: OKGE.OKGE.ARCAD7.BNK2.A2
26917 | TMP249_26917 | SWPP | INT | LN NASHUA - SHOALCRK 161 kV ftlo LN NASHUA - HAWTHORN 345 kV | 311 | 334 | LN NASHUA - SHOALCRK 161 kV | LN NASHUA - HAWTHORN 345 kV | 2021-09-01 20:24 | 2021-12-06 11:54 | LN: KCPL.KCPL.GASHLD_NASHUA1.1 | LN: KCPL.KCPL.NASHUA_HAWTH.A
26923 | TMP285_26923 | SWPP | INT | LN SUB_F - SUGR_CRK 69 kV ftlo LN ECKLES - BLUE_MIL 161 kV | 48 | 52 | LN SUB_F - SUGR_CRK 69 kV | LN ECKLES - BLUE_MIL 161 kV | 2021-09-06 16:19 | 2021-12-06 11:54 | LN: KCPL.KCPL.SUB_F__SUGR_C1.1 | LN: INDN.INDN.BLUE_M_ECKLE_1.1
26859 | TMP320_26859 | SWPP | INT | LN BROOK_LN - JUNCTN5 161 kV ftlo LN BATFLD5 - MAIN1 161 kV | 336 | 355 | LN BROOK_LN - JUNCTN5 161 kV | LN BATFLD5 - MAIN1 161 kV | 2021-07-28 14:07 | 2021-12-06 11:54 | LN: SPRM.SPRM.BROOK-NICHOL.A | LN: SPRM.SPRM.11590.A
26875 | TMP333_26875 | SWPP | INT | LN SWEETWT6 - WHEELER 230 kV ftlo LN LAW_ES - OKLAUNIO 345 kV | 353 | 353 | LN SWEETWT6 - WHEELER 230 kV | LN LAW_ES - OKLAUNIO 345 kV | 2021-08-11 11:39 | 2021-12-06 11:54 | LN: SPS.SPS.SWEET_WHEEL.A | LN: CSWS.CSWS.OKLAULAW_E34_1.A
27026 | TMP287_27026 | SWPP | INT | LN ONETA - 121LYNN4 138 kV ftlo XF RIVRSIDE 345/138 kV | 265 | 309 | LN ONETA - 121LYNN4 138 kV | XF RIVRSIDE 345/138 kV | 2021-10-08 15:34 | 2021-12-06 11:54 | LN: CSWS.CSWS.2024-A.A | XF: CSWS.CSWS.RIVRSIDE.2009.1_T
26692 | TMP341_26692 | SWPP | INT | XF MIDJ 230/115 kV ftlo XF LAWH 230/115 kV | 280 | 308 | XF MIDJ 230/115 kV | XF LAWH 230/115 kV | 2021-05-23 11:44 | 2021-12-06 11:54 | XF: WR.WR.MIDJ.3037.MIDJ_126 | XF: WR.WR.LAWH.3034.LAWH_29
26611 | TMP221_26611 | SWPP | INT | LN BISMARK2 - ESTBMRK 115 kV ftlo LN RGHRIDER - MANDAN 230 kV | 144 | 144 | LN BISMARK2 - ESTBMRK 115 kV | LN RGHRIDER - MANDAN 230 kV | 2021-04-16 01:00 | 2021-12-06 11:54 | LN: WAUE.WAUE.ESTBMBISMA11_1.1 | LN: OTP.OTP.RGHRID_MANDAN1.1
26782 | TMP223_26782 | SWPP | INT | LN NASHUA - NASH_MPS 161 kV ftlo LN NASHUA - ROANRDGE 161 kV | 223 | 223 | LN NASHUA - NASH_MPS 161 kV | LN NASHUA - ROANRDGE 161 kV | 2021-06-17 16:04 | 2021-12-06 11:54 | LN: MPS.MPS.NASH_M_NASHUA1.1 | LN: MPS.MPS.NASHUA_ROANRD1.A
26819 | TMP316_26819 | SWPP | INT | XF NSES 161/138 kV ftlo XF NSES 161/138 kV | 110 | 123 | XF NSES 161/138 kV | XF NSES 161/138 kV | 2021-07-06 15:14 | 2021-12-06 11:54 | XF: WR.WR.NSES.1049.NSES_4 | XF: WR.WR.NSES.1050.NSES_5
26815 | TMP258_26815 | SWPP | INT | XF KELL 161/115 kV ftlo LN ST_JOE - COOPER 345 kV | 112 | 123 | XF KELL 161/115 kV | LN ST_JOE - COOPER 345 kV | 2021-07-04 02:33 | 2021-12-06 11:54 | XF: WR.WR.KELL.4056.KELL_10 | LN: NPPD.NPPD.11310.A
26827 | TMP217_26827 | SWPP | INT | LN HASTING_ - PAULINE 115 kV ftlo LN SWEETW4 - AXTELL1 345 kV | 115 | 126 | LN HASTING_ - PAULINE 115 kV | LN SWEETW4 - AXTELL1 345 kV | 2021-07-10 14:54 | 2021-12-06 11:54 | LN: NPPD.NPPD.NP_1148-A.1 | LN: NPPD.NPPD.12006.A
26358 | TMP203_26358 | SWPP | INT | LN LACYGNE - STILWELL 345 kV ftlo LN LACYGNE - W_GARDNR 345 kV | 1792 | 1792 | LN LACYGNE - STILWELL 345 kV | LN LACYGNE - W_GARDNR 345 kV | 2021-02-02 06:45 | 2021-12-06 11:54 | LN: KCPL.KCPL.LACYGN_STILWE1.1 | LN: KCPL.KCPL.LACYGN_W_GARD1.1
26219 | TMP302_26219 | SWPP | INT | LN UTICAJC - NAPAJCT7 115 kV ftlo LN UTICAJC - RASMUSN 230 kV | 120 | 120 | LN UTICAJC - NAPAJCT7 115 kV | LN UTICAJC - RASMUSN 230 kV | 2020-12-03 08:11 | 2021-12-06 11:54 | LN: WAUE.WAUE.UTICAJC_NAPAJ.A | LN: WAUE.WAUE.UTICARASMU23_1.1
25441 | TMP334_25441 | SWPP | INT | LN RLND_PRK - MIDTOWN 161 kV ftlo LN STILWELL - PECULIA7 345 kV | 555 | 555 | LN RLND_PRK - MIDTOWN 161 kV | LN STILWELL - PECULIA7 345 kV | 2019-12-31 16:31 | 2021-12-06 11:54 | LN: KCPL.KCPL.MIDTOW_RLND_P1.1 | LN: MPS.MPS.SIBLEY_STILWE1.B
24901 | TMP277_24901 | SWPP | INT | XF EAGLE 230/69 kV ftlo XF EAGLE 230/69 kV | 60 | 75 | XF EAGLE 230/69 kV | XF EAGLE 230/69 kV | 2019-06-14 23:02 | 2021-12-06 11:54 | XF: WAUE.WAUE.EAGLE.KV1A.KV1A | XF: WAUE.WAUE.EAGLE.KV3A.KV3A
25147 | TMP403_25147 | SWPP | INT | LN COLBY3 - GEM_SW3 115 kV ftlo LN MINGO1 - SETAB1 345 kV | 83 | 99 | LN COLBY3 - GEM_SW3 115 kV | LN MINGO1 - SETAB1 345 kV | 2019-09-28 02:26 | 2021-12-06 11:54 | LN: WR.MIDW.COLBY_GEM.A | LN: SECI.SECI.10151.A
25365 | TMP378_25365 | SWPP | INT | LN TIP2921 - MONETT 161 kV ftlo LN BLACKBRY - JASPER7 345 kV | 223 | 223 | LN TIP2921 - MONETT 161 kV | LN BLACKBRY - JASPER7 345 kV | 2019-12-09 09:44 | 2021-12-06 11:54 | LN: EDE.EDE.11351.A | LN: AECI.AECI.BLCKBRY_JASPER.A
26211 | TMP353_26211 | SWPP | INT | LN NEWHART - PLXSUB 230 kV ftlo LN BUSHLAND - DEAFSMIT 230 kV | 321 | 321 | LN NEWHART - PLXSUB 230 kV | LN BUSHLAND - DEAFSMIT 230 kV | 2020-11-29 23:58 | 2021-12-06 11:54 | LN: SPS.SPS.108.1 | LN: SPS.SPS.BUSHL_DEAFSM.1
26293 | TMP352_26293 | SWPP | INT | LN MSTNG1 - SW51 138 kV ftlo LN MSTNG1 - DATON 138 kV | 287 | 287 | LN MSTNG1 - SW51 138 kV | LN MSTNG1 - DATON 138 kV | 2021-01-05 07:28 | 2021-12-06 11:54 | LN: OKGE.OKGE.8775.A | LN: OKGE.OKGE.8773.A
26784 | TMP384_26784 | SWPP | INT | XF N345 345/1 kV ftlo XF N345 345/1 kV | 400 | 440 | XF N345 345/1 kV | XF N345 345/1 kV | 2021-06-17 21:54 | 2021-12-06 11:54 | XF: WR.WR.N345.1040.N345_1H | XF: WR.WR.N345.1043.N345_2H
26725 | TMP408_26725 | SWPP | INT | LN BRISTOL3 - SUMMITW 115 kV ftlo LN CROCKERW - WATERTN 345 kV | 73 | 73 | LN BRISTOL3 - SUMMITW 115 kV | LN CROCKERW - WATERTN 345 kV | 2021-06-01 02:55 | 2021-12-06 11:54 | LN: WAUE.WAUE.BRISTSUMMI11_1.1 | LN: WAUE.WAUE.CROCKER_WATERT.A
27025 | TMP414_27025 | SWPP | INT | XF SEMINOLE 345/1 kV ftlo LN SEMINOLE - PITTSB9 345 kV | 448 | 448 | XF SEMINOLE 345/1 kV | LN SEMINOLE - PITTSB9 345 kV | 2021-10-08 15:26 | 2021-12-06 11:54 | XF: OKGE.OKGE.SEMINOLE.BK_1.1_1 | LN: OKGE.OKGE.SEMINOLE.A
27001 | TMP347_27001 | SWPP | INT | LN E_21_TP - CATOOSA 138 kV ftlo XF TULSA_NO 345/138 kV | 216 | 235 | LN E_21_TP - CATOOSA 138 kV | XF TULSA_NO 345/138 kV | 2021-09-30 18:10 | 2021-12-06 11:54 | LN: CSWS.CSWS.81_838.A | XF: CSWS.CSWS.TULSA_NO.2068.1
26950 | TMP355_26950 | SWPP | INT | LN CIM-PL1 - CMRIVTP 115 kV ftlo LN CIM-PL1 - HAYNE 115 kV | 106 | 113.9 | LN CIM-PL1 - CMRIVTP 115 kV | LN CIM-PL1 - HAYNE 115 kV | 2021-09-14 14:19 | 2021-12-06 11:54 | LN: SECI.SECI.10883.A | LN: SECI.SECI.10888.A
27033 | TMP415_27033 | SWPP | INT | LN CUNCL - WSTOK 138 kV ftlo LN DVISN - LAKSD 138 kV | 287 | 287 | LN CUNCL - WSTOK 138 kV | LN DVISN - LAKSD 138 kV | 2021-10-09 14:47 | 2021-12-06 11:54 | LN: OKGE.OKGE.8778.A | LN: OKGE.OKGE.8764.A; LN: OKGE.OKGE.8757.A
27116 | TMP392_27116 | SWPP | INT | LN CURRY2 - DFS_REC2 115 kV ftlo LN TBLANCA - HEREFORD 115 kV | 93 | 103 | LN CURRY2 - DFS_REC2 115 kV | LN TBLANCA - HEREFORD 115 kV | 2021-11-05 07:59 | 2021-12-06 11:54 | LN: SPS.SPS.CURRYDFS_R11_1.1 | LN: SPS.SPS.TB_HERFD_U44.A; LN: SPS.SPS.HEREFDEAFS11_1.1
26886 | TMP358_26886 | SWPP | INT | XF NOWST1 345/1 kV ftlo XF NOWST1 1/13.8 kV | 478 | 478 | XF NOWST1 345/1 kV | XF NOWST1 1/13.8 kV | 2021-08-20 19:59 | 2021-12-06 11:54 | XF: OKGE.OKGE.NOWST1.XF3.XF3P | XF: OKGE.OKGE.NOWST1.8788.B_T; XF: OKGE.OKGE.NOWST1.8788.B_S; XF: OKGE.OKGE.NOWST1.8788.B
26933 | TMP356_26933 | SWPP | INT | LN ROSE - STEA 138 kV ftlo LN ROSE - WEAV 138 kV | 287 | 287 | LN ROSE - STEA 138 kV | LN ROSE - WEAV 138 kV | 2021-09-09 15:11 | 2021-12-06 11:54 | LN: WR.WR.4319.1 | LN: WR.WR.93.E
26935 | TMP406_26935 | SWPP | INT | LN SEMINOLE - VANOS 138 kV ftlo LN SEMINOLE - LKKONAWA 138 kV | 287 | 287 | LN SEMINOLE - VANOS 138 kV | LN SEMINOLE - LKKONAWA 138 kV | 2021-09-10 06:59 | 2021-12-06 11:54 | LN: OKGE.OKGE.8938.A | LN: OKGE.OKGE.SEMINL_LKKONWA.A; LN: OKGE.OKGE.PRKLN_LKKONAWA.A
26916 | TMP395_26916 | SWPP | INT | LN BANNTAP4 - MAYO_RD 138 kV ftlo XF RIVRSIDE 345/138 kV | 221 | 221 | LN BANNTAP4 - MAYO_RD 138 kV | XF RIVRSIDE 345/138 kV | 2021-09-01 14:59 | 2021-12-06 11:54 | LN: CSWS.CSWS.BANNTAP4_MAYO.A | XF: CSWS.CSWS.RIVRSIDE.2001.2_T
26939 | TMP409_26939 | SWPP | INT | LN SUB_E - SUB_F 69 kV ftlo LN SRJ - SUB_N 69 kV | 43 | 48 | LN SUB_E - SUB_F 69 kV | LN SRJ - SUB_N 69 kV | 2021-09-11 14:14 | 2021-12-06 11:54 | LN: INDN.INDN.SUB_F_SUB_E.A | LN: INDN.INDN.SUB_N__SRJ.A; LN: INDN.INDN.SUB_E__SRJ.A; LN: INDN.INDN.SUB_C__SRJ.A
26958 | TMP425_26958 | SWPP | INT | LN CARDINAL - TEAGUE 115 kV ftlo LN CUNNSUB - MOMUMT3 115 kV | 143 | 158 | LN CARDINAL - TEAGUE 115 kV | LN CUNNSUB - MOMUMT3 115 kV | 2021-09-18 00:49 | 2021-12-06 11:54 | LN: SPS.SPS.CARDINAL_TEAGU.A | LN: SPS.SPS.MONUMCUNN11_1.1; LN: SPS.SPS.COOPER_OILCNTR.A; LN: SPS.SPS.BYRD_MONUMENT.A; LN: SPS.SPS.BYRD_COOPER.A
26985 | TMP463_26985 | SWPP | INT | LN DOVERS1 - DOVERSUB 138 kV ftlo LN REDGNTN7 - MATHWSN7 345 kV | 160 | 187 | LN DOVERS1 - DOVERSUB 138 kV | LN REDGNTN7 - MATHWSN7 345 kV | 2021-09-23 23:24 | 2021-12-06 11:54 | LN: WFEC.WFEC.DOVERS1_DOVERS.A | LN: OKGE.OKGE.MATHWSN7_REDGN.A
26995 | TMP491_26995 | SWPP | INT | LN HEREFORD - DS_REC6 115 kV ftlo LN BORDER - TUCO 345 kV | 96 | 105 | LN HEREFORD - DS_REC6 115 kV | LN BORDER - TUCO 345 kV | 2021-09-29 00:19 | 2021-12-06 11:54 | LN: SPS.SPS.DS6_HEREFORD.A | LN: SPS.SPS.TUCO_BORDER.A
26947 | TMP432_26947 | SWPP | INT | LN NSES - KTV01 138 kV ftlo LN N345 - DELAWARE 345 kV | 191 | 191 | LN NSES - KTV01 138 kV | LN N345 - DELAWARE 345 kV | 2021-09-13 22:54 | 2021-12-06 11:54 | LN: WR.WR.KTV01NSES13_1.1 | LN: WR.WR.NEOSHO_DELAWAR.A
26922 | TMP495_26922 | SWPP | INT | LN SPRIN - DRIPPING 138 kV ftlo LN ARB1 - MILLC 138 kV | 133 | 153 | LN SPRIN - DRIPPING 138 kV | LN ARB1 - MILLC 138 kV | 2021-09-06 00:54 | 2021-12-06 11:54 | LN: OKGE.OKGE.SPRINGD_DRIP.A | LN: OKGE.OKGE.9006.A
26898 | TMP500_26898 | SWPP | INT | LN LIBERAL_ - TEXAS_CO 115 kV ftlo UN TABLE_GN - TABLE_GN 13.8 kV | 80 | 80 | LN LIBERAL_ - TEXAS_CO 115 kV | UN TABLE_GN - TABLE_GN 13.8 kV | 2021-08-25 15:17 | 2021-12-06 11:54 | LN: SECI.SECI.TEXASLIBER11_1.1 | UN: SPA.SPA.TABLE_GN.13.8.2
26891 | TMP455_26891 | SWPP | INT | LN STILWELL - HICKMAN 161 kV ftlo LN STILWELL - REDEL5 161 kV | 223 | 223 | LN STILWELL - HICKMAN 161 kV | LN STILWELL - REDEL5 161 kV | 2021-08-24 00:52 | 2021-12-06 11:54 | LN: KCPL.KCPL.HICKMA_STILWE1.1 | LN: KCPL.KCPL.MART_C_STILWE1.1
26892 | TMP462_26892 | SWPP | INT | XF SEMINOLE 345/1 kV ftlo XF SEMINOLE 1/14.4 kV | 448 | 448 | XF SEMINOLE 345/1 kV | XF SEMINOLE 1/14.4 kV | 2021-08-24 01:03 | 2021-12-06 11:54 | XF: OKGE.OKGE.SEMINOLE.BK_2.2_1 | XF: OKGE.OKGE.SEMINOLE.BK_1.1_3; XF: OKGE.OKGE.SEMINOLE.BK_1.1_2; XF: OKGE.OKGE.SEMINOLE.BK_1.1_1
27111 | TMP444_27111 | SWPP | INT | LN HEIZER - MULGRE2 115 kV ftlo LN MULGRE2 - SHAYS 230 kV | 164 | 199 | LN HEIZER - MULGRE2 115 kV | LN MULGRE2 - SHAYS 230 kV | 2021-11-04 22:14 | 2021-12-06 11:54 | LN: WR.MIDW.MULG_HEIZ_TIE.A | LN: WR.MIDW.MULGRE2_SHAYS.A
27032 | TMP459_27032 | SWPP | INT | LN MCCOOK1 - CAMBRIG 115 kV ftlo LN REDWLO1 - BEVERL1 115 kV | 120 | 132 | LN MCCOOK1 - CAMBRIG 115 kV | LN REDWLO1 - BEVERL1 115 kV | 2021-10-09 10:34 | 2021-12-06 11:54 | LN: NPPD.NPPD.12041.A | LN: NPPD.NPPD.12028.A
27040 | TMP497_27040 | SWPP | INT | XF NESET 230/1 kV ftlo LN NESET - TIOGAWP 230 kV | 150 | 188 | XF NESET 230/1 kV | LN NESET - TIOGAWP 230 kV | 2021-10-11 10:49 | 2021-12-06 11:54 | XF: WAUE.WAUE.NESET.V2A1.KV2A1 | LN: WAUE.WAUE.NESETTIOGA23_1.1
27000 | TMP468_27000 | SWPP | INT | LN NMAGAZIN - BRANCHOG 161 kV ftlo LN MUSKOGEE - FTSMTH 345 kV | 148 | 185 | LN NMAGAZIN - BRANCHOG 161 kV | LN MUSKOGEE - FTSMTH 345 kV | 2021-09-30 14:52 | 2021-12-06 11:54 | LN: OKGE.OKGE.NMAGAZI_OGE_1A.A | LN: OKGE.OKGE.9099.A
27027 | TMP471_27027 | SWPP | INT | LN BRIDGECR - SUNSHI1 138 kV ftlo LN MINCO - CIMARRON 345 kV | 143 | 143 | LN BRIDGECR - SUNSHI1 138 kV | LN MINCO - CIMARRON 345 kV | 2021-10-08 14:04 | 2021-12-06 11:54 | LN: WFEC.WFEC.9457.A | LN: OKGE.OKGE.CIMARRON_345.A
26785 | TMP429_26785 | SWPP | INT | LN SPRIN - DRIPPING 138 kV ftlo LN SUNNYSDE - JHNSTNCO 345 kV | 133 | 153 | LN SPRIN - DRIPPING 138 kV | LN SUNNYSDE - JHNSTNCO 345 kV | 2021-06-18 05:49 | 2021-12-06 11:54 | LN: OKGE.OKGE.SPRINGD_DRIP.A | LN: OKGE.OKGE.JOHNCO_SUNNY.A
26788 | TMP446_26788 | SWPP | INT | XF KELL 161/115 kV ftlo LN STEELCTY - KNOB 115 kV | 112 | 123 | XF KELL 161/115 kV | LN STEELCTY - KNOB 115 kV | 2021-06-20 16:04 | 2021-12-06 11:54 | XF: WR.WR.KELL.4056.KELL_10 | LN: WR.WR.LN1276.A
26613 | TMP506_26613 | SWPP | INT | LN GA_WEST - CROSTOWN 161 kV ftlo LN HAWTHORN - LEEDS 161 kV | 259 | 259 | LN GA_WEST - CROSTOWN 161 kV | LN HAWTHORN - LEEDS 161 kV | 2021-04-18 21:44 | 2021-12-06 11:54 | LN: KCPL.KCPL.CROSTO_GA_WES1.1 | LN: KCPL.KCPL.HAWTHO_LEEDS_2.A
26053 | TMP466_26053 | SWPP | INT | LN GAVINS - HARTNGTN 115 kV ftlo LN MEADW_GR - KELLY 230 kV | 120 | 132 | LN GAVINS - HARTNGTN 115 kV | LN MEADW_GR - KELLY 230 kV | 2020-10-14 11:02 | 2021-12-06 11:54 | LN: WAUE.WAUE.HARTGGAVIN11_1.1 | LN: NPPD.NPPD.MEADWGRV_KELLY.A
25188 | TMP457_25188 | SWPP | INT | LN MATHWSN7 - NOWST1 345 kV ftlo LN CIMARRON - DRAPR1 345 kV | 1195 | 1195 | LN MATHWSN7 - NOWST1 345 kV | LN CIMARRON - DRAPR1 345 kV | 2019-10-08 22:46 | 2021-12-06 11:54 | LN: OKGE.OKGE.MATHWSN7_NOWST.A | LN: OKGE.OKGE.8803.A
26130 | TMP531_26130 | SWPP | INT | LN MOORLN1 - ASPEN 138 kV ftlo LN WDWRDEHV - TATONGA 345 kV | 143 | 143 | LN MOORLN1 - ASPEN 138 kV | LN WDWRDEHV - TATONGA 345 kV | 2020-11-01 23:59 | 2021-12-06 11:54 | LN: WFEC.WFEC.ASPEN_MOORLN1.A | LN: OKGE.OKGE.WWEHV_TATNGA.A
26121 | TMP513_26121 | SWPP | INT | LN MOORLN1 - ASPEN 138 kV ftlo LN SWEETWT6 - CHISHOLM 230 kV | 143 | 143 | LN MOORLN1 - ASPEN 138 kV | LN SWEETWT6 - CHISHOLM 230 kV | 2020-10-30 18:27 | 2021-12-06 11:54 | LN: WFEC.WFEC.ASPEN_MOORLN1.A | LN: CSWS.CSWS.CHISHOLM_SWEET.A
27037 | TMP519_27037 | SWPP | INT | LN ANADARKO - SW_STA 138 kV ftlo LN WASHIT1 - SW_STA 138 kV | 191 | 191 | LN ANADARKO - SW_STA 138 kV | LN WASHIT1 - SW_STA 138 kV | 2021-10-11 00:54 | 2021-12-06 11:54 | LN: WFEC.WFEC.ANADARKO.A | LN: WFEC.WFEC.WASHIT_SWST.A
27066 | TMP544_27066 | SWPP | INT | LN HOXIE_1 - BEACH 115 kV ftlo LN BUCKNER7 - SPERVI1 345 kV | 83 | 99 | LN HOXIE_1 - BEACH 115 kV | LN BUCKNER7 - SPERVI1 345 kV | 2021-10-25 13:13 | 2021-12-06 11:54 | LN: WR.MIDW.9986.A | LN: SECI.SECI.10149.A
26894 | TMP540_26894 | SWPP | INT | LN 134PENTP - WESTMOR4 138 kV ftlo LN MCCLAI - PLVAL 138 kV | 268 | 308 | LN 134PENTP - WESTMOR4 138 kV | LN MCCLAI - PLVAL 138 kV | 2021-08-24 01:14 | 2021-12-06 11:54 | LN: OKGE.OKGE.WEST_134PENTP.A | LN: OKGE.OKGE.MCCLAI_PLVAL_1.A
26896 | TMP508_26896 | SWPP | INT | XF AXTELL1 345/115 kV ftlo LN AXTELL1 - PAULINE 345 kV | 336 | 420 | XF AXTELL1 345/115 kV | LN AXTELL1 - PAULINE 345 kV | 2021-08-24 15:09 | 2021-12-06 11:54 | XF: NPPD.NPPD.AXTELL1.A.A | LN: NPPD.NPPD.12005.A
26890 | TMP546_26890 | SWPP | INT | LN 36_LEWIS - 52DELTP4 138 kV ftlo LN WARNTAP4 - 96YALE 138 kV | 278 | 278 | LN 36_LEWIS - 52DELTP4 138 kV | LN WARNTAP4 - 96YALE 138 kV | 2021-08-23 15:41 | 2021-12-06 11:54 | LN: CSWS.CSWS.52DELTP_36LEW.A | LN: CSWS.CSWS.WARNTAP_96YALE.A; LN: CSWS.CSWS.2052.A; LN: CSWS.CSWS.2052-B.A; LN: CSWS.CSWS.2052-A.A; LN: CSWS.CSWS.2014.A
26889 | TMP556_26889 | SWPP | INT | LN READ - OSAGJ 115 kV ftlo LN EMPEC - SWIS 345 kV | 86 | 92 | LN READ - OSAGJ 115 kV | LN EMPEC - SWIS 345 kV | 2021-08-23 06:59 | 2021-12-06 11:54 | LN: WR.WR.OSAGJREAD11_1.1 | LN: WR.WR.EMPEC_SWIS.1
26885 | TMP582_26885 | SWPP | INT | LN SULPHSPR - NEWELL2 115 kV ftlo LN DAGLUM - BELFELD 230 kV | 134 | 134 | LN SULPHSPR - NEWELL2 115 kV | LN DAGLUM - BELFELD 230 kV | 2021-08-18 00:39 | 2021-12-06 11:54 | LN: WAUE.WAUE.NEWELL_SULPHSP.A | LN: WAUE.WAUE.BELFELD_DAGLUM.A
26142 | TMP558_26142 | SWPP | INT | LN GRPRAIR - GRISLD1 345 kV ftlo UN G_GENT1 - G_GENT1 230 kV | 717 | 717 | LN GRPRAIR - GRISLD1 345 kV | UN G_GENT1 - G_GENT1 230 kV | 2020-11-05 18:37 | 2021-12-06 11:54 | LN: NPPD.NPPD.GRISLD1_GRPRAI.A | UN: NPPD.NPPD.G_GENT1.230.1
26830 | TMP589_26830 | SWPP | INT | LN MCROY - UNVRSTY4 138 kV ftlo XF SONR1 138/345 kV | 194 | 222 | LN MCROY - UNVRSTY4 138 kV | XF SONR1 138/345 kV | 2021-07-13 10:29 | 2021-12-06 11:54 | LN: OKGE.OKGE.UNVRSTY4_MCROY.A | XF: OKGE.OKGE.SONR1.8702.AA
26735 | TMP579_26735 | SWPP | INT | LN NSES - RAM452 161 kV ftlo LN RIV452T - RIV453 161 kV | 212 | 237 | LN NSES - RAM452 161 kV | LN RIV452T - RIV453 161 kV | 2021-06-04 21:39 | 2021-12-06 11:54 | LN: WR.WR.10291.A | LN: EDE.EDE.RIV453_RIV452T.A; LN: EDE.EDE.RIV167_RIV452T.A; LN: EDE.EDE.RAM452_RIV452T.A
26501 | TMP549_26501 | SWPP | INT | LN MARSHAL3 - KNOB 115 kV ftlo LN SUB975 - SUB1398 161 kV | 86 | 92 | LN MARSHAL3 - KNOB 115 kV | LN SUB975 - SUB1398 161 kV | 2021-03-06 03:12 | 2021-12-06 11:54 | LN: WR.WR.KNOB_MARSHAL3.A | LN: OPPD.OPPD.S975_S1398.A; LN: OPPD.OPPD.S1399_S1398.A
26987 | TMP361_26987 | SWPP | INT | XF GRDA17 345/1 kV ftlo XF GRDA17 13.8/1 kV | 448 | 478 | XF GRDA17 345/1 kV | XF GRDA17 13.8/1 kV | 2021-09-24 14:04 | 2021-12-06 15:34 | XF: GRDA.GRDA.GRDA17.NRTH.NORTH_H | XF: GRDA.GRDA.GRDA17.SOTH.SOUTH_T; XF: GRDA.GRDA.GRDA17.SOTH.SOUTH_L; XF: GRDA.GRDA.GRDA17.SOTH.SOUTH_H
27287 | TMP471_27287 | MISO | RCF | LN NOBLES - SPLT_RT 345 kV ftlo LN WILMART - SHEASLK 345 kV | 828 | 828 | LN NOBLES - SPLT_RT 345 kV | LN WILMART - SHEASLK 345 kV | 2021-12-17 18:29 | 2021-12-17 18:39 | LN: NSP.NSP.SPLT_NOBLE34_1.1 | LN: NSP.NSP.SHEASWILMA34_1.1
27225 | TEMP33_27225 | SWPP | INT | LN DVISN - MSTNG1 138 kV ftlo LN NOWST1 - ARCAD7 345 kV | 347 | 375 | LN DVISN - MSTNG1 138 kV | LN NOWST1 - ARCAD7 345 kV | 2021-12-05 00:26 | 2021-12-31 23:54 | LN: OKGE.OKGE.8758.A | LN: OKGE.OKGE.8790.A
26870 | TEMP56_26870 | SWPP | INT | LN FPLSWTCH - WDWRD1 138 kV ftlo LN MOORLN1 - ASPEN 138 kV | 133 | 153 | LN FPLSWTCH - WDWRD1 138 kV | LN MOORLN1 - ASPEN 138 kV | 2021-08-08 10:54 | 2021-12-31 23:54 | LN: OKGE.OKGE.8691.A | LN: WFEC.WFEC.ASPEN_MOORLN1.A
27049 | TEMP74_27049 | SWPP | INT | XF PHILL 161/345 kV ftlo LN LKWINGB - HOOKRD5 161 kV | 334 | 334 | XF PHILL 161/345 kV | LN LKWINGB - HOOKRD5 161 kV | 2021-10-15 00:29 | 2021-12-31 23:54 | XF: MPS.MPS.PHILL.XMR1.345_161 | LN: MPS.MPS.LKWING_HOOKR_1.A; LN: MPS.MPS.11032.A
27011 | TEMP63_27011 | SWPP | INT | LN PLXSUB - EMUVLYTP 115 kV ftlo LN TOLKSUB - ROOSEVE2 230 kV | 120 | 120 | LN PLXSUB - EMUVLYTP 115 kV | LN TOLKSUB - ROOSEVE2 230 kV | 2021-10-04 20:04 | 2021-12-31 23:54 | LN: SPS.SPS.127.1 | LN: SPS.SPS.121.1
26755 | TEMP08_26755 | SWPP | INT | LN MULGRE2 - ELLSWTP3 115 kV ftlo LN MULGRE2 - CIRC 230 kV | 89 | 89 | LN MULGRE2 - ELLSWTP3 115 kV | LN MULGRE2 - CIRC 230 kV | 2021-06-08 17:59 | 2021-12-31 23:54 | LN: SECI.SECI.10900.A | LN: SECI.SECI.10255.A
26640 | TMP102_26640 | SWPP | INT | LN GA_WEST - CROSTOWN 161 kV ftlo XF NRTHEAST 13.8/1 kV | 259 | 259 | LN GA_WEST - CROSTOWN 161 kV | XF NRTHEAST 13.8/1 kV | 2021-04-29 01:27 | 2021-12-31 23:54 | LN: KCPL.KCPL.CROSTO_GA_WES1.1 | XF: KCPL.KCPL.NRTHEAST.XF78.XF78T; XF: KCPL.KCPL.NRTHEAST.XF78.XF78L; XF: KCPL.KCPL.NRTHEAST.XF78.XF78H; LN: KCPL.KCPL.CHARLOT5_NRTHE.A
27013 | TMP104_27013 | SWPP | INT | LN N_PLT1 - C_CREEK 230 kV ftlo LN G_GENT1 - SWEETW4 345 kV | 392 | 431 | LN N_PLT1 - C_CREEK 230 kV | LN G_GENT1 - SWEETW4 345 kV | 2021-10-05 17:09 | 2021-12-31 23:54 | LN: NPPD.NPPD.N_PLT1_C_CREEK.A | LN: NPPD.NPPD.12212.A
27047 | TEMP91_27047 | SWPP | INT | LN STHRD - ROMAN 138 kV ftlo LN HUNTERS7 - WDRNG1 345 kV | 133 | 153 | LN STHRD - ROMAN 138 kV | LN HUNTERS7 - WDRNG1 345 kV | 2021-10-14 01:29 | 2021-12-31 23:54 | LN: OKGE.OKGE.8718.A | LN: OKGE.OKGE.8622.A
27042 | TEMP79_27042 | SWPP | INT | LN STHRD - ROMAN 138 kV ftlo LN OKLAUNIO - TUCO 345 kV | 133 | 153 | LN STHRD - ROMAN 138 kV | LN OKLAUNIO - TUCO 345 kV | 2021-10-11 19:04 | 2021-12-31 23:54 | LN: OKGE.OKGE.8718.A | LN: SPS.SPS.136.1
27063 | TEMP98_27063 | SWPP | INT | XF SHARPER5 161/69 kV ftlo LN SHARPER5 - ARCHIE 161 kV | 50 | 55 | XF SHARPER5 161/69 kV | LN SHARPER5 - ARCHIE 161 kV | 2021-10-24 18:10 | 2021-12-31 23:54 | XF: MPS.MPS.SHARPER5.XF1.XF_161_69 | LN: MPS.MPS.ARCHIE_SHARP.A
27196 | TEMP84_27196 | SWPP | INT | XF GRISLD1 345/230 kV ftlo LN GRPRAIR - HOLT_CO 345 kV | 250 | 312 | XF GRISLD1 345/230 kV | LN GRPRAIR - HOLT_CO 345 kV | 2021-11-30 05:59 | 2021-12-31 23:54 | XF: NPPD.NPPD.GRISLD1.KU1A.KU1A | LN: WAUE.WAUE.GRPRAIR_HOLT.A; LN: NPPD.NPPD.HOLT_GRISLD.A; LN: NPPD.NPPD.GRISLD1_GRPRAI.A
27180 | TMP169_27180 | SWPP | INT | LN ATL1091 - CARTHAGE 161 kV ftlo LN JOP3891 - JOP469 161 kV | 215 | 215 | LN ATL1091 - CARTHAGE 161 kV | LN JOP3891 - JOP469 161 kV | 2021-11-22 17:44 | 2021-12-31 23:54 | LN: SPA.SPA.7366.A | LN: EDE.EDE.11492.A
27272 | TMP194_27272 | SWPP | INT | XF WDRNG1 345/138 kV ftlo LN ONEOK - NOWST1 345 kV | 330 | 359 | XF WDRNG1 345/138 kV | LN ONEOK - NOWST1 345 kV | 2021-12-14 16:46 | 2021-12-31 23:54 | XF: OKGE.OKGE.WDRNG1.8618.A | LN: OKGE.OKGE.ONEOK_NOWST1.A
27132 | TMP187_27132 | SWPP | INT | LN ATL1091 - CARTHAGE 161 kV ftlo LN RNM393 - TIP2921 161 kV | 215 | 215 | LN ATL1091 - CARTHAGE 161 kV | LN RNM393 - TIP2921 161 kV | 2021-11-11 10:49 | 2021-12-31 23:54 | LN: SPA.SPA.7366.A | LN: EDE.EDE.11353.A
27133 | TMP126_27133 | SWPP | INT | LN TWINCHUR - EMERSON 115 kV ftlo LN WAKE_FLD - HOSKINS 230 kV | 120 | 132 | LN TWINCHUR - EMERSON 115 kV | LN WAKE_FLD - HOSKINS 230 kV | 2021-11-13 00:44 | 2021-12-31 23:54 | LN: NPPD.NPPD.NP_1098.A | LN: NPPD.NPPD.HOSKINS_WAKE_F.A
27134 | TMP132_27134 | SWPP | INT | XF GRISLD1 345/230 kV ftlo XF GRISLD1 345/230 kV | 250 | 312 | XF GRISLD1 345/230 kV | XF GRISLD1 345/230 kV | 2021-11-11 17:29 | 2021-12-31 23:54 | XF: NPPD.NPPD.GRISLD1.KU1A.KU1A | XF: NPPD.NPPD.GRISLD1.KU2A.KU2A
26954 | TMP145_26954 | SWPP | INT | LN MIDJ - BISM 115 kV ftlo XF LAWH 230/115 kV | 111 | 118 | LN MIDJ - BISM 115 kV | XF LAWH 230/115 kV | 2021-09-16 13:49 | 2021-12-31 23:54 | LN: WR.WR.4199.1 | XF: WR.WR.LAWH.3034.LAWH_29
26758 | TMP247_26758 | SWPP | INT | LN NSES - MARM 161 kV ftlo LN ASB3491 - LITC 161 kV | 148 | 148 | LN NSES - MARM 161 kV | LN ASB3491 - LITC 161 kV | 2021-06-09 16:51 | 2021-12-31 23:54 | LN: WR.WR.29.1 | LN: EDE.EDE.10282.A
26813 | TMP263_26813 | SWPP | INT | LN ATL1091 - CARTHAGE 161 kV ftlo LN TIP2921 - MONETT 161 kV | 215 | 215 | LN ATL1091 - CARTHAGE 161 kV | LN TIP2921 - MONETT 161 kV | 2021-06-29 21:34 | 2021-12-31 23:54 | LN: SPA.SPA.7366.A | LN: EDE.EDE.11351.A
21578 | TMP179_21578 | SWPP | INT |  | 262 | 262 | LN DOLET_PP - DOLET 24 kV |  | 2016-03-30 10:13 | 2021-12-31 23:54 | LN: CLEC.CLEC.DOLET_INT_BIAS.A
26956 | TMP286_26956 | SWPP | INT | LN SNRPMPT4 - OSAGE_OG 138 kV ftlo XF SONR1 138/345 kV | 287 | 287 | LN SNRPMPT4 - OSAGE_OG 138 kV | XF SONR1 138/345 kV | 2021-09-17 13:44 | 2021-12-31 23:54 | LN: OKGE.OKGE.8655.A | XF: OKGE.OKGE.SONR1.8702.AA
26865 | TMP319_26865 | SWPP | INT | LN BUSHLAND - DEAFSMIT 230 kV ftlo UN TOLKSUB - TOLKSUB 24 kV | 389 | 389 | LN BUSHLAND - DEAFSMIT 230 kV | UN TOLKSUB - TOLKSUB 24 kV | 2021-07-30 23:29 | 2021-12-31 23:54 | LN: SPS.SPS.BUSHL_DEAFSM.1 | UN: SPS.SPS.TOLKSUB.24.1
26849 | TMP291_26849 | SWPP | INT | LN STHRD - ROMAN 138 kV ftlo LN REDGNTN7 - MATHWSN7 345 kV | 133 | 153 | LN STHRD - ROMAN 138 kV | LN REDGNTN7 - MATHWSN7 345 kV | 2021-07-22 04:57 | 2021-12-31 23:54 | LN: OKGE.OKGE.8718.A | LN: OKGE.OKGE.MATHWSN7_REDGN.A
26852 | TMP298_26852 | SWPP | INT | LN SNRPMPT4 - OSAGE_OG 138 kV ftlo LN HUNTERS7 - RENFROW7 345 kV | 287 | 287 | LN SNRPMPT4 - OSAGE_OG 138 kV | LN HUNTERS7 - RENFROW7 345 kV | 2021-07-23 00:04 | 2021-12-31 23:54 | LN: OKGE.OKGE.8655.A | LN: OKGE.OKGE.RENFROW_HUNTER.A
27120 | TMP272_27120 | SWPP | INT | LN STHRD - ROMAN 138 kV ftlo XF WDWRDEHV 13.8/1 kV | 133 | 153 | LN STHRD - ROMAN 138 kV | XF WDWRDEHV 13.8/1 kV | 2021-11-07 11:24 | 2021-12-31 23:54 | LN: OKGE.OKGE.8718.A | XF: OKGE.OKGE.WDWRDEHV.XF3.XF3_T; XF: OKGE.OKGE.WDWRDEHV.XF3.XF3_L; XF: OKGE.OKGE.WDWRDEHV.XF3.XF3_H
27059 | TMP308_27059 | SWPP | INT | LN STL4391 - JOP1451 161 kV ftlo LN STL4391 - JOP3891 161 kV | 290 | 290 | LN STL4391 - JOP1451 161 kV | LN STL4391 - JOP3891 161 kV | 2021-10-21 13:04 | 2021-12-31 23:54 | LN: EDE.EDE.11345.A | LN: EDE.EDE.11375B.A
27177 | TMP325_27177 | SWPP | INT | XF SUNNYSDE 345/1 kV ftlo XF JHNSTNCO 345/1 kV | 330 | 330 | XF SUNNYSDE 345/1 kV | XF JHNSTNCO 345/1 kV | 2021-11-22 10:09 | 2021-12-31 23:54 | XF: OKGE.OKGE.SUNNYSDE.BK3.3_1 | XF: OKGE.OKGE.JHNSTNCO.T3.T3_H
27163 | TMP448_27163 | SWPP | INT | LN HOBART_J - CRNGIE_S 138 kV ftlo LN SWEETWT6 - WHEELER 230 kV | 136 | 136 | LN HOBART_J - CRNGIE_S 138 kV | LN SWEETWT6 - WHEELER 230 kV | 2021-11-16 14:14 | 2021-12-31 23:54 | LN: CSWS.CSWS.CRNGIHOBAR13_1.A | LN: SPS.SPS.SWEET_WHEEL.A
27169 | TMP368_27169 | SWPP | INT | LN THREE - CHLOC 69 kV ftlo LN HUNTERS7 - WDRNG1 345 kV | 45 | 57 | LN THREE - CHLOC 69 kV | LN HUNTERS7 - WDRNG1 345 kV | 2021-11-19 02:29 | 2021-12-31 23:54 | LN: OKGE.OKGE.8659.A | LN: OKGE.OKGE.8622.A
27034 | TMP433_27034 | SWPP | INT | LN CAR395 - CARTHAGE 161 kV ftlo LN ASB3491 - CJ366 161 kV | 215 | 215 | LN CAR395 - CARTHAGE 161 kV | LN ASB3491 - CJ366 161 kV | 2021-10-10 06:54 | 2021-12-31 23:54 | LN: SPA.SPA.7368.A | LN: EDE.EDE.11359.A
27150 | TMP393_27150 | SWPP | INT | LN SW_STA - NORGE_RD 138 kV ftlo LN COMMTAP4 - COMANCHE 138 kV | 136 | 136 | LN SW_STA - NORGE_RD 138 kV | LN COMMTAP4 - COMANCHE 138 kV | 2021-11-15 16:55 | 2021-12-31 23:54 | LN: CSWS.CSWS.2246.A | LN: CSWS.CSWS.COMANLAW_E13_2.A; LN: CSWS.CSWS.81_840.A; LN: CSWS.CSWS.2240.A; LN: CSWS.CSWS.2214.A
27158 | TMP418_27158 | SWPP | INT | LN FREMONT - SUB976 69 kV ftlo LN FT_CAL - FT_CAL 345 kV | 33 | 33 | LN FREMONT - SUB976 69 kV | LN FT_CAL - FT_CAL 345 kV | 2021-11-16 00:19 | 2021-12-31 23:54 | LN: NPPD.NPPD.SUB97FREMO69_1.1 | LN: OPPD.OPPD.FT_CAFT_CA34_2.S; LN: MEC.MEC.FT_CARAUN34_1.1
26960 | TMP350_26960 | SWPP | INT | LN DGRASSE7 - KNOB1 138 kV ftlo LN VIOLA7 - RENFROW7 345 kV | 268 | 308 | LN DGRASSE7 - KNOB1 138 kV | LN VIOLA7 - RENFROW7 345 kV | 2021-09-18 22:10 | 2021-12-31 23:54 | LN: OKGE.OKGE.DGRASSE7_KNOB1.A | LN: WR.WR.HUNTER_VIOLA.A
26949 | TMP496_26949 | SWPP | INT | LN WALKMY1 - CIM-PL1 115 kV ftlo LN CARPENTR - FINNEY1 345 kV | 153 | 165 | LN WALKMY1 - CIM-PL1 115 kV | LN CARPENTR - FINNEY1 345 kV | 2021-09-14 06:54 | 2021-12-31 23:54 | LN: SECI.SECI.10099.A | LN: SPS.SPS.FINNEY_CARPNTR.A
26888 | TMP543_26888 | SWPP | INT | LN IODINE4 - REDCLFTP 138 kV ftlo LN WDWRDEHV - WDWRD1 138 kV | 194 | 222 | LN IODINE4 - REDCLFTP 138 kV | LN WDWRDEHV - WDWRD1 138 kV | 2021-08-22 13:49 | 2021-12-31 23:54 | LN: OKGE.OKGE.IODINE_REDCLIF.A | LN: OKGE.OKGE.WWEHV_PS_1.1
27140 | TMP458_27140 | SWPP | INT | LN STL4391 - JOP1451 161 kV ftlo LN STL4391 - RAM452 161 kV | 290 | 290 | LN STL4391 - JOP1451 161 kV | LN STL4391 - RAM452 161 kV | 2021-11-13 03:15 | 2021-12-31 23:54 | LN: EDE.EDE.11345.A | LN: EDE.EDE.11342.A
27006 | TMP600_27006 | SWPP | INT | LN BEATRICE - HARBINE 115 kV ftlo LN SHELDON - SWBENNET 115 kV | 99 | 109 | LN BEATRICE - HARBINE 115 kV | LN SHELDON - SWBENNET 115 kV | 2021-10-04 11:59 | 2021-12-31 23:54 | LN: NPPD.NPPD.1175A.A | LN: LES.LES.BENNET_SHELDON.1
27237 | TMP544_27237 | SWPP | INT | XF WILKES 345/138 kV ftlo LN WILKES - WELSH 345 kV | 450 | 450 | XF WILKES 345/138 kV | LN WILKES - WELSH 345 kV | 2021-12-06 19:26 | 2021-12-31 23:54 | XF: CSWS.CSWS.WILKES.978.345_138 | LN: CSWS.CSWS.974.A
26833 | TMP507_26833 | SWPP | INT | LN MAID1 - KERR_HYD 161 kV ftlo LN GRDA17 - TONNECE 345 kV | 198 | 198 | LN MAID1 - KERR_HYD 161 kV | LN GRDA17 - TONNECE 345 kV | 2021-07-14 20:02 | 2021-12-31 23:54 | LN: GRDA.GRDA.8530.B | LN: GRDA.GRDA.TONN_GRDA.A
26824 | TMP210_26824 | SWPP | RCF | LN ESTBMRK - BISMARK2 115 kV ftlo LN MANDAN - WARDWA 230 kV | 144 | 144 | LN ESTBMRK - BISMARK2 115 kV | LN MANDAN - WARDWA 230 kV | 2021-07-10 02:11 | 2022-01-05 22:29 | LN: WAUE.WAUE.ESTBMBISMA11_1.1 | LN: MDU.MDU.MANDAWARDW23_1.1
26781 | TEMP86_26781 | SWPP | RCF | LN CBLUFFS - SUB1206 161 kV ftlo LN CBLUFFS - SUB3456 345 kV | 558 | 558 | LN CBLUFFS - SUB1206 161 kV | LN CBLUFFS - SUB3456 345 kV | 2021-06-17 13:38 | 2022-01-05 22:29 | LN: MEC.MEC.S1206CBLUF16_1.1 | LN: MEC.MEC.SUB34CBLUF34_1.1
26786 | TEMP85_26786 | SWPP | RCF | LN WARDWA - BISMARK2 230 kV ftlo LN JMSTNOTP - BUFFALO2 345 kV | 331 | 331 | LN WARDWA - BISMARK2 230 kV | LN JMSTNOTP - BUFFALO2 345 kV | 2021-06-18 16:04 | 2022-01-05 22:29 | LN: WAUE.WAUE.WARDWBISMA23_1.1 | LN: OTP.OTP.BUFFAJMSTN34_1.1
26774 | TEMP71_26774 | SWPP | RCF | LN WARDWA - BISMARK2 230 kV ftlo LN CENTER2 - JMSTNOTP 345 kV | 331 | 331 | LN WARDWA - BISMARK2 230 kV | LN CENTER2 - JMSTNOTP 345 kV | 2021-06-15 11:39 | 2022-01-05 22:29 | LN: WAUE.WAUE.WARDWBISMA23_1.1 | LN: OTP.OTP.CENTEJMSTN34_1.1
26753 | TMP246_26753 | SWPP | RCF | XF MORRIS 230/1 kV ftlo LN HANKSON - WAHPETN 230 kV | 100 | 125 | XF MORRIS 230/1 kV | LN HANKSON - WAHPETN 230 kV | 2021-06-08 14:12 | 2022-01-05 22:29 | XF: WAUE.WAUE.MORRIS.V1A1.KV1A1 | LN: OTP.OTP.WAHPEHANKS23_1.1
26646 | TMP143_26646 | SWPP | RCF | LN BREMERCO - BLKHAWK 161 kV ftlo LN QUINN - BLKHAWK 345 kV | 241 | 265 | LN BREMERCO - BLKHAWK 161 kV | LN QUINN - BLKHAWK 345 kV | 2021-04-30 02:34 | 2022-01-05 22:29 | LN: WAUE.WAUE.BREMEBLKHA16_1.1 | LN: MEC.MEC.BLKHAQUINN34_1.1
26580 | TMP394_26580 | SWPP | RCF | LN RAUN - TEKAMHO 161 kV ftlo LN BVRCRFBC - GRIMES 345 kV | 217 | 217 | LN RAUN - TEKAMHO 161 kV | LN BVRCRFBC - GRIMES 345 kV | 2021-04-08 15:41 | 2022-01-05 22:29 | LN: MEC.MEC.RAUNTEKAM16_1.1 | LN: MEC.MEC.BVRCRGRIME34_1.1
26080 | TMP228_26080 | MISO | RCF | LN OMAHA - HRSN_E 161 kV ftlo LN TABLE_RK - CLEVCOV 161 kV | 163 | 163 | LN OMAHA - HRSN_E 161 kV | LN TABLE_RK - CLEVCOV 161 kV | 2020-10-23 10:14 | 2022-01-05 22:29 | LN: EES.EES.HRSN_E_OMAHA_5.A | LN: AECI.AECI.NEW-AMW-12.A
27162 | TMP128_27162 | SWPP | RCF | LN RICHLND2 - FAIRVIWP 115 kV ftlo LN CHAR_CK - WATFORD 230 kV | 120 | 120 | LN RICHLND2 - FAIRVIWP 115 kV | LN CHAR_CK - WATFORD 230 kV | 2021-11-16 15:59 | 2022-01-05 22:29 | LN: WAUE.WAUE.FAIRVRICHL11_1.1 | LN: WAUE.WAUE.CHAR_WATFO23_1.1
27175 | TEMP12_27175 | SWPP | RCF | LN FAIRVIWP - WILISTN 115 kV ftlo XF CHAR_CK 345/230 kV | 109 | 119 | LN FAIRVIWP - WILISTN 115 kV | XF CHAR_CK 345/230 kV | 2021-11-22 06:33 | 2022-01-05 22:29 | LN: WAUE.WAUE.FAIRVWILIS11_1.1 | XF: WAUE.WAUE.CHAR_CK.KV4A.KV4A; XF: WAUE.WAUE.CHAR_CK.KV3A.KV3A
27176 | TMP191_27176 | SWPP | RCF | LN VOLTAIR - DENBIGHT 115 kV ftlo LN BALTAJCT - RUGBY230 230 kV | 120 | 120 | LN VOLTAIR - DENBIGHT 115 kV | LN BALTAJCT - RUGBY230 230 kV | 2021-11-22 08:32 | 2022-01-05 22:29 | LN: WAUE.WAUE.DENBIVOLTA11_1.1 | LN: OTP.OTP.RUGBYBALTA23_1.1
27250 | TMP203_27250 | SWPP | INT | LN NSES - RAM452 161 kV ftlo LN ASB3491 - PUR421 161 kV | 248 | 270 | LN NSES - RAM452 161 kV | LN ASB3491 - PUR421 161 kV | 2021-12-09 15:09 | 2022-01-05 22:29 | LN: WR.WR.10291.A | LN: EDE.EDE.11360.A
27005 | TEMP20_27005 | SWPP | RCF | LN BISMARK2 - ESTBMRK 115 kV ftlo LN BISMARK2 - WARDWA 230 kV | 144 | 144 | LN BISMARK2 - ESTBMRK 115 kV | LN BISMARK2 - WARDWA 230 kV | 2021-10-04 12:44 | 2022-01-05 22:29 | LN: WAUE.WAUE.ESTBMBISMA11_1.1 | LN: WAUE.WAUE.WARDWBISMA23_1.1
27154 | TMP133_27154 | SWPP | RCF | LN CHAR_CK - RGHDRD 115 kV ftlo LN CHAR_CK - WATFORD 230 kV | 124 | 124 | LN CHAR_CK - RGHDRD 115 kV | LN CHAR_CK - WATFORD 230 kV | 2021-11-15 16:55 | 2022-01-05 22:29 | LN: WAUE.WAUE.CHAR_RGHDR11_1.1 | LN: WAUE.WAUE.CHAR_WATFO23_1.1
27122 | TEMP70_27122 | SWPP | RCF | LN BEULAH - HALIDYWP 115 kV ftlo LN ANTELOP - ROUNDUP 345 kV | 119 | 119 | LN BEULAH - HALIDYWP 115 kV | LN ANTELOP - ROUNDUP 345 kV | 2021-11-08 13:55 | 2022-01-05 22:29 | LN: MDU.MDU.HALIDBEULA11_1.1 | LN: WAUE.WAUE.ANTELOP_CHAR_2.A
26860 | TMP379_26860 | SWPP | RCF | LN EXIRAWA - ANTA_TP 161 kV ftlo LN BVRCRFBC - GRIMES 345 kV | 207 | 207 | LN EXIRAWA - ANTA_TP 161 kV | LN BVRCRFBC - GRIMES 345 kV | 2021-07-28 15:14 | 2022-01-05 22:29 | LN: WAUE.WAUE.EXIRAANTA_16_1.1 | LN: MEC.MEC.BVRCRGRIME34_1.1
26285 | TMP528_26285 | SWPP | RCF | XF SIOUXCY 230/1 kV ftlo XF SIOUXCY 1/13.8 kV | 250 | 313 | XF SIOUXCY 230/1 kV | XF SIOUXCY 1/13.8 kV | 2021-01-04 07:40 | 2022-01-05 22:29 | XF: WAUE.WAUE.SIOUXCY.V5A1.KV5A1 | XF: WAUE.WAUE.SIOUXCY.V1A1.KV1A3; XF: WAUE.WAUE.SIOUXCY.V1A1.KV1A2; XF: WAUE.WAUE.SIOUXCY.V1A1.KV1A1
26183 | TMP592_26183 | MISO | RCF | LN DRENGIN - EL_FARM 161 kV ftlo LN BLKHAWK - HAZLTON 345 kV | 215 | 215 | LN DRENGIN - EL_FARM 161 kV | LN BLKHAWK - HAZLTON 345 kV | 2020-11-18 12:04 | 2022-01-05 22:29 | LN: MEC.MEC.EL_FADRENG16_1.1 | LN: ALTW.ALTW.HAZLTBLKHA34_1.1
26018 | TMP532_26018 | MISO | RCF | LN KARMA - PERRYD 161 kV ftlo LN GR_JCT - BOONHAR 161 kV | 221 | 221 | LN KARMA - PERRYD 161 kV | LN GR_JCT - BOONHAR 161 kV | 2020-10-06 18:36 | 2022-01-05 22:29 | LN: ALTW.ALTW.KARMAPERRY16_2.1 | LN: ALTW.ALTW.BOONHGR_JC16_1.1
27306 | TMP409_27306 | SWPP | RCF | LN SIOUXCY2 - SPLT_RT 345 kV ftlo LN HLNDWIND - OBRIENCO 345 kV | 717 | 717 | LN SIOUXCY2 - SPLT_RT 345 kV | LN HLNDWIND - OBRIENCO 345 kV | 2021-12-30 21:54 | 2022-01-07 09:09 | LN: WAUE.WAUE.SPLT_SIOUX34_1.1 | LN: MEC.MEC.OBRIEHLNDW34_1.1
27047 | TMP102_27047 | SWPP | INT | LN MAUD_TAP - EARLSBRH 138 kV ftlo LN PITTSB9 - CND_RIVR 345 kV | 133 | 153 | LN MAUD_TAP - EARLSBRH 138 kV | LN PITTSB9 - CND_RIVR 345 kV | 2021-10-14 01:29 | 2022-02-16 02:25 | LN: OKGE.OKGE.1705.A | LN: OKGE.OKGE.PITTSB_CANDR.A
26937 | TEMP27_26937 | SWPP | INT | XF PHILL 345/161 kV ftlo XF SIBLEY 13.8/1 kV | 334 | 334 | XF PHILL 345/161 kV | XF SIBLEY 13.8/1 kV | 2021-09-11 00:29 | 2022-02-28 23:54 | XF: MPS.MPS.PHILL.XMR1.345_161 | XF: MPS.MPS.SIBLEY.T1.T1_T; XF: MPS.MPS.SIBLEY.T1.T1_S; XF: MPS.MPS.SIBLEY.T1.T1_P
27223 | TEMP13_27223 | SWPP | INT | LN NSES - KTV01 138 kV ftlo LN N345 - BLACKBRY 345 kV | 191 | 191 | LN NSES - KTV01 138 kV | LN N345 - BLACKBRY 345 kV | 2021-12-04 20:04 | 2022-02-28 23:54 | LN: WR.WR.KTV01NSES13_1.1 | LN: WR.WR.BLCKBRY_NEOSH.A
27224 | TEMP22_27224 | SWPP | INT | LN SWEETW4 - GRISLD1 345 kV ftlo LN PAULINE - TOBIAS 345 kV | 717 | 789 | LN SWEETW4 - GRISLD1 345 kV | LN PAULINE - TOBIAS 345 kV | 2021-12-05 00:26 | 2022-02-28 23:54 | LN: NPPD.NPPD.GRISLD1_SWEETW.A | LN: NPPD.NPPD.3518.A
27343 | TEMP08_27343 | SWPP | INT | LN RUSSETT - SBROWN 138 kV ftlo LN TEXOMAJT - ENOSJCT 138 kV | 143 | 143 | LN RUSSETT - SBROWN 138 kV | LN TEXOMAJT - ENOSJCT 138 kV | 2022-01-14 23:14 | 2022-02-28 23:54 | LN: WFEC.WFEC.7454.A | LN: WFEC.WFEC.TEXOMAJ_ENOSJT.A; LN: WFEC.WFEC.MARIET_MARIETT.A; LN: WFEC.WFEC.MARIET_ENVILLE.A; LN: WFEC.WFEC.ENVILL_LEBANON.A; LN: WFEC.WFEC.ENOSJ_TEXOMA.A; LN: WFEC.WFEC.ENOSJ_ENOS.A; LN: WFEC.WFEC.9402.A; LN: OKGE.OKGE.9040.A
27344 | TEMP12_27344 | SWPP | INT | XF SUNNYSDE 345/1 kV ftlo XF JHNSTNCO 13.8/1 kV | 330 | 330 | XF SUNNYSDE 345/1 kV | XF JHNSTNCO 13.8/1 kV | 2022-01-14 23:24 | 2022-02-28 23:54 | XF: OKGE.OKGE.SUNNYSDE.BK3.3_1 | XF: OKGE.OKGE.JHNSTNCO.T3.T3_T; XF: OKGE.OKGE.JHNSTNCO.T3.T3_L; XF: OKGE.OKGE.JHNSTNCO.T3.T3_H
27365 | TEMP20_27365 | SWPP | INT | LN CRAIG - LENEXA 161 kV ftlo LN CRAIG - PFLUMM5 161 kV | 334 | 334 | LN CRAIG - LENEXA 161 kV | LN CRAIG - PFLUMM5 161 kV | 2022-01-24 21:51 | 2022-02-28 23:54 | LN: KCPL.KCPL.CRAIG__LENEXA2.1 | LN: KCPL.KCPL.CRAIG__OVRLD_1.1
26455 | TEMP32_26455 | SWPP | RCF | LN BLSPE - GRAINVL5 161 kV ftlo LN ORRICK9 - RICHMN2 161 kV | 223 | 223 | LN BLSPE - GRAINVL5 161 kV | LN ORRICK9 - RICHMN2 161 kV | 2021-02-21 08:50 | 2022-02-28 23:54 | LN: MPS.MPS.10992.A | LN: MPS.MPS.11046.A; LN: MPS.MPS.11043.A; LN: MPS.MPS.10983.A
26457 | TMP113_26457 | SWPP | RCF | LN HAWTHORN - SIBLEY 345 kV ftlo LN KETCHEM - SIBLEY 345 kV | 788 | 788 | LN HAWTHORN - SIBLEY 345 kV | LN KETCHEM - SIBLEY 345 kV | 2021-02-21 09:01 | 2022-02-28 23:54 | LN: MPS.MPS.HAWTHO_SIBLEY1.A | LN: MPS.MPS.SIBLEY_KETCH.A
26760 | TEMP69_26760 | SWPP | INT | LN NASHUA - ROANRDGE 161 kV ftlo LN NASHUA - HAWTHORN 345 kV | 311 | 315 | LN NASHUA - ROANRDGE 161 kV | LN NASHUA - HAWTHORN 345 kV | 2021-06-10 00:46 | 2022-02-28 23:54 | LN: MPS.MPS.NASHUA_ROANRD1.A | LN: KCPL.KCPL.NASHUA_HAWTH.A
26795 | TEMP81_26795 | SWPP | RCF | LN WELSBGCB - WELBRGEA 69 kV ftlo LN WELSBRG - N_BORDER 161 kV | 46 | 50 | LN WELSBGCB - WELBRGEA 69 kV | LN WELSBRG - N_BORDER 161 kV | 2021-06-24 08:24 | 2022-02-28 23:54 | LN: WAUE.WAUE.WELBRWELS_69_1.1 | LN: ALTW.ALTW.N_BORWELSB16_2.1
25955 | TMP127_25955 | SWPP | RCF | LN KELL - TECH 161 kV ftlo XF FAIRPORT 345/161 kV | 112 | 123 | LN KELL - TECH 161 kV | XF FAIRPORT 345/161 kV | 2020-09-08 15:45 | 2022-02-28 23:54 | LN: WR.WR.4055.1 | XF: AECI.AECI.FAIRPORT.3498.T3; LN: NPPD.NPPD.FAIRPT-COOPR.A; LN: MPS.MPS.FAIRPT-STJOE.A
27366 | TEMP74_27366 | SWPP | INT | XF MOORE 345/115 kV ftlo LN 103_ROKE - WAGENER 345 kV | 307 | 338 | XF MOORE 345/115 kV | LN 103_ROKE - WAGENER 345 kV | 2022-01-25 07:21 | 2022-02-28 23:54 | XF: NPPD.NPPD.MOORE.1.1 | LN: LES.LES.103_RWAGEN34_1.1
27359 | TEMP63_27359 | SWPP | INT | LN MORRILL - SNAKECK 115 kV ftlo LN STEGALL - SIDNEYM 345 kV | 109 | 109 | LN MORRILL - SNAKECK 115 kV | LN STEGALL - SIDNEYM 345 kV | 2022-01-20 14:09 | 2022-02-28 23:54 | LN: NPPD.NPPD.MORRISNAKE11_1.1 | LN: WAUE.WAUE.SIDNESTEGA34_1.1
27229 | TEMP58_27229 | SWPP | INT | LN NNEWBOS - RIFFIN 138 kV ftlo LN LYDIA - VALLIANT 345 kV | 234 | 234 | LN NNEWBOS - RIFFIN 138 kV | LN LYDIA - VALLIANT 345 kV | 2021-12-06 00:18 | 2022-02-28 23:54 | LN: CSWS.CSWS.NNBOS_WILKE_1A.A | LN: CSWS.CSWS.926.A; LN: CSWS.CSWS.925.A; LN: CSWS.CSWS.924.A
27230 | TEMP73_27230 | SWPP | INT | LN JAMESTN - VALLEYC 115 kV ftlo LN FORMAN - OAKES 230 kV | 80 | 88 | LN JAMESTN - VALLEYC 115 kV | LN FORMAN - OAKES 230 kV | 2021-12-06 06:19 | 2022-02-28 23:54 | LN: WAUE.WAUE.VALLEJAMES11_1.1 | LN: OTP.OTP.FORMAOAKES23_1.1; LN: OTP.OTP.FORMAHANKS23_1.1
27187 | TMP117_27187 | SWPP | RCF | LN NNEWBOS - RIFFIN 138 kV ftlo LN NWTEXAR - WELSH 345 kV | 188 | 188 | LN NNEWBOS - RIFFIN 138 kV | LN NWTEXAR - WELSH 345 kV | 2021-11-24 15:29 | 2022-02-28 23:54 | LN: CSWS.CSWS.NNBOS_WILKE_1A.A | LN: CSWS.CSWS.953.A
27189 | TEMP66_27189 | SWPP | RCF | LN WATERTN - SUMMITW 115 kV ftlo LN CROCKERW - GROTON 345 kV | 110 | 110 | LN WATERTN - SUMMITW 115 kV | LN CROCKERW - GROTON 345 kV | 2021-11-24 23:23 | 2022-02-28 23:54 | LN: WAUE.WAUE.WATERSUMMI11_1.1 | LN: WAUE.WAUE.CROCKER_GROTON.A
27257 | TEMP96_27257 | SWPP | RCF | LN WATERVLY - JBORO7 161 kV ftlo XF PARAGU 115/161 kV | 223 | 223 | LN WATERVLY - JBORO7 161 kV | XF PARAGU 115/161 kV | 2021-12-11 00:18 | 2022-02-28 23:54 | LN: SPA.SPA.7304.A | XF: EES.EES.PARAGU.AT1.AT1
26867 | TEMP64_26867 | SWPP | INT | LN MCROY - UNVRSTY4 138 kV ftlo LN STILW1 - SPVALLY2 138 kV | 194 | 222 | LN MCROY - UNVRSTY4 138 kV | LN STILW1 - SPVALLY2 138 kV | 2021-08-06 01:42 | 2022-02-28 23:54 | LN: OKGE.OKGE.UNVRSTY4_MCROY.A | LN: OKGE.OKGE.SPVALLY2_STILW.A
27045 | TEMP87_27045 | SWPP | RCF | LN MRYVL_SJ - BRADDCTR 161 kV ftlo LN MARYVIL - NODAWAY 161 kV | 189 | 199 | LN MRYVL_SJ - BRADDCTR 161 kV | LN MARYVIL - NODAWAY 161 kV | 2021-10-13 10:39 | 2022-02-28 23:54 | LN: MPS.MPS.MRYVLBRADD16_1.1 | LN: AECI.AECI.NODAWY-MARYVL.A
27024 | TMP131_27024 | SWPP | INT | XF NESET 230/1 kV ftlo LN NESET - TIOGAWP 230 kV | 150 | 188 | XF NESET 230/1 kV | LN NESET - TIOGAWP 230 kV | 2021-10-08 15:24 | 2022-02-28 23:54 | XF: WAUE.WAUE.NESET.V2A1.KV2A1 | LN: WAUE.WAUE.NESETTIOGA23_1.1
27152 | TMP134_27152 | SWPP | INT | XF TURK_PP 138/115 kV ftlo LN TURK_PP - SUGARHI 138 kV | 166 | 176 | XF TURK_PP 138/115 kV | LN TURK_PP - SUGARHI 138 kV | 2021-11-15 16:55 | 2022-02-28 23:54 | XF: CSWS.CSWS.TURK_PP.3.TURK_138/1 | LN: CSWS.CSWS.SUGA_TURK.A
23799 | TEMP67_23799 | SWPP | INT | LN WR_SMKHL - SUMM 230 kV ftlo LN CLARKCO - THISTLE7 345 kV | 330 | 330 | LN WR_SMKHL - SUMM 230 kV | LN CLARKCO - THISTLE7 345 kV | 2018-05-02 00:12 | 2022-02-28 23:54 | LN: WR.MIDW.SUMM_SMKHL.A | LN: SECI.SECI.CLARK_THISTLE1.A
27121 | TMP155_27121 | SWPP | INT | XF WDRNG1 345/138 kV ftlo LN PINTAIL - SONR1 345 kV | 330 | 359 | XF WDRNG1 345/138 kV | LN PINTAIL - SONR1 345 kV | 2021-11-07 21:19 | 2022-02-28 23:54 | XF: OKGE.OKGE.WDRNG1.8618.A | LN: OKGE.OKGE.PINT_SONR_333.1
26915 | TMP168_26915 | SWPP | INT | LN TULSA_NO - 46_ST_TP 138 kV ftlo LN WHIRLPOL - WHIRL_TP 138 kV | 152 | 152 | LN TULSA_NO - 46_ST_TP 138 kV | LN WHIRLPOL - WHIRL_TP 138 kV | 2021-09-01 13:19 | 2022-02-28 23:54 | LN: CSWS.CSWS.2045.A | LN: CSWS.CSWS.2021A.T1; LN: CSWS.CSWS.2021.A; LN: CSWS.CSWS.021B.A
26936 | TMP225_26936 | SWPP | INT | XF NSES 138/161 kV ftlo XF NSES 138/161 kV | 110 | 123 | XF NSES 138/161 kV | XF NSES 138/161 kV | 2021-09-10 23:07 | 2022-02-28 23:54 | XF: WR.WR.NSES.1049.NSES_4 | XF: WR.WR.NSES.1050.NSES_5
27266 | TMP158_27266 | SWPP | INT | LN WILKES - MUNZ_CTY 138 kV ftlo LN VALLIANT - LYDIA 345 kV | 204 | 229 | LN WILKES - MUNZ_CTY 138 kV | LN VALLIANT - LYDIA 345 kV | 2021-12-13 10:49 | 2022-02-28 23:54 | LN: CSWS.CSWS.MUNZ_WILKE_1.A | LN: CSWS.CSWS.926.A; LN: CSWS.CSWS.925.A; LN: CSWS.CSWS.924.A
27282 | TMP196_27282 | SWPP | RCF | LN NEBRCTY - 103_ROKE 345 kV ftlo LN KETCHEM - SIBLEY 345 kV | 1195 | 1195 | LN NEBRCTY - 103_ROKE 345 kV | LN KETCHEM - SIBLEY 345 kV | 2021-12-16 10:14 | 2022-02-28 23:54 | LN: LES.LES.103_RNEBRC34_1.1 | LN: MPS.MPS.SIBLEY_KETCH.A
27289 | TMP217_27289 | SWPP | INT | LN KNOLL1 - SALINE 115 kV ftlo LN MACON345 - AXTELL1 345 kV | 80 | 80 | LN KNOLL1 - SALINE 115 kV | LN MACON345 - AXTELL1 345 kV | 2021-12-18 00:09 | 2022-02-28 23:54 | LN: SECI.SECI.9975.A | LN: NPPD.NPPD.MACON_AXTELL.1
27293 | TMP221_27293 | SWPP | INT | LN SUB1280 - SUB1263 161 kV ftlo LN COOPER - MOORE 345 kV | 223 | 223 | LN SUB1280 - SUB1263 161 kV | LN COOPER - MOORE 345 kV | 2021-12-20 18:19 | 2022-02-28 23:54 | LN: OPPD.OPPD.SUB12SUB121647.1 | LN: NPPD.NPPD.NP_3501.A
27253 | TMP137_27253 | SWPP | INT | LN MOORE_CO - RITA_BL 115 kV ftlo LN TUCO - BORDER 345 kV | 80 | 80 | LN MOORE_CO - RITA_BL 115 kV | LN TUCO - BORDER 345 kV | 2021-12-10 17:29 | 2022-02-28 23:54 | LN: SPS.SPS.INT25-2.A | LN: SPS.SPS.TUCO_BORDER.A
27179 | TMP224_27179 | SWPP | INT | LN BEATRICE - HARBINE 115 kV ftlo LN STEINER - HUMBOLDT 115 kV | 99 | 109 | LN BEATRICE - HARBINE 115 kV | LN STEINER - HUMBOLDT 115 kV | 2021-11-22 19:03 | 2022-02-28 23:54 | LN: NPPD.NPPD.1175A.A | LN: NPPD.NPPD.NP_1179.A; LN: NPPD.NPPD.NP_1176.A
27181 | TMP232_27181 | SWPP | RCF | LN WAFB - SED_MPS 161 kV ftlo LN SIBL_KCP - OVER 345 kV | 167 | 167 | LN WAFB - SED_MPS 161 kV | LN SIBL_KCP - OVER 345 kV | 2021-11-22 23:04 | 2022-02-28 23:54 | LN: MPS.MPS.11006.A | LN: AMRN.AMRN.OVER-SIB-3.A
27167 | TMP204_27167 | SWPP | RCF |  | 250 | 313 | XF FTTHOMP 345/1 kV |  | 2021-11-17 15:36 | 2022-02-28 23:54 | XF: WAUE.WAUE.FTTHOMP.U1B1.KU1B1
27358 | TMP194_27358 | SWPP | RCF | LN CPC_EBIS - BISMARK2 115 kV ftlo LN WARDWA - BISMARK2 230 kV | 79 | 79 | LN CPC_EBIS - BISMARK2 115 kV | LN WARDWA - BISMARK2 230 kV | 2022-01-20 13:36 | 2022-02-28 23:54 | LN: WAUE.WAUE.BISMRK_CPCEBIS.1 | LN: WAUE.WAUE.WARDWBISMA23_1.1
26579 | TMP182_26579 | SWPP | INT | LN SEGUIN - HOXIE_1 115 kV ftlo LN MINGO1 - SETAB1 345 kV | 83 | 99 | LN SEGUIN - HOXIE_1 115 kV | LN MINGO1 - SETAB1 345 kV | 2021-04-08 15:02 | 2022-02-28 23:54 | LN: WR.MIDW.SEGUIN_HOXIE.A | LN: SECI.SECI.10151.A
26671 | TMP212_26671 | SWPP | RCF | LN AVOCA - BEAVER1 161 kV ftlo LN FLINTCRK - BROOK_LN 345 kV | 220 | 220 | LN AVOCA - BEAVER1 161 kV | LN FLINTCRK - BROOK_LN 345 kV | 2021-05-09 00:39 | 2022-02-28 23:54 | LN: SPA.SPA.BEAVER_SPA_1A.A | LN: AECI.AECI.FLNTCK-BROOK1.A
26553 | TMP136_26553 | SWPP | INT | LN STILW1 - SPVALLY2 138 kV ftlo LN SONR1 - CLEVLND7 345 kV | 249 | 270 | LN STILW1 - SPVALLY2 138 kV | LN SONR1 - CLEVLND7 345 kV | 2021-03-27 18:00 | 2022-02-28 23:54 | LN: OKGE.OKGE.SPVALLY2_STILW.A | LN: GRDA.GRDA.SONR_CLEVLND.A
26706 | TMP253_26706 | SWPP | INT | LN GRACMONT - ANADARKO 138 kV ftlo LN MINCO - CIMARRON 345 kV | 200 | 234 | LN GRACMONT - ANADARKO 138 kV | LN MINCO - CIMARRON 345 kV | 2021-05-27 07:16 | 2022-02-28 23:54 | LN: OKGE.OKGE.WASH_ANAD_2.A | LN: OKGE.OKGE.CIMARRON_345.A
27172 | TMP234_27172 | SWPP | INT | LN LAWH - MOCK 115 kV ftlo LN FAIRGNDS - BISM 115 kV | 86 | 92 | LN LAWH - MOCK 115 kV | LN FAIRGNDS - BISM 115 kV | 2021-11-21 18:50 | 2022-02-28 23:54 | LN: WR.WR.4213.1 | LN: WR.WR.FAIRGN_BISM.1; LN: WR.WR.4210.1; LN: WR.WR.4199.1; LN: WR.WR.4198.1
27220 | TMP252_27220 | SWPP | INT | XF LAMB 230/115 kV ftlo ZBR TOLKSUB - TOLKSUB 230 kV | 239 | 239 | XF LAMB 230/115 kV | ZBR TOLKSUB - TOLKSUB 230 kV | 2021-12-04 01:02 | 2022-02-28 23:54 | XF: SPS.SPS.LAMB.744.LAM_115XFMR | ZBR: SPS.SPS.TOLKTAP_WEST.A; XF: SPS.SPS.TOLKSUB.817.TOK_230XFM; LN: SPS.SPS.EDDY_TOLKS34_1.A
27217 | TMP266_27217 | SWPP | INT | LN MSTNG1 - DATON 138 kV ftlo LN MSTNG1 - CUNCL 138 kV | 287 | 287 | LN MSTNG1 - DATON 138 kV | LN MSTNG1 - CUNCL 138 kV | 2021-12-03 18:02 | 2022-02-28 23:54 | LN: OKGE.OKGE.8773.A | LN: OKGE.OKGE.8772.A
27318 | TMP258_27318 | SWPP | INT | XF LAW_ES 345/138 kV ftlo LN TREASURE - GRACMONT 345 kV | 450 | 495 | XF LAW_ES 345/138 kV | LN TREASURE - GRACMONT 345 kV | 2022-01-06 20:24 | 2022-02-28 23:54 | XF: CSWS.CSWS.LAW_ES.2235.4 | LN: CSWS.CSWS.GRA_TRE90_919.1
27284 | TMP249_27284 | SWPP | INT | LN PIONTAP - CTUSUBL 115 kV ftlo LN BUCKNER7 - SPERVI1 345 kV | 159 | 159 | LN PIONTAP - CTUSUBL 115 kV | LN BUCKNER7 - SPERVI1 345 kV | 2021-12-16 14:02 | 2022-02-28 23:54 | LN: SECI.SECI.10089.A | LN: SECI.SECI.10149.A
26918 | TMP273_26918 | SWPP | INT | LN STHRD - ROMAN 138 kV ftlo LN DEWEY1 - TALOGA1 138 kV | 9999 | 9999 | LN STHRD - ROMAN 138 kV | LN DEWEY1 - TALOGA1 138 kV | 2021-09-02 03:32 | 2022-02-28 23:54 | LN: OKGE.OKGE.8718.A | LN: OKGE.OKGE.8695.A
26944 | TMP251_26944 | SWPP | RCF | LN SIOUXFL - FLANDRU 115 kV ftlo LN SPLT_RT - WHITE 345 kV | 114 | 114 | LN SIOUXFL - FLANDRU 115 kV | LN SPLT_RT - WHITE 345 kV | 2021-09-12 05:12 | 2022-02-28 23:54 | LN: WAUE.WAUE.SIOUXFLAND11_1.1 | LN: WAUE.WAUE.SPLT_WHITE34_1.1
26998 | TMP261_26998 | SWPP | INT |  | 125 | 125 | LN LCSWITCH - ARNEGARD 115 kV |  | 2021-09-30 09:04 | 2022-02-28 23:54 | LN: WAUE.WAUE.LCSWTCH_ARGARD.A
27149 | TMP250_27149 | SWPP | RCF |  | 167 | 167 | LN NASH_MPS - LBRTYWT5 161 kV |  | 2021-11-15 10:46 | 2022-02-28 23:54 | LN: MPS.MPS.10988.A
27144 | TMP324_27144 | SWPP | INT | LN BRANCHOG - NMAGAZIN 161 kV ftlo LN FTSMTH - ARK_NU 500 kV | 148 | 185 | LN BRANCHOG - NMAGAZIN 161 kV | LN FTSMTH - ARK_NU 500 kV | 2021-11-14 04:34 | 2022-02-28 23:54 | LN: OKGE.OKGE.NMAGAZI_OGE_1A.A | LN: OKGE.OKGE.FTSMTH-ARK_NU8.A
27127 | TMP300_27127 | SWPP | RCF | XF GARRISN 230/1 kV ftlo LN ANTELOP - ROUNDUP 345 kV | 200 | 250 | XF GARRISN 230/1 kV | LN ANTELOP - ROUNDUP 345 kV | 2021-11-09 07:34 | 2022-02-28 23:54 | XF: WAUE.WAUE.GARRISN.V3A1.KV3A1 | LN: WAUE.WAUE.ANTELOP_CHAR_2.A
27081 | TMP294_27081 | SWPP | INT | LN QUAIL - SKYLN 138 kV ftlo LN CIMARRON - DRAPR1 345 kV | 268 | 308 | LN QUAIL - SKYLN 138 kV | LN CIMARRON - DRAPR1 345 kV | 2021-10-28 23:03 | 2022-02-28 23:54 | LN: OKGE.OKGE.8759.A | LN: OKGE.OKGE.8803.A
27048 | TMP323_27048 | SWPP | INT | LN SNRPMPT4 - OSAGE_OG 138 kV ftlo LN MORSN - MORSN 138 kV | 287 | 287 | LN SNRPMPT4 - OSAGE_OG 138 kV | LN MORSN - MORSN 138 kV | 2021-10-14 17:19 | 2022-02-28 23:54 | LN: OKGE.OKGE.8655.A | LN: OKGE.OKGE.MORSNTAP.A; LN: OKGE.OKGE.8904.A; LN: OKGE.OKGE.8704.A; LN: OKGE.OKGE.8608.A
27062 | TMP340_27062 | SWPP | INT | LN MARSHAL3 - SMIT 115 kV ftlo LN COOPER - ST_JOE 345 kV | 86 | 92 | LN MARSHAL3 - SMIT 115 kV | LN COOPER - ST_JOE 345 kV | 2021-10-23 17:19 | 2022-02-28 23:54 | LN: WR.WR.MARSHAL3_SMIT.A | LN: NPPD.NPPD.11310.A
26961 | TMP345_26961 | SWPP | INT | LN CRSW - MIDLTNTP 138 kV ftlo LN VIOLA7 - RENFROW7 345 kV | 194 | 222 | LN CRSW - MIDLTNTP 138 kV | LN VIOLA7 - RENFROW7 345 kV | 2021-09-19 02:09 | 2022-02-28 23:54 | LN: OKGE.OKGE.8673.A | LN: WR.WR.HUNTER_VIOLA.A
26861 | TMP337_26861 | SWPP | RCF | LN S3 - GRANITF 115 kV ftlo LN NOBLES - LAKEFLD 345 kV | 106 | 106 | LN S3 - GRANITF 115 kV | LN NOBLES - LAKEFLD 345 kV | 2021-07-30 19:15 | 2022-02-28 23:54 | LN: WAUE.WAUE.S3GRANI11_1.1 | LN: ALTW.ALTW.LAKEFNOBLE34_1.1
27312 | TMP291_27312 | SWPP | INT | XF FTSMTH 345/1 kV ftlo LN VALLIANT - LYDIA 345 kV | 493 | 493 | XF FTSMTH 345/1 kV | LN VALLIANT - LYDIA 345 kV | 2022-01-05 04:26 | 2022-02-28 23:54 | XF: OKGE.OKGE.FTSMTH.BNK5.T5_H | LN: CSWS.CSWS.926.A; LN: CSWS.CSWS.925.A; LN: CSWS.CSWS.924.A
26638 | TMP303_26638 | SWPP | INT | LN SHAYS - MULGRE2 230 kV ftlo LN SPERVI1 - MULGRE2 230 kV | 297 | 297 | LN SHAYS - MULGRE2 230 kV | LN SPERVI1 - MULGRE2 230 kV | 2021-04-28 11:10 | 2022-02-28 23:54 | LN: WR.MIDW.MULGRE2_SHAYS.A | LN: SECI.SECI.10940.A
26751 | TMP293_26751 | SWPP | RCF | LN NMAGAZIN - BRANCHOG 161 kV ftlo LN ARK_NU - FTSMTH 500 kV | 148 | 185 | LN NMAGAZIN - BRANCHOG 161 kV | LN ARK_NU - FTSMTH 500 kV | 2021-06-08 13:35 | 2022-02-28 23:54 | LN: OKGE.OKGE.NMAGAZI_OGE_1A.A | LN: OKGE.OKGE.FTSMTH-ARK_NU8.A
26544 | TMP329_26544 | SWPP | INT | LN MARSHL-4 - CTNWD1 138 kV ftlo LN REDGNTN7 - MATHWSN7 345 kV | 249 | 270 | LN MARSHL-4 - CTNWD1 138 kV | LN REDGNTN7 - MATHWSN7 345 kV | 2021-03-23 12:38 | 2022-02-28 23:54 | LN: OKGE.OKGE.MARSHL4_CTNWD1.A | LN: OKGE.OKGE.MATHWSN7_REDGN.A
26523 | TMP385_26523 | SWPP | RCF | LN MIDWAY5 - AVECTYTP 161 kV ftlo LN COOPER - ST_JOE 345 kV | 187 | 204 | LN MIDWAY5 - AVECTYTP 161 kV | LN COOPER - ST_JOE 345 kV | 2021-03-17 00:34 | 2022-02-28 23:54 | LN: MPS.MPS.11306_MID.A | LN: NPPD.NPPD.11310.A
26750 | TMP387_26750 | SWPP | INT | LN NESCTY - ALXNDR 115 kV ftlo LN BUCKNER7 - SPERVI1 345 kV | 83 | 99 | LN NESCTY - ALXNDR 115 kV | LN BUCKNER7 - SPERVI1 345 kV | 2021-06-08 13:03 | 2022-02-28 23:54 | LN: WR.MIDW.10028.A | LN: SECI.SECI.10149.A
27314 | TMP406_27314 | SWPP | INT | LN SED_MPS - SEDALATP 161 kV ftlo LN NORTON - SALISBRY 161 kV | 223 | 223 | LN SED_MPS - SEDALATP 161 kV | LN NORTON - SALISBRY 161 kV | 2022-01-05 11:33 | 2022-02-28 23:54 | LN: MPS.MPS.WINDSR_SEDAL_1.A | LN: KCPL.KCPL.NORTON_SALISB1.1
27296 | TMP389_27296 | SWPP | INT | XF CIMARRON 345/1 kV ftlo LN CIMARRON - DRAPR1 345 kV | 478 | 478 | XF CIMARRON 345/1 kV | LN CIMARRON - DRAPR1 345 kV | 2021-12-22 19:55 | 2022-02-28 23:54 | XF: OKGE.OKGE.CIMARRON.8802.B12 | LN: OKGE.OKGE.8803.A
27268 | TMP392_27268 | SWPP | INT | XF CIMARRON 345/1 kV ftlo LN MATHWSN7 - NOWST1 345 kV | 478 | 478 | XF CIMARRON 345/1 kV | LN MATHWSN7 - NOWST1 345 kV | 2021-12-13 23:04 | 2022-02-28 23:54 | XF: OKGE.OKGE.CIMARRON.8801.A12 | LN: OKGE.OKGE.MATHWSN7_NOWST.A
27243 | TMP403_27243 | SWPP | INT | XF SONR1 345/138 kV ftlo LN SONR1 - CLEVLND7 345 kV | 448 | 448 | XF SONR1 345/138 kV | LN SONR1 - CLEVLND7 345 kV | 2021-12-07 12:49 | 2022-02-28 23:54 | XF: OKGE.OKGE.SONR1.8702.AA | LN: GRDA.GRDA.SONR_CLEVLND.A
27244 | TMP358_27244 | SWPP | INT | LN INDPRK - LAKE_RD 161 kV ftlo LN EASTTOWN - ST_JOE 345 kV | 237 | 237 | LN INDPRK - LAKE_RD 161 kV | LN EASTTOWN - ST_JOE 345 kV | 2021-12-08 05:39 | 2022-02-28 23:54 | LN: MPS.MPS.11314.A | LN: MPS.MPS.EASTTOWN_STJOE.A
27202 | TMP375_27202 | SWPP | INT | LN EHALLTP3 - ROLLHLS3 115 kV ftlo LN NEW_RICE - CIRC 230 kV | 106 | 106 | LN EHALLTP3 - ROLLHLS3 115 kV | LN NEW_RICE - CIRC 230 kV | 2021-12-01 20:02 | 2022-02-28 23:54 | LN: SECI.SECI.ROLL_EHALLTP3.A | LN: WR.MIDW.CIRC_NEWRICE.A
27221 | TMP386_27221 | SWPP | INT | LN SMIT - BAIL_WR 115 kV ftlo LN ELM_CRK - NMAN 230 kV | 86 | 92 | LN SMIT - BAIL_WR 115 kV | LN ELM_CRK - NMAN 230 kV | 2021-12-04 01:02 | 2022-02-28 23:54 | LN: WR.WR.4230.1 | LN: WR.WR.NMAN_ELMCRK.A
27183 | TMP357_27183 | SWPP | INT | LN WILKES - MUNZ_CTY 138 kV ftlo LN WELSH - NWTEXAR 345 kV | 176 | 188 | LN WILKES - MUNZ_CTY 138 kV | LN WELSH - NWTEXAR 345 kV | 2021-11-24 00:15 | 2022-02-28 23:54 | LN: CSWS.CSWS.MUNZ_WILKE_1.A | LN: CSWS.CSWS.953.A
27370 | TMP347_27370 | SWPP | INT | LN BOYD - CDRLN 138 kV ftlo LN SNRTP - CDRLN 138 kV | 191 | 191 | LN BOYD - CDRLN 138 kV | LN SNRTP - CDRLN 138 kV | 2022-01-26 18:34 | 2022-02-28 23:54 | LN: OKGE.OKGE.8858.A | LN: OKGE.OKGE.8857.A
26925 | TMP372_26925 | SWPP | RCF | LN RLND - GRDNCTCB 69 kV ftlo LN TIMBRCK - M_TOWN 161 kV | 46 | 50 | LN RLND - GRDNCTCB 69 kV | LN TIMBRCK - M_TOWN 161 kV | 2021-09-07 07:54 | 2022-02-28 23:54 | LN: WAUE.WAUE.RLNDGRDNC69_1.1 | LN: ALTW.ALTW.M_TOWTIMBR16_1.1
26905 | TMP450_26905 | SWPP | INT |  | 133 | 153 | LN STHRD - ROMAN 138 kV |  | 2021-08-26 19:05 | 2022-02-28 23:54 | LN: OKGE.OKGE.8718.A
26841 | TMP422_26841 | SWPP | INT | LN SNAKECK - ALIANCE 115 kV ftlo LN CHADRON - CRAWFRD 115 kV | 91 | 91 | LN SNAKECK - ALIANCE 115 kV | LN CHADRON - CRAWFRD 115 kV | 2021-07-20 06:26 | 2022-02-28 23:54 | LN: NPPD.NPPD.ALIANSNAKE11_1.1 | LN: NPPD.NPPD.NP_692.A; LN: NPPD.NPPD.NP_690-B.A
26883 | TMP445_26883 | SWPP | INT | LN ANADARKO - SEQUOYAH 138 kV ftlo LN SW_STA - NORGE_RD 138 kV | 145 | 169 | LN ANADARKO - SEQUOYAH 138 kV | LN SW_STA - NORGE_RD 138 kV | 2021-08-16 14:43 | 2022-02-28 23:54 | LN: WFEC.WFEC.ANADARKO_SEQ.A | LN: CSWS.CSWS.2246.A
27156 | TMP413_27156 | SWPP | INT | LN MARM - NSES 161 kV ftlo LN BLACKBRY - N345 345 kV | 148 | 148 | LN MARM - NSES 161 kV | LN BLACKBRY - N345 345 kV | 2021-11-15 22:14 | 2022-02-28 23:54 | LN: WR.WR.29.1 | LN: WR.WR.BLCKBRY_NEOSH.A
27330 | TMP418_27330 | SWPP | INT | LN ETOIL - BROADDUS 138 kV ftlo LN CROCKETT - ROCKYC 345 kV | 135 | 135 | LN ETOIL - BROADDUS 138 kV | LN CROCKETT - ROCKYC 345 kV | 2022-01-08 23:14 | 2022-02-28 23:54 | LN: CSWS.CSWS.ETOIL_BROADDUS.A | LN: CSWS.CSWS.CROC10_ROCKYC7.A
27331 | TMP455_27331 | SWPP | INT | LN STILWELL - HICKMAN 161 kV ftlo LN STILWELL - PECULIA7 345 kV | 223 | 223 | LN STILWELL - HICKMAN 161 kV | LN STILWELL - PECULIA7 345 kV | 2022-01-09 01:14 | 2022-02-28 23:54 | LN: KCPL.KCPL.HICKMA_STILWE1.1 | LN: MPS.MPS.SIBLEY_STILWE1.B
27333 | TMP457_27333 | SWPP | INT | ZBR TOLKSUB - TOLKSUB 230 kV ftlo LN CROSSRDS - EDDY_CO 345 kV | 454 | 478 | ZBR TOLKSUB - TOLKSUB 230 kV | LN CROSSRDS - EDDY_CO 345 kV | 2022-01-10 00:11 | 2022-02-28 23:54 | ZBR: SPS.SPS.TOLKTAP_EAST.A | LN: SPS.SPS.EDDY_CROSSRDS.A
27321 | TMP432_27321 | SWPP | INT | XF CIRC 230/115 kV ftlo XF NEW_RICE 230/115 kV | 280 | 308 | XF CIRC 230/115 kV | XF NEW_RICE 230/115 kV | 2022-01-07 19:40 | 2022-02-28 23:54 | XF: WR.WR.CIRC.1077.CIRC_67 | XF: WR.MIDW.NEW_RICE.XF1.XF1
27313 | TMP414_27313 | SWPP | INT | XF FTSMTH 345/1 kV ftlo UN ARK_NU - ARK_NU 22 kV | 493 | 493 | XF FTSMTH 345/1 kV | UN ARK_NU - ARK_NU 22 kV | 2022-01-05 04:36 | 2022-02-28 23:54 | XF: OKGE.OKGE.FTSMTH.BNK5.T5_H | UN: EES.EES.ARK_NU.22.G2
26794 | TMP449_26794 | SWPP | RCF | LN S3 - GRANITF 115 kV ftlo LN NOBLES - SPLT_RT 345 kV | 106 | 106 | LN S3 - GRANITF 115 kV | LN NOBLES - SPLT_RT 345 kV | 2021-06-23 19:39 | 2022-02-28 23:54 | LN: WAUE.WAUE.S3GRANI11_1.1 | LN: NSP.NSP.SPLT_NOBLE34_1.1
26767 | TMP451_26767 | SWPP | INT | LN ORRICK9 - RICHMN2 161 kV ftlo LN SIBL_KCP - OVER 345 kV | 177 | 198 | LN ORRICK9 - RICHMN2 161 kV | LN SIBL_KCP - OVER 345 kV | 2021-06-11 17:33 | 2022-02-28 23:54 | LN: MPS.MPS.11046.A | LN: AMRN.AMRN.OVER-SIB-3.A
26454 | TMP460_26454 | SWPP | INT | XF PHILL 345/161 kV ftlo LN SHARPER5 - ARCHIE 161 kV | 334 | 334 | XF PHILL 345/161 kV | LN SHARPER5 - ARCHIE 161 kV | 2021-02-21 00:50 | 2022-02-28 23:54 | XF: MPS.MPS.PHILL.XMR1.345_161 | LN: MPS.MPS.ARCHIE_SHARP.A
26728 | TMP501_26728 | SWPP | INT | LN JONESSUB - TUCO 230 kV ftlo LN LUBBOCKS - WOLFFORT 230 kV | 319 | 319 | LN JONESSUB - TUCO 230 kV | LN LUBBOCKS - WOLFFORT 230 kV | 2021-06-03 12:09 | 2022-02-28 23:54 | LN: SPS.SPS.137.1 | LN: SPS.SPS.160.1
26666 | TMP503_26666 | SWPP | INT | LN JOHNSON2 - GOSPER 115 kV ftlo LN G_GENT1 - REDWLO1 345 kV | 120 | 132 | LN JOHNSON2 - GOSPER 115 kV | LN G_GENT1 - REDWLO1 345 kV | 2021-05-06 13:46 | 2022-02-28 23:54 | LN: NPPD.NPPD.NP_1133A.A | LN: NPPD.NPPD.12111.A
25690 | TMP504_25690 | SWPP | RCF | LN NASH_MPS - LBRTYWT5 161 kV ftlo LN KETCHEM - SIBLEY 345 kV | 167 | 167 | LN NASH_MPS - LBRTYWT5 161 kV | LN KETCHEM - SIBLEY 345 kV | 2020-05-26 00:25 | 2022-02-28 23:54 | LN: MPS.MPS.10988.A | LN: MPS.MPS.SIBLEY_KETCH.A
25656 | TMP525_25656 | SWPP | RCF | LN SHEFFLD1 - HAMP_TP 161 kV ftlo LN IRVNGFKI - WEBSTER2 345 kV | 223 | 245 | LN SHEFFLD1 - HAMP_TP 161 kV | LN IRVNGFKI - WEBSTER2 345 kV | 2020-05-07 22:51 | 2022-02-28 23:54 | LN: WAUE.WAUE.SHEFFHAMP_16_1.1 | LN: MEC.MEC.WEBSTIRVNG34_1.1
27329 | TMP463_27329 | SWPP | INT |  | 478 | 478 | ZBR TOLKSUB - TOLKSUB 230 kV |  | 2022-01-08 18:14 | 2022-02-28 23:54 | ZBR: SPS.SPS.TOLKTAP_EAST.A
27294 | TMP476_27294 | SWPP | INT | LN PENT - MOCL 115 kV ftlo LN STRA - 87TH_ST 345 kV | 173 | 206 | LN PENT - MOCL 115 kV | LN STRA - 87TH_ST 345 kV | 2021-12-21 06:42 | 2022-02-28 23:54 | LN: WR.WR.4205.1 | LN: WR.WR.CRAIG__STR_CR1.B
27248 | TMP500_27248 | SWPP | INT | LN MUSKOGEE - KETOWAH5 161 kV ftlo LN MUSKOGEE - FTSMTH 345 kV | 223 | 223 | LN MUSKOGEE - KETOWAH5 161 kV | LN MUSKOGEE - FTSMTH 345 kV | 2021-12-08 20:54 | 2022-02-28 23:54 | LN: OKGE.OKGE.KETOWAH_MUSKOG.A | LN: OKGE.OKGE.9099.A
27286 | TMP488_27286 | SWPP | RCF | LN MOORE - NW68HOL 345 kV ftlo LN 103_ROKE - WAGENER 345 kV | 956 | 956 | LN MOORE - NW68HOL 345 kV | LN 103_ROKE - WAGENER 345 kV | 2021-12-16 22:29 | 2022-02-28 23:54 | LN: LES.LES.NW68HMOORE34_1.1 | LN: LES.LES.103_RWAGEN34_1.1
27228 | TMP535_27228 | SWPP | INT | LN CRAW - NSES 69 kV ftlo LN JAY_HAWK - MARM 161 kV | 55 | 57 | LN CRAW - NSES 69 kV | LN JAY_HAWK - MARM 161 kV | 2021-12-05 12:39 | 2022-02-28 23:54 | LN: WR.WR.CRAWNSES69_1.1 | LN: WR.WR.JAYH_MARM.1
27335 | TMP506_27335 | SWPP | INT | LN MCROY - UNVRSTY4 138 kV ftlo LN SONR1 - CLEVLND7 345 kV | 249 | 270 | LN MCROY - UNVRSTY4 138 kV | LN SONR1 - CLEVLND7 345 kV | 2022-01-11 06:44 | 2022-02-28 23:54 | LN: OKGE.OKGE.UNVRSTY4_MCROY.A | LN: GRDA.GRDA.SONR_CLEVLND.A
27094 | TMP480_27094 | SWPP | INT | LN EROGERS - AVOCA 161 kV ftlo LN BLACKBRY - JASPER7 345 kV | 220 | 220 | LN EROGERS - AVOCA 161 kV | LN BLACKBRY - JASPER7 345 kV | 2021-11-01 20:24 | 2022-02-28 23:54 | LN: CSWS.CSWS.EROG_BEAVER_1A.A | LN: AECI.AECI.BLCKBRY_JASPER.A
27003 | TMP483_27003 | SWPP | RCF | LN SIOUXFL - SPLIT_R 230 kV ftlo LN SIOUXCY2 - SPLT_RT 345 kV | 336 | 342 | LN SIOUXFL - SPLIT_R 230 kV | LN SIOUXCY2 - SPLT_RT 345 kV | 2021-10-04 01:19 | 2022-02-28 23:54 | LN: NSP.NSP.SIOUXSPLIT23_1.1 | LN: WAUE.WAUE.SPLT_SIOUX34_1.1; LN: WAUE.WAUE.SIOUXSIOUX34_1.S
27031 | TMP572_27031 | SWPP | INT | LN NEORDG - N345 345 kV ftlo LN RANCHRD7 - SONR1 345 kV | 1016 | 1016 | LN NEORDG - N345 345 kV | LN RANCHRD7 - SONR1 345 kV | 2021-10-09 01:39 | 2022-02-28 23:54 | LN: WR.WR.NEOS_N345_1345.A | LN: OKGE.OKGE.SONR_ROSE.A
27036 | TMP541_27036 | SWPP | INT | LN SW_STA - NORGE_RD 138 kV ftlo LN MINCO - CIMARRON 345 kV | 136 | 136 | LN SW_STA - NORGE_RD 138 kV | LN MINCO - CIMARRON 345 kV | 2021-10-10 19:49 | 2022-02-28 23:54 | LN: CSWS.CSWS.2246.A | LN: OKGE.OKGE.CIMARRON_345.A
27288 | TMP582_27288 | SWPP | INT | LN SUB3740 - SUB3455 345 kV ftlo LN NEBRCTY - 103_ROKE 345 kV | 1073 | 1073 | LN SUB3740 - SUB3455 345 kV | LN NEBRCTY - 103_ROKE 345 kV | 2021-12-17 22:38 | 2022-02-28 23:54 | LN: OPPD.OPPD.SUB37SUB3434_1.1 | LN: LES.LES.103_RNEBRC34_1.1
27271 | TMP579_27271 | SWPP | INT | LN TIP2921 - NEOSPA 161 kV ftlo LN CARTHAGE - NEOSPA 161 kV | 292 | 292 | LN TIP2921 - NEOSPA 161 kV | LN CARTHAGE - NEOSPA 161 kV | 2021-12-14 13:29 | 2022-02-28 23:54 | LN: SPA.SPA.7363.A | LN: SPA.SPA.7361.A
27251 | TMP540_27251 | SWPP | INT | LN B_SPRGS - BRULE 115 kV ftlo LN SIDNEYM - SIDNEYM 345 kV | 109 | 120 | LN B_SPRGS - BRULE 115 kV | LN SIDNEYM - SIDNEYM 345 kV | 2021-12-10 16:39 | 2022-02-28 23:54 | LN: NPPD.NPPD.BRULEB_SPR11_1.1 | LN: WAUE.WAUE.SIDNESIDNE34_1.S; LN: WAUE.WAUE.SIDNEKEYST34_1.1
27305 | TMP546_27305 | SWPP | INT | LN TECH - KELL 161 kV ftlo LN HTIJ - HTI 115 kV | 112 | 123 | LN TECH - KELL 161 kV | LN HTIJ - HTI 115 kV | 2021-12-29 09:34 | 2022-02-28 23:54 | LN: WR.WR.4055.1 | LN: WR.WR.4064.1; LN: WR.WR.4063.1; LN: WR.WR.4061.1
27298 | TMP589_27298 | SWPP | INT | LN MEADW_GR - FTRANDL 230 kV ftlo LN GRPRAIR - FTTHOMP 345 kV | 320 | 320 | LN MEADW_GR - FTRANDL 230 kV | LN GRPRAIR - FTTHOMP 345 kV | 2021-12-27 00:53 | 2022-02-28 23:54 | LN: NPPD.NPPD.FTRANKELLY23_1.A | LN: WAUE.WAUE.FTTHOMP_GRPRAI.A; LN: WAUE.WAUE.FTTHOFTTHO34_1.S
27300 | TMP556_27300 | SWPP | INT | LN SUB1221 - SUB1231 161 kV ftlo LN SUB3456 - SUB3459 345 kV | 217 | 217 | LN SUB1221 - SUB1231 161 kV | LN SUB3456 - SUB3459 345 kV | 2021-12-28 13:09 | 2022-02-28 23:54 | LN: OPPD.OPPD.SUB12SUB1216_9.1 | LN: OPPD.OPPD.SUB34SUB3434_2.1
25708 | TMP576_25708 | SWPP | RCF | LN BLSPE - GRAINVL5 161 kV ftlo LN SIBL_KCP - OVER 345 kV | 224 | 224 | LN BLSPE - GRAINVL5 161 kV | LN SIBL_KCP - OVER 345 kV | 2020-06-02 17:14 | 2022-02-28 23:54 | LN: MPS.MPS.10992.A | LN: AMRN.AMRN.OVER-SIB-3.A
26828 | TMP570_26828 | SWPP | RCF | LN BRADDCTR - MRYVL_SJ 161 kV ftlo XF FAIRPORT 161/345 kV | 161 | 180 | LN BRADDCTR - MRYVL_SJ 161 kV | XF FAIRPORT 161/345 kV | 2021-07-10 16:53 | 2022-02-28 23:54 | LN: MPS.MPS.MRYVLBRADD16_1.1 | XF: AECI.AECI.FAIRPORT.3498.T3; LN: NPPD.NPPD.FAIRPT-COOPR.A; LN: MPS.MPS.FAIRPT-STJOE.A
26330 | TMP567_26330 | SWPP | RCF | LN STRA - 87TH_ST 345 kV ftlo LN NASHUA - HAWTHORN 345 kV | 1195 | 1195 | LN STRA - 87TH_ST 345 kV | LN NASHUA - HAWTHORN 345 kV | 2021-01-25 11:32 | 2022-02-28 23:54 | LN: WR.WR.CRAIG__STR_CR1.B | LN: KCPL.KCPL.NASHUA_HAWTH.A
26006 | TMP547_26006 | SWPP | INT | LN MCCOOK1 - CAMBRIG 115 kV ftlo LN REDWLO1 - G_GENT1 345 kV | 120 | 132 | LN MCCOOK1 - CAMBRIG 115 kV | LN REDWLO1 - G_GENT1 345 kV | 2020-10-02 02:52 | 2022-02-28 23:54 | LN: NPPD.NPPD.12041.A | LN: NPPD.NPPD.12111.A
25842 | TMP599_25842 | SWPP | INT | LN WARDWA - BISMARK2 230 kV ftlo LN SQBUTTEW - STANTON2 230 kV | 320 | 352 | LN WARDWA - BISMARK2 230 kV | LN SQBUTTEW - STANTON2 230 kV | 2020-07-09 07:17 | 2022-02-28 23:54 | LN: WAUE.WAUE.WARDWBISMA23_1.1 | LN: OTP.OTP.SQBUTSTANT23_1.1
25775 | TMP598_25775 | SWPP | INT | LN MARSHAL3 - SMIT 115 kV ftlo LN SUMM - ELM_CRK 345 kV | 86 | 92 | LN MARSHAL3 - SMIT 115 kV | LN SUMM - ELM_CRK 345 kV | 2020-06-16 10:59 | 2022-02-28 23:54 | LN: WR.WR.MARSHAL3_SMIT.A | LN: SECI.SECI.ELMCRK_SUMM.A
57526 | TMP113_57526 | SWPP | INT | LN MCCLAI - 134PENTP 138 kV ftlo LN S_LAKES - SARA 138 kV | 478 | 478 | LN MCCLAI - 134PENTP 138 kV | LN S_LAKES - SARA 138 kV | 2022-03-31 19:24 | 2022-03-31 22:19 | LN: OKGE.OKGE.MCCL_134PENTP.A | LN: OKGE.OKGE.SARA_SLAKES.A
23426 | TEMP34_23426 | SWPP | INT | LN MARSHAL3 - SMIT 115 kV ftlo LN TECH - KELL 161 kV | 86 | 92 | LN MARSHAL3 - SMIT 115 kV | LN TECH - KELL 161 kV | 2018-01-09 20:04 | 2022-03-31 23:54 | LN: WR.WR.MARSHAL3_SMIT.A | LN: WR.WR.4055.1; LN: OPPD.OPPD.1500.1
24289 | TEMP06_24289 | SWPP | RCF | LN SMIT - BAIL_WR 115 kV ftlo LN KNOB - GRNLEA1 115 kV | 86 | 92 | LN SMIT - BAIL_WR 115 kV | LN KNOB - GRNLEA1 115 kV | 2018-11-05 18:02 | 2022-03-31 23:54 | LN: WR.WR.4230.1 | LN: SECI.SECI.10525.A
27071 | TMP195_27071 | SWPP | RCF | LN GRANITF - MINVALY 115 kV ftlo LN GRANITF - MINVALY 230 kV | 181 | 181 | LN GRANITF - MINVALY 115 kV | LN GRANITF - MINVALY 230 kV | 2021-10-26 09:34 | 2022-03-31 23:54 | LN: NSP.NSP.MINVAGRANI11_1.1 | LN: NSP.NSP.GRANIMINVA23_1.1
27072 | TMP346_27072 | MISO | RCF | XF ADAMS_N 345/1 kV ftlo LN PVLYGRE - NTH_AUST 161 kV | 335 | 335 | XF ADAMS_N 345/1 kV | LN PVLYGRE - NTH_AUST 161 kV | 2021-10-26 23:39 | 2022-03-31 23:54 | XF: NSP.NSP.ADAMS_N.TR9.TR9 | LN: SMP.SMP.NTH_APVLYG16_1.1
27083 | TMP115_27083 | MISO | RCF | LN HAYNES - SAREPT 115 kV ftlo XF EL_EHV 14/1 kV | 115 | 115 | LN HAYNES - SAREPT 115 kV | XF EL_EHV 14/1 kV | 2021-10-30 15:34 | 2022-03-31 23:54 | LN: EES.EES.HAYNES_SAREPT3.A | XF: EES.EES.EL_EHV.AT2.AT2T; XF: EES.EES.EL_EHV.AT2.AT2L; XF: EES.EES.EL_EHV.AT2.AT2; LN: EES.EES.EL_EHV_SAREPT7.A
27084 | TMP125_27084 | MISO | RCF | LN SAREPT - MINDE3 115 kV ftlo LN SAREPT - LONGWOO 345 kV | 176 | 176 | LN SAREPT - MINDE3 115 kV | LN SAREPT - LONGWOO 345 kV | 2021-10-30 15:36 | 2022-03-31 23:54 | LN: EES.EES.MINDE3_SAREPT3.A | LN: EES.EES.EL_EHV_LONGWD7.B
25279 | TMP213_25279 | MISO | RCF | LN MAGIC_CY - SOURIS 115 kV ftlo LN CHAR_CK - PATENT_G 345 kV | 120 | 146 | LN MAGIC_CY - SOURIS 115 kV | LN CHAR_CK - PATENT_G 345 kV | 2019-11-04 23:56 | 2022-03-31 23:54 | LN: GRE.GRE.MAGICSOURI11_1.1 | LN: WAUE.WAUE.CHAR_CK_PATENT.A
25057 | TMP124_25057 | SWPP | RCF | LN SMIT - BAIL_WR 115 kV ftlo LN CLIFTO1 - CONCOR3 115 kV | 86 | 92 | LN SMIT - BAIL_WR 115 kV | LN CLIFTO1 - CONCOR3 115 kV | 2019-08-27 15:20 | 2022-03-31 23:54 | LN: WR.WR.4230.1 | LN: SECI.SECI.10890.A
26261 | TEMP35_26261 | MISO | RCF | XF WEBSTER2 345/1 kV ftlo LN BISONSS - COLBY 345 kV | 560 | 560 | XF WEBSTER2 345/1 kV | LN BISONSS - COLBY 345 kV | 2020-12-21 22:47 | 2022-03-31 23:54 | XF: MEC.MEC.WEBSTER2.AB.WEB_AB_WND | LN: ALTW.ALTW.BISONCOLBY34_1.1
26382 | TMP199_26382 | MISO | RCF | LN HRSN_E - OMAHA 161 kV ftlo LN HRSN_W - HRSN_S 161 kV | 156 | 156 | LN HRSN_E - OMAHA 161 kV | LN HRSN_W - HRSN_S 161 kV | 2021-02-11 10:46 | 2022-03-31 23:54 | LN: EES.EES.HRSN_E_OMAHA_5.A | LN: EES.EES.HRSN_S_HRSN_W5.A; LN: EES.EES.HRSN_E_HRSN_S5.A; LN: EES.EES.DRYCR2_HRSN_W5.A
26419 | TMP343_26419 | MISO | RCF | XF STFR 345/138 kV ftlo XF STFR 345/138 kV | 560 | 560 | XF STFR 345/138 kV | XF STFR 345/138 kV | 2021-02-15 16:32 | 2022-03-31 23:54 | XF: AMRN.AMRN.STFR.XFM2.XFMR_2 | XF: AMRN.AMRN.STFR.XFM1.XFMR_1
26438 | TMP307_26438 | MISO | RCF | LN LAYFLD_C - CAROLL 230 kV ftlo LN SAREPT - LONGWOO 345 kV | 633 | 633 | LN LAYFLD_C - CAROLL 230 kV | LN SAREPT - LONGWOO 345 kV | 2021-02-16 13:49 | 2022-03-31 23:54 | LN: CLEC.CLEC.LYFLD_CAROL.A | LN: EES.EES.EL_EHV_LONGWD7.B
26418 | TMP435_26418 | MISO | RCF | LN LSCR - FRKS 345 kV ftlo LN BLAN - FRKS 345 kV | 956 | 956 | LN LSCR - FRKS 345 kV | LN BLAN - FRKS 345 kV | 2021-02-15 16:22 | 2022-03-31 23:54 | LN: AMRN.AMRN.LSCR-FRKS-1.A | LN: AMRN.AMRN.BLAN-FRKS-3.A
26412 | TMP434_26412 | MISO | RCF | LN COFFEEN - ROXF 345 kV ftlo LN XENA - MTVRNON0 345 kV | 1497 | 1497 | LN COFFEEN - ROXF 345 kV | LN XENA - MTVRNON0 345 kV | 2021-02-15 16:18 | 2022-03-31 23:54 | LN: AMIL.AMIL.COFN_ROXF_4551.B | LN: AMIL.AMIL.MTVW_XENA_4591.A
26391 | TMP383_26391 | MISO | RCF | LN ROXF - SIOUX 345 kV ftlo LN BALDWIN - RUSH_IS 345 kV | 1195 | 1195 | LN ROXF - SIOUX 345 kV | LN BALDWIN - RUSH_IS 345 kV | 2021-02-16 23:02 | 2022-03-31 23:54 | LN: AMIL.AMIL.S-ROXF-5.A | LN: AMIL.AMIL.R_BLWN_4585.A
26333 | TMP536_26333 | MISO | RCF | LN OZRK_B - OMAHA 161 kV ftlo LN GRANVW - OSAGE_1 161 kV | 162 | 162 | LN OZRK_B - OMAHA 161 kV | LN GRANVW - OSAGE_1 161 kV | 2021-01-26 16:54 | 2022-03-31 23:54 | LN: EDE.EDE.OZRK_B-OMAHA_5.A | LN: EES.EES.GRANVW_OSAGE_5.A
25877 | TMP530_25877 | MISO | RCF | LN SQBUTTEW - STANTON2 230 kV ftlo LN RGHRIDER - MANDAN 230 kV | 439 | 478 | LN SQBUTTEW - STANTON2 230 kV | LN RGHRIDER - MANDAN 230 kV | 2020-07-30 13:47 | 2022-03-31 23:54 | LN: OTP.OTP.SQBUTSTANT23_1.1 | LN: OTP.OTP.RGHRID_MANDAN1.1
24882 | TMP492_24882 | SWPP | INT |  | 40 | 40 | LN SEWARD1 - SEWARD3 115 kV |  | 2019-06-08 12:43 | 2022-03-31 23:54 | LN: WR.MIDW.SEWARD_TIE.A
27041 | TMP474_27041 | MISO | RCF | LN MRLT_E - GLESON 161 kV ftlo LN ARK_NU - MABELV 500 kV | 282 | 282 | LN MRLT_E - GLESON 161 kV | LN ARK_NU - MABELV 500 kV | 2021-10-12 16:09 | 2022-03-31 23:54 | LN: EES.EES.GLESON_MRLT_E5.A | LN: EES.EES.ARK_NU_MABELV8.A
27050 | TMP417_27050 | MISO | RCF | LN MORLND - ST_VIN 161 kV ftlo LN ARK_NU - PLS_HL 500 kV | 279 | 279 | LN MORLND - ST_VIN 161 kV | LN ARK_NU - PLS_HL 500 kV | 2021-10-16 23:52 | 2022-03-31 23:54 | LN: EES.EES.MORLND_ST_VIN5.A | LN: EES.EES.ARK_NU_PLS_HL8.A
27486 | TMP483_27486 | MISO | RCF | LN CENTER2 - SQBUTTEW 230 kV ftlo LN LELANDO - LELANDO 230 kV | 439 | 450 | LN CENTER2 - SQBUTTEW 230 kV | LN LELANDO - LELANDO 230 kV | 2022-04-28 00:40 | 2022-04-28 00:59 | LN: OTP.OTP.SQBUTCENTE23_1.1 | LN: WAUE.WAUE.LELANLELAN23_1.S; LN: GRE.GRE.LELANSTANT23_1.1
26547 | TEMP10_26547 | MISO | RCF | XF MABELV 500/1 kV ftlo LN MABELV - SH_EHV 500 kV | 598 | 598 | XF MABELV 500/1 kV | LN MABELV - SH_EHV 500 kV | 2021-03-26 22:56 | 2022-05-05 09:19 | XF: EES.EES.MABELV.AT2.AT2 | LN: EES.EES.SH_EHV_MABELV8.A; LN: EES.EES.MABELV_WRIGHT8.A
26475 | TMP527_26475 | MISO | RCF | LN OZRK_B - OMAHA 161 kV ftlo LN DRYCR2 - GRFR_S 161 kV | 162 | 162 | LN OZRK_B - OMAHA 161 kV | LN DRYCR2 - GRFR_S 161 kV | 2021-02-28 00:23 | 2022-05-05 09:19 | LN: EDE.EDE.OZRK_B-OMAHA_5.A | LN: EES.EES.GRFR_S_DRYCR25.A; LN: EES.EES.GR_FR2_GRFR_S5.A; LN: EES.EES.BERRYV_OSAGE_5.A; LN: EES.EES.BERRYV_GR_FR25.A
27165 | TMP105_27165 | MISO | RCF | LN CLDWTR - SENATO 115 kV ftlo XF GENTRX 500/230 kV | 108 | 108 | LN CLDWTR - SENATO 115 kV | XF GENTRX 500/230 kV | 2021-11-17 23:11 | 2022-05-05 09:19 | LN: EES.EES.CLDWTR_SENATO3.A | XF: TVA.TVA.GENTRX.08XQ.6COGFRPT_B; LN: EES.EES.FREPT5_GENTRX6.A
27125 | TMP584_27125 | MISO | RCF | LN LAYFLD_C - CAROLL 230 kV ftlo LN VALLIANT - NWTEXAR 345 kV | 633 | 633 | LN LAYFLD_C - CAROLL 230 kV | LN VALLIANT - NWTEXAR 345 kV | 2021-11-08 18:49 | 2022-05-05 09:19 | LN: CLEC.CLEC.LYFLD_CAROL.A | LN: CSWS.CSWS.NWTEX_VALLIANT.A
27137 | TMP404_27137 | MISO | RCF | XF HORNLK 161/115 kV ftlo XF GENTRX 500/230 kV | 235 | 235 | XF HORNLK 161/115 kV | XF GENTRX 500/230 kV | 2021-11-14 22:14 | 2022-05-05 09:19 | XF: EES.EES.HORNLK.AT1.AT1 | XF: TVA.TVA.GENTRX.08XQ.6COGFRPT_B; LN: EES.EES.FREPT5_GENTRX6.A
27450 | TEMP27_27450 | SWPP | INT | LN LOMAVSTA - FROSTRD 161 kV ftlo LN LNGVW1 - WSTELEC 161 kV | 234 | 234 | LN LOMAVSTA - FROSTRD 161 kV | LN LNGVW1 - WSTELEC 161 kV | 2022-03-07 07:09 | 2022-05-16 10:49 | LN: MPS.MPS.LOMAVS_MONTRO1.A | LN: MPS.MPS.11027.A
27455 | TMP250_27455 | SWPP | INT | XF PRINGLE 230/115 kV ftlo LN HARRSUB - POTTER_S 230 kV | 185 | 210 | XF PRINGLE 230/115 kV | LN HARRSUB - POTTER_S 230 kV | 2022-03-09 16:34 | 2022-05-16 10:49 | XF: SPS.SPS.PRINGLE.811.PRI_115XFM | LN: SPS.SPS.HARRSPOTTE23_1.1
27393 | TEMP91_27393 | SWPP | INT | LN EROGERS - DYESS 161 kV ftlo LN TONTITN5 - DYESS 161 kV | 251 | 251 | LN EROGERS - DYESS 161 kV | LN TONTITN5 - DYESS 161 kV | 2022-02-09 16:29 | 2022-05-16 10:49 | LN: CSWS.CSWS.765_DYESS.A | LN: CSWS.CSWS.CHAMB_DYESS_1A.A
27637 | TMP316_27637 | SWPP | INT | LN JAMESTN - VALLEYC 115 kV ftlo LN LISBON - ENDERLN 115 kV | 80 | 88 | LN JAMESTN - VALLEYC 115 kV | LN LISBON - ENDERLN 115 kV | 2022-05-09 08:49 | 2022-05-16 10:49 | LN: WAUE.WAUE.VALLEJAMES11_1.1 | LN: OTP.OTP.LISBOENDER11_1.1; LN: OTP.OTP.ENDERALICE11_1.1; LN: OTP.OTP.BUFFAALICE11_1.1
27640 | TMP320_27640 | SWPP | INT | LN SPRIN - DRIPPING 138 kV ftlo LN SUNNYSDE - HUGOPP4 345 kV | 133 | 153 | LN SPRIN - DRIPPING 138 kV | LN SUNNYSDE - HUGOPP4 345 kV | 2022-05-09 14:09 | 2022-05-16 10:49 | LN: OKGE.OKGE.SPRINGD_DRIP.A | LN: OKGE.OKGE.SUNNY_HUGO.A
27641 | TMP346_27641 | SWPP | INT | LN WELSH - DIANA 345 kV ftlo ZBR WELSH - WELSH 345 kV | 905 | 1059 | LN WELSH - DIANA 345 kV | ZBR WELSH - WELSH 345 kV | 2022-05-09 13:44 | 2022-05-16 10:54 | LN: CSWS.CSWS.897.B | ZBR: CSWS.CSWS.WELSH_G1.A; UN: CSWS.CSWS.WELSH.345.1
27388 | TMP458_27388 | SWPP | INT | ZBR TOLKSUB - TOLKSUB 230 kV ftlo XF TOLKSUB 1/230 kV | 556 | 556 | ZBR TOLKSUB - TOLKSUB 230 kV | XF TOLKSUB 1/230 kV | 2022-02-05 02:31 | 2022-05-16 10:54 | ZBR: SPS.SPS.TOLKTAP_EAST.A | XF: SPS.SPS.TOLKSUB.TR2.T2_S
27474 | TMP340_27474 | SWPP | INT | LN HOBBS - MADDOXSU 115 kV ftlo LN CUNNSUB - QUAHADA 115 kV | 189 | 189 | LN HOBBS - MADDOXSU 115 kV | LN CUNNSUB - QUAHADA 115 kV | 2022-03-15 17:04 | 2022-05-16 10:54 | LN: SPS.SPS.HOBBS_MADDOXSU.1 | LN: SPS.SPS.CUNNSUB_QUAHAD.A
27437 | TEMP12_27437 | SWPP | INT | XF TOLKSUB 230/345 kV ftlo LN TOLKSUB - TUCO 230 kV | 556 | 556 | XF TOLKSUB 230/345 kV | LN TOLKSUB - TUCO 230 kV | 2022-03-02 11:10 | 2022-05-19 12:59 | XF: SPS.SPS.TOLKSUB.817.TOK_230XFM | LN: SPS.SPS.TOLKSTUCO50_1.1
27442 | TEMP13_27442 | SWPP | INT | LN TOLKSUB - TUCO 230 kV ftlo XF TOLKSUB 230/1 kV | 319 | 319 | LN TOLKSUB - TUCO 230 kV | XF TOLKSUB 230/1 kV | 2022-03-03 12:59 | 2022-05-19 12:59 | LN: SPS.SPS.TOLKSTUCO50_1.1 | XF: SPS.SPS.TOLKSUB.TR2.T2_S
27505 | TEMP63_27505 | SWPP | INT | LN RB_SPRLK - MOORE_CO 115 kV ftlo XF POTTER_S 345/230 kV | 80 | 80 | LN RB_SPRLK - MOORE_CO 115 kV | XF POTTER_S 345/230 kV | 2022-03-24 23:19 | 2022-05-19 12:59 | LN: SPS.SPS.LNW24_B.B | XF: SPS.SPS.POTTER_S.XF1.XF345
27506 | TEMP64_27506 | SWPP | INT | XF WICH 345/138 kV ftlo LN WICH - BENT 345 kV | 400 | 430 | XF WICH 345/138 kV | LN WICH - BENT 345 kV | 2022-03-24 23:21 | 2022-05-19 12:59 | XF: WR.WR.WICH.1064.WICH_11 | LN: WR.WR.BENTWICH34_1.1
27188 | TEMP36_27188 | SWPP | INT | LN FULTON_C - PAT_WX 115 kV ftlo LN NWTEXAR - WELSH 345 kV | 158 | 158 | LN FULTON_C - PAT_WX 115 kV | LN NWTEXAR - WELSH 345 kV | 2021-11-24 21:58 | 2022-05-19 12:59 | LN: EES.EES.FULTON_PATMO.A | LN: CSWS.CSWS.953.A
27226 | TEMP41_27226 | SWPP | INT | LN CIMARRON - HAYMAKR4 138 kV ftlo LN MATHWSN7 - NOWST1 345 kV | 347 | 375 | LN CIMARRON - HAYMAKR4 138 kV | LN MATHWSN7 - NOWST1 345 kV | 2021-12-05 02:56 | 2022-05-19 12:59 | LN: OKGE.OKGE.8765.B | LN: OKGE.OKGE.MATHWSN7_NOWST.A
27227 | TEMP42_27227 | SWPP | INT | LN CIMARRON - CKHAL 138 kV ftlo LN NOWST1 - ARCAD7 345 kV | 382 | 382 | LN CIMARRON - CKHAL 138 kV | LN NOWST1 - ARCAD7 345 kV | 2021-12-05 03:34 | 2022-05-19 12:59 | LN: OKGE.OKGE.8798.A | LN: OKGE.OKGE.8790.A
26532 | TEMP65_26532 | SWPP | INT | LN WICH - BENT 345 kV ftlo LN HUNTERS7 - WDRNG1 345 kV | 878 | 956 | LN WICH - BENT 345 kV | LN HUNTERS7 - WDRNG1 345 kV | 2021-03-19 00:23 | 2022-05-19 12:59 | LN: WR.WR.BENTWICH34_1.1 | LN: OKGE.OKGE.8622.A
27234 | TMP112_27234 | SWPP | INT | LN FULTON_C - PAT_WX 115 kV ftlo LN VALLIANT - LYDIA 345 kV | 159 | 159 | LN FULTON_C - PAT_WX 115 kV | LN VALLIANT - LYDIA 345 kV | 2021-12-06 12:18 | 2022-05-19 12:59 | LN: EES.EES.FULTON_PATMO.A | LN: CSWS.CSWS.926.A; LN: CSWS.CSWS.925.A; LN: CSWS.CSWS.924.A
27252 | TMP118_27252 | SWPP | INT | LN RB_SPRLK - MOORE_CO 115 kV ftlo LN HITCH - MOORE_CO 230 kV | 80 | 80 | LN RB_SPRLK - MOORE_CO 115 kV | LN HITCH - MOORE_CO 230 kV | 2021-12-10 16:04 | 2022-05-19 12:59 | LN: SPS.SPS.LNW24_B.B | LN: SPS.SPS.LNK75.A
27443 | TEMP66_27443 | SWPP | INT | LN SPRIN - DRIPPING 138 kV ftlo LN SUNNYSDE - JHNSTNCO 345 kV | 171 | 185 | LN SPRIN - DRIPPING 138 kV | LN SUNNYSDE - JHNSTNCO 345 kV | 2022-03-03 21:49 | 2022-05-19 12:59 | LN: OKGE.OKGE.SPRINGD_DRIP.A | LN: OKGE.OKGE.JOHNCO_SUNNY.A
27426 | TMP104_27426 | SWPP | INT | LN MSTNG1 - SW51 138 kV ftlo LN MSTNG1 - DVISN 138 kV | 287 | 287 | LN MSTNG1 - SW51 138 kV | LN MSTNG1 - DVISN 138 kV | 2022-02-24 19:03 | 2022-05-19 12:59 | LN: OKGE.OKGE.8775.A | LN: OKGE.OKGE.8758.A
27428 | TEMP84_27428 | SWPP | INT | LN PHILL - HSNVL1 161 kV ftlo LN HOOKRD5 - LKWINGB 161 kV | 285 | 311 | LN PHILL - HSNVL1 161 kV | LN HOOKRD5 - LKWINGB 161 kV | 2022-02-25 20:23 | 2022-05-19 12:59 | LN: MPS.MPS.11031.A | LN: MPS.MPS.LKWING_HOOKR_1.A; LN: MPS.MPS.11032.A
27467 | TEMP67_27467 | SWPP | INT | LN HOCKERVL - MIAMI_1 161 kV ftlo LN N345 - BLACKBRY 345 kV | 233 | 233 | LN HOCKERVL - MIAMI_1 161 kV | LN N345 - BLACKBRY 345 kV | 2022-03-11 15:24 | 2022-05-19 12:59 | LN: GRDA.GRDA.8520.A | LN: WR.WR.BLCKBRY_NEOSH.A
27480 | TEMP81_27480 | SWPP | INT | XF GRDA17 345/1 kV ftlo XF GRDA17 1/13.8 kV | 448 | 478 | XF GRDA17 345/1 kV | XF GRDA17 1/13.8 kV | 2022-03-16 23:49 | 2022-05-19 12:59 | XF: GRDA.GRDA.GRDA17.NRTH.NORTH_H | XF: GRDA.GRDA.GRDA17.SOTH.SOUTH_T; XF: GRDA.GRDA.GRDA17.SOTH.SOUTH_L; XF: GRDA.GRDA.GRDA17.SOTH.SOUTH_H
27390 | TEMP71_27390 | SWPP | INT | LN TUPELO2 - SBROWN 138 kV ftlo LN JHNSTNCO - CANEY1 138 kV | 95 | 95 | LN TUPELO2 - SBROWN 138 kV | LN JHNSTNCO - CANEY1 138 kV | 2022-02-07 15:54 | 2022-05-19 12:59 | LN: WFEC.WFEC.7444.A | LN: OKGE.OKGE.JOHNCO_CANEY.A
27401 | TEMP79_27401 | SWPP | INT | LN TECH - STULT 115 kV ftlo LN SWIS - LAWH 230 kV | 86 | 92 | LN TECH - STULT 115 kV | LN SWIS - LAWH 230 kV | 2022-02-15 04:44 | 2022-05-19 12:59 | LN: WR.WR.4194.1 | LN: WR.WR.39.1
27407 | TMP102_27407 | SWPP | INT | LN MAUD_TAP - EARLSBRH 138 kV ftlo LN PITTSB9 - CND_RIVR 345 kV | 143 | 143 | LN MAUD_TAP - EARLSBRH 138 kV | LN PITTSB9 - CND_RIVR 345 kV | 2022-02-16 02:25 | 2022-05-19 12:59 | LN: OKGE.OKGE.1705.A | LN: OKGE.OKGE.PITTSB_CANDR.A
27375 | TEMP70_27375 | SWPP | INT | LN TOLKSUB - PLXSUB 230 kV ftlo XF TOLKSUB 230/1 kV | 637 | 637 | LN TOLKSUB - PLXSUB 230 kV | XF TOLKSUB 230/1 kV | 2022-01-27 15:09 | 2022-05-19 12:59 | LN: SPS.SPS.126.1 | XF: SPS.SPS.TOLKSUB.TR2.T2_S
27382 | TMP133_27382 | SWPP | INT | XF MOORE 345/115 kV ftlo LN MOORE - NW68HOL 345 kV | 307 | 338 | XF MOORE 345/115 kV | LN MOORE - NW68HOL 345 kV | 2022-02-03 10:49 | 2022-05-19 12:59 | XF: NPPD.NPPD.MOORE.1.1 | LN: LES.LES.NW68HMOORE34_1.1
27383 | TMP128_27383 | SWPP | INT | LN CARTRCO4 - RATLF1 138 kV ftlo LN DUNDE - HLTNT1 138 kV | 199 | 177 | LN CARTRCO4 - RATLF1 138 kV | LN DUNDE - HLTNT1 138 kV | 2022-02-04 02:39 | 2022-05-19 12:59 | LN: OKGE.OKGE.CARTRCO4_RATLF.A | LN: OKGE.OKGE.9025.A; LN: OKGE.OKGE.9024.A; LN: OKGE.OKGE.9022.A
27385 | TMP143_27385 | SWPP | INT | LN NSES - KTV01 138 kV ftlo XF DELAWARE 345/138 kV | 191 | 191 | LN NSES - KTV01 138 kV | XF DELAWARE 345/138 kV | 2022-02-04 10:59 | 2022-05-19 12:59 | LN: WR.WR.KTV01NSES13_1.1 | XF: CSWS.CSWS.DELAWARE.1.1
27527 | TMP115_27527 | SWPP | INT | LN MCCOOK1 - CAMBRIG 115 kV ftlo LN MACON345 - AXTELL1 345 kV | 120 | 132 | LN MCCOOK1 - CAMBRIG 115 kV | LN MACON345 - AXTELL1 345 kV | 2022-04-01 00:24 | 2022-05-19 12:59 | LN: NPPD.NPPD.12041.A | LN: NPPD.NPPD.MACON_AXTELL.1
27535 | TMP158_27535 | SWPP | INT | LN NESCTY - ALXNDR 115 kV ftlo LN SETAB1 - HOLCOM1 345 kV | 83 | 99 | LN NESCTY - ALXNDR 115 kV | LN SETAB1 - HOLCOM1 345 kV | 2022-04-04 07:14 | 2022-05-19 12:59 | LN: WR.MIDW.10028.A | LN: SECI.SECI.10148.A
27575 | TMP217_27575 | SWPP | INT | LN MSTNG1 - YUKON 69 kV ftlo XF MSTNG1 69/138 kV | 67 | 72 | LN MSTNG1 - YUKON 69 kV | XF MSTNG1 69/138 kV | 2022-04-13 23:51 | 2022-05-19 12:59 | LN: OKGE.OKGE.8710.A | XF: OKGE.OKGE.MSTNG1.8768.A
27384 | TMP179_27384 | SWPP | INT | XF N345 345/1 kV ftlo XF N345 13.8/1 kV | 400 | 440 | XF N345 345/1 kV | XF N345 13.8/1 kV | 2022-02-04 08:18 | 2022-05-19 12:59 | XF: WR.WR.N345.1040.N345_1H | XF: WR.WR.N345.1043.N345_2T; XF: WR.WR.N345.1043.N345_2H; XF: WR.WR.N345.1043.N345_2; LN: WR.WR.31.1
27409 | TMP308_27409 | SWPP | INT | LN WLFCK - CHEEKTP 138 kV ftlo LN CARTRCO4 - SUNNYSDE 138 kV | 138 | 156 | LN WLFCK - CHEEKTP 138 kV | LN CARTRCO4 - SUNNYSDE 138 kV | 2022-02-16 20:24 | 2022-05-19 12:59 | LN: WFEC.WFEC.WOLF_CHEEK.A | LN: OKGE.OKGE.CARTRCO_SUNNYS.A
27413 | TMP191_27413 | SWPP | INT | LN EASTX_SW - HARRISON 138 kV ftlo LN EASTX_SW - WHITNEY 138 kV | 286 | 286 | LN EASTX_SW - HARRISON 138 kV | LN EASTX_SW - WHITNEY 138 kV | 2022-02-18 17:14 | 2022-05-19 12:59 | LN: CSWS.CSWS.HARRIS_NTEXEAS.A | LN: CSWS.CSWS.946.A
27420 | TMP350_27420 | SWPP | INT | LN BISM - FAIRGNDS 115 kV ftlo LN LEC - LAWH 115 kV | 118 | 118 | LN BISM - FAIRGNDS 115 kV | LN LEC - LAWH 115 kV | 2022-02-22 19:25 | 2022-05-19 12:59 | LN: WR.WR.FAIRGN_BISM.1 | LN: WR.WR.3053.1
27477 | TMP386_27477 | SWPP | INT | LN KEYSTON2 - WEKIWA 138 kV ftlo LN REDBUD - RIVRSIDE 345 kV | 191 | 191 | LN KEYSTON2 - WEKIWA 138 kV | LN REDBUD - RIVRSIDE 345 kV | 2022-03-16 07:14 | 2022-05-19 12:59 | LN: SPA.SPA.KEYSTONE_72.A | LN: OKGE.OKGE.REDBUD_RIVER_1.A
27516 | TMP372_27516 | SWPP | INT | LN PTRBRG_N - PETRSBG 115 kV ftlo LN HOSKINS - RAUN 345 kV | 137 | 151 | LN PTRBRG_N - PETRSBG 115 kV | LN HOSKINS - RAUN 345 kV | 2022-03-28 19:24 | 2022-05-19 12:59 | LN: NPPD.NPPD.1368.A | LN: MEC.MEC.RAUNHOSKI34_1.1
27239 | TMP361_27239 | SWPP | INT | LN GRISLD1 - W_COLMBS 230 kV ftlo LN NW68HOL - COLMBS_E 345 kV | 320 | 352 | LN GRISLD1 - W_COLMBS 230 kV | LN NW68HOL - COLMBS_E 345 kV | 2021-12-06 19:48 | 2022-05-19 12:59 | LN: NPPD.NPPD.12063.A | LN: LES.LES.LN3521.A
27218 | TMP184_27218 | SWPP | INT | LN KINZE - KINZEG1 138 kV ftlo LN SONR1 - CLEVLND7 345 kV | 287 | 287 | LN KINZE - KINZEG1 138 kV | LN SONR1 - CLEVLND7 345 kV | 2021-12-03 18:56 | 2022-05-19 12:59 | LN: AECI.GRDX.KINZEG_KINZE_1.A | LN: GRDA.GRDA.SONR_CLEVLND.A
27219 | TMP312_27219 | SWPP | INT | LN DATON - HOBBYLO4 138 kV ftlo LN MSTNG1 - CUNCL 138 kV | 287 | 287 | LN DATON - HOBBYLO4 138 kV | LN MSTNG1 - CUNCL 138 kV | 2021-12-03 22:09 | 2022-05-19 12:59 | LN: OKGE.OKGE.8794.A | LN: OKGE.OKGE.8772.A
27168 | TMP219_27168 | SWPP | INT | LN FULTON_C - PAT_WX 115 kV ftlo LN TURK_PP - SUGARHI 138 kV | 158 | 158 | LN FULTON_C - PAT_WX 115 kV | LN TURK_PP - SUGARHI 138 kV | 2021-11-18 08:49 | 2022-05-19 12:59 | LN: EES.EES.FULTON_PATMO.A | LN: CSWS.CSWS.SUGA_TURK.A
27508 | TMP429_27508 | SWPP | INT | LN SHOOTSTR - GRNBUR1 115 kV ftlo LN CLARKCO - THISTLE7 345 kV | 119.5 | 148.2 | LN SHOOTSTR - GRNBUR1 115 kV | LN CLARKCO - THISTLE7 345 kV | 2022-03-25 08:39 | 2022-05-19 12:59 | LN: SECI.SECI.SHOOT_GRNBUR.A | LN: SECI.SECI.CLARK_THISTLE2.A
27497 | TMP403_27497 | SWPP | INT | LN STONEWSW - TUPELO2 138 kV ftlo LN RUSSETT - SBROWN 138 kV | 143 | 143 | LN STONEWSW - TUPELO2 138 kV | LN RUSSETT - SBROWN 138 kV | 2022-03-22 03:04 | 2022-05-19 12:59 | LN: WFEC.WFEC.STONESW_TUPELO.A | LN: WFEC.WFEC.7454.A; LN: OKGE.OKGE.9015.A
27501 | TMP488_27501 | SWPP | INT | XF WILKES 345/138 kV ftlo LN WELSH - DIANA 345 kV | 450 | 450 | XF WILKES 345/138 kV | LN WELSH - DIANA 345 kV | 2022-03-24 06:53 | 2022-05-19 12:59 | XF: CSWS.CSWS.WILKES.978.345_138 | LN: CSWS.CSWS.896.A
27502 | TMP459_27502 | SWPP | INT | LN BENT - ROSE 345 kV ftlo LN LACYGNE - N345 345 kV | 878 | 956 | LN BENT - ROSE 345 kV | LN LACYGNE - N345 345 kV | 2022-03-24 07:03 | 2022-05-19 12:59 | LN: WR.WR.BENTROSE34_1.1 | LN: KCPL.KCPL.LACYGN_NEOSHO1.1
27472 | TMP463_27472 | SWPP | INT | XF WDWRD1 138/69 kV ftlo LN WDWRD1 - WDWRDEHV 138 kV | 120 | 120 | XF WDWRD1 138/69 kV | LN WDWRD1 - WDWRDEHV 138 kV | 2022-03-15 07:34 | 2022-05-19 12:59 | XF: OKGE.OKGE.WDWRD1.8689.A | LN: OKGE.OKGE.WWEHV_PS_1.1
27463 | TMP414_27463 | SWPP | INT | LN ELSIETP - PAXTON 115 kV ftlo LN G_GENT1 - N_PLT1 230 kV | 108 | 108 | LN ELSIETP - PAXTON 115 kV | LN G_GENT1 - N_PLT1 230 kV | 2022-03-11 14:01 | 2022-05-19 12:59 | LN: NPPD.NPPD.ELSIEPAXTO11_1.1 | LN: NPPD.NPPD.N_PLT1_GG1.A
27434 | TMP450_27434 | SWPP | INT | LN BETHL_TP - BRKN_BOW 138 kV ftlo LN PITTSB9 - VALLIANT 345 kV | 191 | 191 | LN BETHL_TP - BRKN_BOW 138 kV | LN PITTSB9 - VALLIANT 345 kV | 2022-03-01 00:31 | 2022-05-19 12:59 | LN: WFEC.WFEC.81_835D.A | LN: CSWS.CSWS.2160.A
27419 | TMP448_27419 | SWPP | INT | LN OVRLD_PK - MERRIAM2 161 kV ftlo LN CRAIG - LENEXA 161 kV | 233 | 254 | LN OVRLD_PK - MERRIAM2 161 kV | LN CRAIG - LENEXA 161 kV | 2022-02-19 01:19 | 2022-05-19 12:59 | LN: KCPL.KCPL.MERRIA_OVRLD_1.1 | LN: KCPL.KCPL.CRAIG__LENEXA2.1
27159 | TMP442_27159 | SWPP | INT | LN MUSKOGEE - MUSKTAP 161 kV ftlo LN MUSKOGEE - FTSMTH 345 kV | 223 | 223 | LN MUSKOGEE - MUSKTAP 161 kV | LN MUSKOGEE - FTSMTH 345 kV | 2021-11-16 01:34 | 2022-05-19 12:59 | LN: OKGE.OKGE.7415.A | LN: OKGE.OKGE.9099.A
27118 | TMP420_27118 | SWPP | INT | LN AUR1241 - RDSPG5 161 kV ftlo LN BEAVER1 - EURK_SPA 161 kV | 167 | 167 | LN AUR1241 - RDSPG5 161 kV | LN BEAVER1 - EURK_SPA 161 kV | 2021-11-06 05:08 | 2022-05-19 12:59 | LN: EDE.EDE.11335.A | LN: SPA.SPA.BEAVER_EUREKA1.A
27567 | TMP389_27567 | SWPP | INT | LN HUGOPP4 - VALLIANT 138 kV ftlo LN HAWORTH4 - IDABEL2 138 kV | 299 | 353 | LN HUGOPP4 - VALLIANT 138 kV | LN HAWORTH4 - IDABEL2 138 kV | 2022-04-12 08:23 | 2022-05-19 12:59 | LN: WFEC.WFEC.VALLIANT_WFE.A | LN: WFEC.WFEC.IDABEL_HAWORTH.A; LN: WFEC.WFEC.IDABEL_GARVIN.A; LN: WFEC.WFEC.GOLDNSW_BRKNBW.A; LN: WFEC.WFEC.GARVIN_VALLANT.A; LN: WFEC.WFEC.9387.A; LN: WFEC.WFEC.9384.A; LN: WFEC.WFEC.9252.A; LN: WFEC.WFEC.9251.A
25154 | TMP396_25154 | SWPP | INT | LN CIMARRON - DRAPR1 345 kV ftlo LN TERRY_RD - SUNNYSDE 345 kV | 717 | 717 | LN CIMARRON - DRAPR1 345 kV | LN TERRY_RD - SUNNYSDE 345 kV | 2019-09-30 01:07 | 2022-05-19 12:59 | LN: OKGE.OKGE.8803.A | LN: CSWS.CSWS.TERRYRD_SUNYSD.A
26171 | TMP566_26171 | SWPP | INT | LN OAHE - SULLYBT 230 kV ftlo XF ANTELOP 24/345 kV | 239 | 239 | LN OAHE - SULLYBT 230 kV | XF ANTELOP 24/345 kV | 2020-11-16 14:17 | 2022-05-19 12:59 | LN: WAUE.WAUE.OAHESULLY23_1.1 | XF: WAUE.WAUE.ANTELOP.TR1.TR1; UN: WAUE.WAUE.ANTELOP.24.ANTELO_1_
27523 | TMP532_27523 | SWPP | INT | LN MSTNG1 - SW51 138 kV ftlo LN WESTMOR4 - 134PENTP 138 kV | 287 | 287 | LN MSTNG1 - SW51 138 kV | LN WESTMOR4 - 134PENTP 138 kV | 2022-03-31 08:34 | 2022-05-19 12:59 | LN: OKGE.OKGE.8775.A | LN: OKGE.OKGE.WEST_134PENTP.A; LN: OKGE.OKGE.SGATE_134PENTP.A; LN: OKGE.OKGE.MCCL_134PENTP.A; LN: OKGE.OKGE.8822.A
27129 | TMP490_27129 | SWPP | INT | LN TOLKSUB - TUCO 230 kV ftlo LN TOLKSUB - PLXSUB 230 kV | 319 | 319 | LN TOLKSUB - TUCO 230 kV | LN TOLKSUB - PLXSUB 230 kV | 2021-11-09 19:22 | 2022-05-19 12:59 | LN: SPS.SPS.TOLKSTUCO50_1.1 | LN: SPS.SPS.126.1
27495 | TMP540_27495 | SWPP | INT | LN OSAGE_OG - WEBBTAP4 138 kV ftlo LN MORSN - MORSN 138 kV | 174 | 211 | LN OSAGE_OG - WEBBTAP4 138 kV | LN MORSN - MORSN 138 kV | 2022-03-21 14:49 | 2022-05-19 12:59 | LN: CSWS.CSWS.OSAGE.B | LN: OKGE.OKGE.MORSNTAP.A; LN: OKGE.OKGE.8904.A; LN: OKGE.OKGE.8704.A; LN: OKGE.OKGE.8608.A
27498 | TMP541_27498 | SWPP | INT | LN WELSH - DIANA 345 kV ftlo LN WELSH - WILKES 345 kV | 1056 | 1186 | LN WELSH - DIANA 345 kV | LN WELSH - WILKES 345 kV | 2022-03-22 10:34 | 2022-05-19 12:59 | LN: CSWS.CSWS.896.A | LN: CSWS.CSWS.974.A
27510 | TMP547_27510 | SWPP | INT | LN HAWTHORN - LEEDS 161 kV ftlo LN HAWTHORN - LEEDS 161 kV | 334 | 334 | LN HAWTHORN - LEEDS 161 kV | LN HAWTHORN - LEEDS 161 kV | 2022-03-27 02:09 | 2022-05-19 12:59 | LN: KCPL.KCPL.HAWTHO_LEEDS_1.A | LN: KCPL.KCPL.HAWTHO_LEEDS_2.A
27513 | TMP546_27513 | SWPP | INT | LN CRAW - NSES 69 kV ftlo LN LITC - ASB3491 161 kV | 55 | 57 | LN CRAW - NSES 69 kV | LN LITC - ASB3491 161 kV | 2022-03-28 04:34 | 2022-05-19 12:59 | LN: WR.WR.CRAWNSES69_1.1 | LN: EDE.EDE.10282.A
27317 | TMP507_27317 | SWPP | INT | LN PENN1 - SNTFE 138 kV ftlo LN MCCLAI - PLVAL 138 kV | 191 | 191 | LN PENN1 - SNTFE 138 kV | LN MCCLAI - PLVAL 138 kV | 2022-01-06 14:39 | 2022-05-19 12:59 | LN: OKGE.OKGE.8821.A | LN: OKGE.OKGE.MCCLAI_PLVAL_1.A
27494 | TMP570_27494 | SWPP | INT | LN CIM-PL1 - CMRIVTP 115 kV ftlo LN BUCKNER7 - SPERVI1 345 kV | 129 | 135 | LN CIM-PL1 - CMRIVTP 115 kV | LN BUCKNER7 - SPERVI1 345 kV | 2022-03-21 12:44 | 2022-05-19 12:59 | LN: SECI.SECI.10883.A | LN: SECI.SECI.10149.A
27396 | TMP592_27396 | SWPP | INT | XF TOLKSUB 230/345 kV ftlo LN PLXSUB - TOLKSUB 230 kV | 556 | 556 | XF TOLKSUB 230/345 kV | LN PLXSUB - TOLKSUB 230 kV | 2022-02-12 02:24 | 2022-05-19 12:59 | XF: SPS.SPS.TOLKSUB.817.TOK_230XFM | LN: SPS.SPS.126.1
27191 | TEMP47_27191 | SWPP | RCF | LN GRNDFKS - FALCONR 115 kV ftlo LN PRAIRIE2 - DRAYTON 230 kV | 232 | 232 | LN GRNDFKS - FALCONR 115 kV | LN PRAIRIE2 - DRAYTON 230 kV | 2021-11-27 02:49 | 2022-05-31 23:54 | LN: OTP.OTP.FALCOGRNDF11_1.1 | LN: OTP.OTP.DRAYTPRAIR23_1.1
27406 | TEMP98_27406 | SWPP | RCF | LN SUB701 - SUB1211 161 kV ftlo LN CBLUFFS - SUB3456 345 kV | 335 | 335 | LN SUB701 - SUB1211 161 kV | LN CBLUFFS - SUB3456 345 kV | 2022-02-15 22:19 | 2022-05-31 23:54 | LN: OPPD.OPPD.SUB12SUB7016_1.1 | LN: MEC.MEC.SUB34CBLUF34_1.1
27386 | TMP203_27386 | SWPP | RCF | XF LELANDO 345/230 kV ftlo XF LELANDO 13.8/1 kV | 500 | 625 | XF LELANDO 345/230 kV | XF LELANDO 13.8/1 kV | 2022-02-04 12:48 | 2022-05-31 23:54 | XF: WAUE.WAUE.LELANDO.KVA2.KVA2 | XF: WAUE.WAUE.LELANDO.VA11.KVA13; XF: WAUE.WAUE.LELANDO.VA11.KVA12; XF: WAUE.WAUE.LELANDO.VA11.KVA11
27387 | TMP353_27387 | SWPP | RCF | LN BEULAH - HALIDYWP 115 kV ftlo LN ROUNDUP - ANTELOP 345 kV | 120 | 131 | LN BEULAH - HALIDYWP 115 kV | LN ROUNDUP - ANTELOP 345 kV | 2022-02-04 22:55 | 2022-05-31 23:54 | LN: MDU.MDU.HALIDBEULA11_1.1 | LN: WAUE.WAUE.ANTELOP_CHAR_2.A
27399 | TMP368_27399 | SWPP | RCF | LN TEKAMHO - SUB1226 161 kV ftlo LN BVRCRFBC - GRIMES 345 kV | 256 | 256 | LN TEKAMHO - SUB1226 161 kV | LN BVRCRFBC - GRIMES 345 kV | 2022-02-13 15:54 | 2022-05-31 23:54 | LN: OPPD.OPPD.TEKAMSUB1216_1.1 | LN: MEC.MEC.BVRCRGRIME34_1.1
27424 | TMP378_27424 | SWPP | RCF | XF SIOUXCY2 345/1 kV ftlo XF RAUN 13.8/1 kV | 250 | 313 | XF SIOUXCY2 345/1 kV | XF RAUN 13.8/1 kV | 2022-02-24 05:39 | 2022-05-31 23:54 | XF: WAUE.WAUE.SIOUXCY2.KU1A.KU1A1 | XF: MEC.MEC.RAUN.AC.RAU_AC_WNDNG3; XF: MEC.MEC.RAUN.AC.RAU_AC_WNDNG2; XF: MEC.MEC.RAUN.AC.RAU_AC_WNDNG1
27509 | TMP329_27509 | SWPP | RCF | LN BVISTA - TRUSDLCB 69 kV ftlo LN POMEROY - HAYESAVE 161 kV | 71 | 78 | LN BVISTA - TRUSDLCB 69 kV | LN POMEROY - HAYESAVE 161 kV | 2022-03-25 13:46 | 2022-05-31 23:54 | LN: WAUE.WAUE.TRUSDBVIST69_1.1 | LN: MEC.MEC.HAYESPOMER16_1.1
27093 | TMP412_27093 | SWPP | RCF | XF GARRISN 230/1 kV ftlo LN LELANDO - LOGANWA 230 kV | 200 | 250 | XF GARRISN 230/1 kV | LN LELANDO - LOGANWA 230 kV | 2021-11-01 15:17 | 2022-05-31 23:54 | XF: WAUE.WAUE.GARRISN.V3A1.KV3A1 | LN: WAUE.WAUE.LOGANLELAN23_1.1
27499 | TMP535_27499 | SWPP | RCF | LN BEULAH - HALIDYWP 115 kV ftlo LN CHAR_CK - ANTELOP 345 kV | 120 | 131 | LN BEULAH - HALIDYWP 115 kV | LN CHAR_CK - ANTELOP 345 kV | 2022-03-23 10:08 | 2022-05-31 23:54 | LN: MDU.MDU.HALIDBEULA11_1.1 | LN: WAUE.WAUE.CHAR_ANTEL34_1.1
27500 | TMP451_27500 | SWPP | RCF | LN RICHLND2 - FAIRVIWP 115 kV ftlo LN CHAR_CK - WATFORD 230 kV | 120 | 120 | LN RICHLND2 - FAIRVIWP 115 kV | LN CHAR_CK - WATFORD 230 kV | 2022-03-23 15:21 | 2022-05-31 23:54 | LN: WAUE.WAUE.FAIRVRICHL11_1.1 | LN: WAUE.WAUE.CHAR_WATFO23_1.1
27496 | TMP445_27496 | SWPP | RCF | LN RANG - PLCN 69 kV ftlo LN DICY - LAKEFLD 161 kV | 71 | 71 | LN RANG - PLCN 69 kV | LN DICY - LAKEFLD 161 kV | 2022-03-23 09:04 | 2022-05-31 23:54 | LN: WAUE.WAUE.PLCNRANG69_1.1 | LN: ALTW.ALTW.DICYLAKEF16_1.1
27475 | TMP599_27475 | SWPP | RCF | LN LYDIA - WELSH 345 kV ftlo LN NWTEXAR - WELSH 345 kV | 1056 | 1183 | LN LYDIA - WELSH 345 kV | LN NWTEXAR - WELSH 345 kV | 2022-03-16 02:14 | 2022-05-31 23:54 | LN: CSWS.CSWS.925.A | LN: CSWS.CSWS.953.A
27423 | TMP425_27423 | SWPP | INT | LN EASTTOWN - EAST2 161 kV ftlo LN EASTTOWN - ST_JOE 345 kV | 334 | 334 | LN EASTTOWN - EAST2 161 kV | LN EASTTOWN - ST_JOE 345 kV | 2022-02-23 21:24 | 2022-05-31 23:54 | LN: MPS.MPS.11313.A | LN: MPS.MPS.EASTTOWN_STJOE.A
27267 | TMP180_27267 | MISO | RCF | XF FORMAN 230/1 kV ftlo LN ORDWAY - BRWNCNTY 115 kV | 112 | 132 | XF FORMAN 230/1 kV | LN ORDWAY - BRWNCNTY 115 kV | 2021-12-13 16:34 | 2022-06-09 15:29 | XF: OTP.OTP.FORMAN.TR1.TR11 | LN: WAUE.WAUE.ORDWAY_BRWNCTY.A
27258 | TMP531_27258 | MISO | RCF | LN JONSB2 - PWRLIN 161 kV ftlo LN INDEP2 - PWRLIN 500 kV | 363 | 363 | LN JONSB2 - PWRLIN 161 kV | LN INDEP2 - PWRLIN 500 kV | 2021-12-11 04:05 | 2022-06-09 15:29 | LN: EES.EES.JONSB2_PWRLIN5.A | LN: EES.EES.INDEP2_PWRLIN8.A
27273 | TMP352_27273 | MISO | RCF | LN MONETE - MANILX 161 kV ftlo LN PWRLIN - DELL 500 kV | 246 | 246 | LN MONETE - MANILX 161 kV | LN PWRLIN - DELL 500 kV | 2021-12-15 10:29 | 2022-06-09 15:29 | LN: EES.EES.MANILX_MONETE5.A | LN: EES.EES.DELL_PWRLIN8.A
26500 | TMP465_26500 | MISO | RCF | XF CHUB_LK 345/1 kV ftlo LN CHUB_LK - HAMPTNSP 345 kV | 448 | 560 | XF CHUB_LK 345/1 kV | LN CHUB_LK - HAMPTNSP 345 kV | 2021-03-05 23:11 | 2022-06-09 15:29 | XF: NSP.NSP.CHUB_LK.TR1.TR1_1 | LN: NSP.NSP.CHA_HMP_0961.1
26619 | TMP590_26619 | MISO | RCF | LN NEBISMRK - BISSTEIN 115 kV ftlo LN SWEETAVE - MDWY_MD 115 kV | 120 | 131 | LN NEBISMRK - BISSTEIN 115 kV | LN SWEETAVE - MDWY_MD 115 kV | 2021-04-20 16:24 | 2022-06-09 15:29 | LN: MDU.MDU.BISSTNEBIS11_1.1 | LN: MDU.MDU.SWEETMDWY_11_1.1; LN: MDU.MDU.MANDNMDWY_11_1.1; LN: MDU.MDU.MANDNMANDA11_1.1
26610 | TMP176_26610 | MISO | RCF | LN BAIL - SAND3 138 kV ftlo LN JOCM - TYSN 345 kV | 275 | 305 | LN BAIL - SAND3 138 kV | LN JOCM - TYSN 345 kV | 2021-04-15 11:28 | 2022-06-09 15:29 | LN: AMRN.AMRN.SAND_JOCM_1.A | LN: AMRN.AMRN.JOCM_TYSN_2.A
23881 | TMP330_23881 | MISO | RCF | LN CAYLER - WISDOMCB 161 kV ftlo LN REMSNSRT - RAUN 345 kV | 215 | 215 | LN CAYLER - WISDOMCB 161 kV | LN REMSNSRT - RAUN 345 kV | 2018-05-24 23:05 | 2022-06-09 15:29 | LN: ALTW.ALTW.CAYLEWISDO16_1.1 | LN: MEC.MEC.RAUNREMSN34_1.1; LN: MEC.MEC.RAUNCHRKE34_1.1
27274 | TMP519_27274 | MISO | RCF | LN MNTZUMA - DIAMNDBK 345 kV ftlo LN HAZLTON - ARNOLD 345 kV | 1374 | 1525 | LN MNTZUMA - DIAMNDBK 345 kV | LN HAZLTON - ARNOLD 345 kV | 2021-12-15 15:22 | 2022-06-09 15:34 | LN: MEC.MEC.DIAMNMNTZU34_1.1 | LN: ALTW.ALTW.HAZLTARNOL34_1.1
27308 | TMP600_27308 | MISO | RCF | LN BEE_BR - CLIN_I 161 kV ftlo LN ARK_NU - FTSMTH 500 kV | 205 | 205 | LN BEE_BR - CLIN_I 161 kV | LN ARK_NU - FTSMTH 500 kV | 2022-01-02 20:29 | 2022-06-09 15:34 | LN: EES.EES.CLIN_I_BEE_BR5.A | LN: OKGE.OKGE.FTSMTH-ARK_NU8.A
27483 | TEMP32_27483 | SWPP | INT | LN WOLF - BENT 345 kV ftlo LN WOLF - WAVERLY7 345 kV | 956 | 956 | LN WOLF - BENT 345 kV | LN WOLF - WAVERLY7 345 kV | 2022-03-17 22:14 | 2022-06-29 08:34 | LN: WR.WR.BENTWOLF34_1.1 | LN: WR.WR.WOLF_WAVERLY.A
27504 | TMP225_27504 | SWPP | INT | LN WESTMOR4 - PENN1 138 kV ftlo LN SGATE - TURNER4 138 kV | 287 | 287 | LN WESTMOR4 - PENN1 138 kV | LN SGATE - TURNER4 138 kV | 2022-03-24 14:42 | 2022-06-29 08:34 | LN: OKGE.OKGE.8822.A | LN: OKGE.OKGE.SGATE_TURNER.A; LN: OKGE.OKGE.8825.A
27360 | TEMP56_27360 | SWPP | INT | LN PENN1 - SNTFE 138 kV ftlo LN SGATE - TURNER4 138 kV | 191 | 191 | LN PENN1 - SNTFE 138 kV | LN SGATE - TURNER4 138 kV | 2022-01-20 23:19 | 2022-06-29 08:34 | LN: OKGE.OKGE.8821.A | LN: OKGE.OKGE.SGATE_TURNER.A; LN: OKGE.OKGE.8825.A
27583 | TMP136_27583 | SWPP | INT | LN TWINCHUR - SIOUXCY 230 kV ftlo LN HOSKINS - SHELLCRK 345 kV | 318 | 349 | LN TWINCHUR - SIOUXCY 230 kV | LN HOSKINS - SHELLCRK 345 kV | 2022-04-19 06:44 | 2022-06-29 08:34 | LN: WAUE.WAUE.SIOUXTWIN_23_1.1 | LN: NPPD.NPPD.NP_3515.A
27584 | TMP182_27584 | SWPP | INT | LN HOSKINS - STANTNTH 115 kV ftlo LN HOSKINS - SHELLCRK 345 kV | 99 | 109 | LN HOSKINS - STANTNTH 115 kV | LN HOSKINS - SHELLCRK 345 kV | 2022-04-19 12:31 | 2022-06-29 08:34 | LN: NPPD.NPPD.1266.1 | LN: NPPD.NPPD.NP_3515.A
27526 | TMP113_27526 | SWPP | INT | LN MCCLAI - 134PENTP 138 kV ftlo LN S_LAKES - SARA 138 kV | 478 | 478 | LN MCCLAI - 134PENTP 138 kV | LN S_LAKES - SARA 138 kV | 2022-03-31 22:19 | 2022-06-29 08:34 | LN: OKGE.OKGE.MCCL_134PENTP.A | LN: OKGE.OKGE.SARA_SLAKES.A
26812 | TMP220_26812 | SWPP | INT |  | 216 | 216 | LN GROTON - GROTON_S 115 kV; LN DAYCNTYW - DAYCOTAP 115 kV |  | 2021-06-29 21:23 | 2022-06-29 08:39 | LN: WAUE.WAUE.GRO_GGS_GROTNS.1; LN: WAUE.WAUE.DAYCNDAYCO11_1.1
27602 | TMP457_27602 | SWPP | INT | LN WILKES - MUNZ_CTY 138 kV ftlo LN WELSH - NWTEXAR 345 kV | 176 | 188 | LN WILKES - MUNZ_CTY 138 kV | LN WELSH - NWTEXAR 345 kV | 2022-04-26 09:00 | 2022-06-29 08:39 | LN: CSWS.CSWS.MUNZ_WILKE_1.A | LN: CSWS.CSWS.953.A
27530 | TMP251_27530 | SWPP | INT |  | 287 | 287 | ZBR DOVERS1 - DOVERS1 138 kV |  | 2022-04-01 16:49 | 2022-06-29 08:39 | ZBR: WFEC.WFEC.MAVERICK_ZBR.A
27545 | TEMP06_27545 | SWPP | INT | LN WOLFFORT - TERRY_CO 115 kV ftlo LN TUCO - YOAKUM 345 kV | 231 | 231 | LN WOLFFORT - TERRY_CO 115 kV | LN TUCO - YOAKUM 345 kV | 2022-04-06 12:56 | 2022-06-30 23:54 | LN: SPS.SPS.161.1 | LN: SPS.SPS.TUCO_YOAKUM.A
27684 | TEMP12_27684 | SWPP | INT | LN DOVERS1 - OKEENE1 138 kV ftlo LN CRESCENT - CTNWD1 138 kV | 74 | 83 | LN DOVERS1 - OKEENE1 138 kV | LN CRESCENT - CTNWD1 138 kV | 2022-05-21 02:12 | 2022-06-30 23:54 | LN: WFEC.WFEC.9316.A | LN: OKGE.OKGE.CRESCENT_CTNWD.A
27377 | TEMP33_27377 | SWPP | INT | LN NWTEXAR - NNEWBOS 138 kV ftlo LN NWTEXAR - WELSH 345 kV | 191 | 191 | LN NWTEXAR - NNEWBOS 138 kV | LN NWTEXAR - WELSH 345 kV | 2022-01-28 08:17 | 2022-06-30 23:54 | LN: CSWS.CSWS.NNEWB_NWTEX_1.A | LN: CSWS.CSWS.953.A
22971 | TEMP14_22971 | SWPP | INT | LN NICHSUB - GRAPVINE 230 kV ftlo LN TUCO - OKLAUNIO 345 kV | 319 | 319 | LN NICHSUB - GRAPVINE 230 kV | LN TUCO - OKLAUNIO 345 kV | 2017-07-16 16:55 | 2022-06-30 23:54 | LN: SPS.SPS.NICHSGRAPV23_1.1 | LN: SPS.SPS.136.1
27522 | TEMP74_27522 | SWPP | INT | LN FPLSWTCH - WDWRD1 138 kV ftlo LN MOORLN1 - ASPEN 138 kV | 171 | 185 | LN FPLSWTCH - WDWRD1 138 kV | LN MOORLN1 - ASPEN 138 kV | 2022-03-30 23:49 | 2022-06-30 23:54 | LN: OKGE.OKGE.8691.A | LN: WFEC.WFEC.ASPEN_MOORLN1.A
27484 | TEMP58_27484 | SWPP | INT | XF HECGT 13.8/115 kV ftlo XF HEC 115/13.8 kV | 65 | 65 | XF HECGT 13.8/115 kV | XF HEC 115/13.8 kV | 2022-03-17 22:14 | 2022-06-30 23:54 | XF: WR.WR.HECGT.3063.HGT_2 | XF: WR.WR.HEC.3070.HEC_122H; XF: WR.WR.HEC.3069.HEC_122
27194 | TEMP76_27194 | SWPP | INT | XF GRISLD1 345/230 kV ftlo XF GRISLD1 345/230 kV | 250 | 312 | XF GRISLD1 345/230 kV | XF GRISLD1 345/230 kV | 2021-11-29 11:59 | 2022-06-30 23:54 | XF: NPPD.NPPD.GRISLD1.KU1A.KU1A | XF: NPPD.NPPD.GRISLD1.KU3A.KU3A
27525 | TEMP87_27525 | SWPP | INT | LN HARBINE - BEATRICE 115 kV ftlo LN ELM_CRK - SUMM 345 kV | 99 | 109 | LN HARBINE - BEATRICE 115 kV | LN ELM_CRK - SUMM 345 kV | 2022-03-31 18:19 | 2022-06-30 23:54 | LN: NPPD.NPPD.1175A.A | LN: SECI.SECI.ELMCRK_SUMM.A
27555 | TMP125_27555 | SWPP | INT | LN JONESSUB - TUCO 230 kV ftlo LN JONESSUB - LUBBOCKS 230 kV | 319 | 319 | LN JONESSUB - TUCO 230 kV | LN JONESSUB - LUBBOCKS 230 kV | 2022-04-10 00:33 | 2022-06-30 23:54 | LN: SPS.SPS.137.1 | LN: SPS.SPS.171.1
27561 | TMP134_27561 | SWPP | INT | XF WICH 345/138 kV ftlo LN WICH - VIOLA7 345 kV | 400 | 440 | XF WICH 345/138 kV | LN WICH - VIOLA7 345 kV | 2022-04-11 00:16 | 2022-06-30 23:54 | XF: WR.WR.WICH.1064.WICH_11 | LN: WR.WR.VIOLA_WICH.B
27563 | TMP117_27563 | SWPP | INT | LN LUBBOCKE - LUBBOCKS 115 kV ftlo LN JONESSUB - LUBBOCKS 230 kV | 120 | 120 | LN LUBBOCKE - LUBBOCKS 115 kV | LN JONESSUB - LUBBOCKS 230 kV | 2022-04-11 10:54 | 2022-06-30 23:54 | LN: SPS.SPS.146.1 | LN: SPS.SPS.171.1
27626 | TEMP96_27626 | SWPP | INT | LN HARRSUB - RANDALL1 230 kV ftlo LN POTTER_S - NEWHART 230 kV | 478 | 547 | LN HARRSUB - RANDALL1 230 kV | LN POTTER_S - NEWHART 230 kV | 2022-05-04 16:49 | 2022-06-30 23:54 | LN: SPS.SPS.HARRSRANDA23_1.1 | LN: SPS.SPS.K90.A
26618 | TEMP78_26618 | SWPP | INT | XF REDWLO1 345/1 kV ftlo LN REDWLO1 - G_GENT1 345 kV | 333 | 360 | XF REDWLO1 345/1 kV | LN REDWLO1 - G_GENT1 345 kV | 2021-04-20 | 2022-06-30 23:54 | XF: NPPD.NPPD.REDWLO1.T1.T1_H | LN: NPPD.NPPD.12111.A
26839 | TMP138_26839 | SWPP | INT | LN WDWRD1 - FPLSWTCH 138 kV ftlo LN WDWRDEHV - IODINE4 138 kV | 133 | 153 | LN WDWRD1 - FPLSWTCH 138 kV | LN WDWRDEHV - IODINE4 138 kV | 2021-07-20 00:04 | 2022-06-30 23:54 | LN: OKGE.OKGE.8691.A | LN: OKGE.OKGE.DEWEY_IODINE.A
27600 | TMP194_27600 | SWPP | INT | XF WASHIT1 138/69 kV ftlo LN WASHIT1 - SW_STA 138 kV | 56 | 56 | XF WASHIT1 138/69 kV | LN WASHIT1 - SW_STA 138 kV | 2022-04-24 00:56 | 2022-06-30 23:54 | XF: WFEC.WFEC.WASHIT1.9464.A | LN: WFEC.WFEC.WASHIT_SWST.A
27571 | TMP196_27571 | SWPP | RCF | LN MRYVL_SJ - MIDWAY5 161 kV ftlo LN FAIRPORT - COOPER 345 kV | 174 | 192 | LN MRYVL_SJ - MIDWAY5 161 kV | LN FAIRPORT - COOPER 345 kV | 2022-04-12 10:49 | 2022-06-30 23:54 | LN: MPS.MPS.11303.A | LN: NPPD.NPPD.FAIRPT-COOPR.A; LN: MPS.MPS.FAIRPT-STJOE.A
23886 | TMP167_23886 | SWPP | INT | LN JOP1451 - ORO1101 161 kV ftlo LN RAM452 - ORO1101 161 kV | 223 | 223 | LN JOP1451 - ORO1101 161 kV | LN RAM452 - ORO1101 161 kV | 2018-05-25 12:23 | 2022-06-30 23:54 | LN: EDE.EDE.11331.A | LN: EDE.EDE.11330.A
24775 | TMP147_24775 | SWPP | INT | LN PTRBRG_N - PETRSBG 115 kV ftlo LN TILDEN - BATTLCR 115 kV | 137 | 151 | LN PTRBRG_N - PETRSBG 115 kV | LN TILDEN - BATTLCR 115 kV | 2019-04-29 13:30 | 2022-06-30 23:54 | LN: NPPD.NPPD.1368.A | LN: NPPD.NPPD.TILDEN_BATTLCR.A; LN: NPPD.NPPD.NORF_BATTC.A; LN: NPPD.NPPD.ANTELO_TILDEN.A
27565 | TMP199_27565 | SWPP | RCF | LN MARYVIL - CRESTONW 161 kV ftlo LN BRADDCTR - CLARNDA 161 kV | 207 | 207 | LN MARYVIL - CRESTONW 161 kV | LN BRADDCTR - CLARNDA 161 kV | 2022-04-11 23:58 | 2022-06-30 23:54 | LN: WAUE.WAUE.CRESTMARYV16_1.1 | LN: MEC.MEC.BRADDCLARN16_1.1
27650 | TMP221_27650 | SWPP | RCF | LN SUB3456 - CBLUFFS 345 kV ftlo LN ATCHISNM - ORENTDRT 345 kV | 956 | 956 | LN SUB3456 - CBLUFFS 345 kV | LN ATCHISNM - ORENTDRT 345 kV | 2022-05-12 16:19 | 2022-06-30 23:54 | LN: MEC.MEC.SUB34CBLUF34_1.1 | LN: MEC.MEC.ATCHIORENT34_1.1
27400 | TMP247_27400 | SWPP | RCF | LN RAUN - TEKAMHO 161 kV ftlo LN BVRCRFBC - GRIMES 345 kV | 217 | 217 | LN RAUN - TEKAMHO 161 kV | LN BVRCRFBC - GRIMES 345 kV | 2022-02-14 16:44 | 2022-06-30 23:54 | LN: MEC.MEC.RAUNTEKAM16_1.1 | LN: MEC.MEC.BVRCRGRIME34_1.1
26298 | TMP201_26298 | SWPP | INT |  | 650 | 650 | LN CROSSRDS - TOLKSUB 345 kV; LN CROSSRDS - EDDY_CO 345 kV |  | 2021-01-06 21:50 | 2022-06-30 23:54 | LN: SPS.SPS.EDDY_TOLKS34_1.A; LN: SPS.SPS.EDDY_CROSSRDS.A
25241 | TMP227_25241 | SWPP | INT | LN GRISLD1 - W_COLMBS 230 kV ftlo LN PAULINE - TOBIAS 345 kV | 320 | 350 | LN GRISLD1 - W_COLMBS 230 kV | LN PAULINE - TOBIAS 345 kV | 2019-10-23 22:11 | 2022-06-30 23:54 | LN: NPPD.NPPD.12063.A | LN: NPPD.NPPD.3518.A
25247 | TMP229_25247 | SWPP | INT | LN WICH - BENT 345 kV ftlo LN WICH - RENO 345 kV | 878 | 956 | LN WICH - BENT 345 kV | LN WICH - RENO 345 kV | 2019-10-24 14:26 | 2022-06-30 23:54 | LN: WR.WR.BENTWICH34_1.1 | LN: WR.WR.RENO_WICH.A
27301 | TMP287_27301 | SWPP | INT | LN HARBINE - BEATRICE 115 kV ftlo LN HARBINE - FAIRBURY 115 kV | 99 | 109 | LN HARBINE - BEATRICE 115 kV | LN HARBINE - FAIRBURY 115 kV | 2021-12-28 16:54 | 2022-06-30 23:54 | LN: NPPD.NPPD.1175A.A | LN: NPPD.NPPD.1175B.A
27656 | TMP277_27656 | SWPP | INT | XF SEMINOLE 345/1 kV ftlo LN SEMINOLE - PITTSB9 345 kV | 448 | 448 | XF SEMINOLE 345/1 kV | LN SEMINOLE - PITTSB9 345 kV | 2022-05-13 17:49 | 2022-06-30 23:54 | XF: OKGE.OKGE.SEMINOLE.BK_1.1_1 | LN: OKGE.OKGE.SEMINOLE.A
27636 | TMP252_27636 | SWPP | INT | LN TULSA_NO - CID_TAP 138 kV ftlo XF GRDA17 13.8/1 kV | 156 | 172 | LN TULSA_NO - CID_TAP 138 kV | XF GRDA17 13.8/1 kV | 2022-05-09 08:02 | 2022-06-30 23:54 | LN: CSWS.CSWS.2065.A | XF: GRDA.GRDA.GRDA17.NRTH.NORTH_T; XF: GRDA.GRDA.GRDA17.NRTH.NORTH_L; XF: GRDA.GRDA.GRDA17.NRTH.NORTH_H
22624 | TMP268_22624 | SWPP | INT | LN HANSFORD - SPEARMA1 115 kV ftlo XF POTTER_S 345/230 kV | 173 | 173 | LN HANSFORD - SPEARMA1 115 kV | XF POTTER_S 345/230 kV | 2017-03-06 15:37 | 2022-06-30 23:54 | LN: SPS.SPS.V-68_SPEAR.B | XF: SPS.SPS.POTTER_S.XF1.XF345
27566 | TMP303_27566 | SWPP | INT | LN MARM - NSES 161 kV ftlo LN ASB3491 - CJ366 161 kV | 148 | 148 | LN MARM - NSES 161 kV | LN ASB3491 - CJ366 161 kV | 2022-04-12 07:34 | 2022-06-30 23:54 | LN: WR.WR.29.1 | LN: EDE.EDE.11359.A
26790 | TMP305_26790 | SWPP | INT |  | 1195 | 1195 | LN GATEWAY2 - TENASKA 345 kV |  | 2021-06-23 10:28 | 2022-06-30 23:54 | LN: CSWS.CSWS.TENASK_GATEWAY.A
25239 | TMP311_25239 | SWPP | INT | LN SPERVI1 - MULGRE2 230 kV ftlo LN SPERVI1 - POSTROCK 345 kV | 398 | 398 | LN SPERVI1 - MULGRE2 230 kV | LN SPERVI1 - POSTROCK 345 kV | 2019-10-23 00:08 | 2022-06-30 23:54 | LN: SECI.SECI.10940.A | LN: WR.MIDW.POSTRCK_SPERV.A
27658 | TMP307_27658 | SWPP | INT | XF SEMINOLE 345/1 kV ftlo XF SEMINOLE 345/1 kV | 448 | 448 | XF SEMINOLE 345/1 kV | XF SEMINOLE 345/1 kV | 2022-05-13 17:49 | 2022-06-30 23:54 | XF: OKGE.OKGE.SEMINOLE.BK_1.1_1 | XF: OKGE.OKGE.SEMINOLE.BK_2.2_1
27648 | TMP319_37648 | SWPP | INT | LN TERRY_CO - SULPHUR_ 115 kV ftlo LN TUCO - YOAKUM 345 kV | 120 | 154 | LN TERRY_CO - SULPHUR_ 115 kV | LN TUCO - YOAKUM 345 kV | 2022-05-12 01:38 | 2022-06-30 23:54 | LN: SPS.SPS.628.1 | LN: SPS.SPS.TUCO_YOAKUM.A
27628 | TMP347_27628 | SWPP | INT | LN 134PENTP - SGATE 138 kV ftlo LN MCCLAI - S_LAKES 138 kV | 268 | 308 | LN 134PENTP - SGATE 138 kV | LN MCCLAI - S_LAKES 138 kV | 2022-05-06 15:34 | 2022-06-30 23:54 | LN: OKGE.OKGE.SGATE_134PENTP.A | LN: OKGE.OKGE.MCCLAI_SLAKES.A
26924 | TMP318_26924 | SWPP | INT | LN WDWRD1 - FPLSWTCH 138 kV ftlo LN DGRASSE7 - KNOB1 138 kV | 133 | 153 | LN WDWRD1 - FPLSWTCH 138 kV | LN DGRASSE7 - KNOB1 138 kV | 2021-09-06 21:19 | 2022-06-30 23:54 | LN: OKGE.OKGE.8691.A | LN: OKGE.OKGE.DGRASSE7_KNOB1.A
25252 | TMP369_25252 | SWPP | INT | LN WICH - BENT 345 kV ftlo LN VIOLA7 - RENFROW7 345 kV | 878 | 956 | LN WICH - BENT 345 kV | LN VIOLA7 - RENFROW7 345 kV | 2019-10-26 00:40 | 2022-06-30 23:54 | LN: WR.WR.BENTWICH34_1.1 | LN: WR.WR.HUNTER_VIOLA.A
25794 | TMP382_25794 | SWPP | INT |  | 400 | 400 | LN SWEETWT6 - WHEELER 230 kV; LN SWEETWT6 - CHISHOLM 230 kV |  | 2020-06-25 15:50 | 2022-06-30 23:54 | LN: SPS.SPS.SWEET_WHEEL.A; LN: CSWS.CSWS.CHISHOLM_SWEET.A
24560 | TMP344_24560 | SWPP | INT | XF CIMARRON 345/1 kV ftlo XF CIMARRON 13.8/1 kV | 478 | 478 | XF CIMARRON 345/1 kV | XF CIMARRON 13.8/1 kV | 2019-02-20 01:17 | 2022-06-30 23:54 | XF: OKGE.OKGE.CIMARRON.8802.B12 | XF: OKGE.OKGE.CIMARRON.8801.A31; XF: OKGE.OKGE.CIMARRON.8801.A23; XF: OKGE.OKGE.CIMARRON.8801.A12
27417 | TMP395_27417 | SWPP | INT | XF TOLKSUB 345/1 kV ftlo LN CROSSRDS - EDDY_CO 345 kV | 612 | 695 | XF TOLKSUB 345/1 kV | LN CROSSRDS - EDDY_CO 345 kV | 2022-02-18 17:14 | 2022-06-30 23:54 | XF: SPS.SPS.TOLKSUB.TR2.T2_P | LN: SPS.SPS.EDDY_CROSSRDS.A
27479 | TMP413_27479 | SWPP | INT | LN CARTRCO4 - RATLF1 138 kV ftlo LN CARTRCO4 - SUNNYSDE 138 kV | 199 | 215 | LN CARTRCO4 - RATLF1 138 kV | LN CARTRCO4 - SUNNYSDE 138 kV | 2022-03-16 15:19 | 2022-06-30 23:54 | LN: OKGE.OKGE.CARTRCO4_RATLF.A | LN: OKGE.OKGE.CARTRCO_SUNNYS.A
27629 | TMP404_27629 | SWPP | INT | LN WMCP - CMCPH 115 kV ftlo XF EMCP 230/115 kV | 159 | 159 | LN WMCP - CMCPH 115 kV | XF EMCP 230/115 kV | 2022-05-08 08:29 | 2022-06-30 23:54 | LN: WR.WR.4182.1 | XF: WR.WR.EMCP.1078.EMCP_36
27644 | TMP406_27644 | SWPP | INT | LN WILKES - MUNZ_CTY 138 kV ftlo LN LYDIA - VALLIANT 345 kV | 176 | 188 | LN WILKES - MUNZ_CTY 138 kV | LN LYDIA - VALLIANT 345 kV | 2022-05-10 19:49 | 2022-06-30 23:54 | LN: CSWS.CSWS.MUNZ_WILKE_1.A | LN: CSWS.CSWS.926.A; LN: CSWS.CSWS.925.A; LN: CSWS.CSWS.924.A
27615 | TMP434_27615 | SWPP | INT | LN MCCLAI - 134PENTP 138 kV ftlo LN MCCLAI - S_LAKES 138 kV | 478 | 478 | LN MCCLAI - 134PENTP 138 kV | LN MCCLAI - S_LAKES 138 kV | 2022-04-30 19:59 | 2022-06-30 23:54 | LN: OKGE.OKGE.MCCL_134PENTP.A | LN: OKGE.OKGE.MCCLAI_SLAKES.A
27554 | TMP432_27554 | SWPP | RCF | LN MRYVL_SJ - BRADDCTR 161 kV ftlo LN GENTRY - NODAWAY 161 kV | 174 | 192 | LN MRYVL_SJ - BRADDCTR 161 kV | LN GENTRY - NODAWAY 161 kV | 2022-04-09 23:38 | 2022-06-30 23:54 | LN: MPS.MPS.MRYVLBRADD16_1.1 | LN: AECI.AECI.GENTRY-NODAWY.A; LN: AECI.AECI.FAIRPT-NODAWY.A
27537 | TMP444_27537 | SWPP | RCF | LN LELANDO - LELANDO 345 kV ftlo LN CENTER2 - SQBUTTEW 230 kV | 717 | 717 | LN LELANDO - LELANDO 345 kV | LN CENTER2 - SQBUTTEW 230 kV | 2022-04-04 16:09 | 2022-06-30 23:54 | LN: WAUE.WAUE.LELANLELAN34_1.S | LN: OTP.OTP.SQBUTCENTE23_1.1
27633 | TMP449_27633 | SWPP | INT | LN ESTR_WR - WEMP 115 kV ftlo LN BURN - WICH 345 kV | 86 | 92 | LN ESTR_WR - WEMP 115 kV | LN BURN - WICH 345 kV | 2022-05-08 14:14 | 2022-06-30 23:54 | LN: WR.WR.ESTR_WEMP11_1.1 | LN: WR.WR.BURNS_WICH.A
27676 | TMP458_27676 | SWPP | INT | LN BEATRICE - STEINER 115 kV ftlo LN BEAPWRST - CLATONIA 115 kV | 121 | 133 | LN BEATRICE - STEINER 115 kV | LN BEAPWRST - CLATONIA 115 kV | 2022-05-19 16:49 | 2022-06-30 23:54 | LN: NPPD.NPPD.NP_1176.A | LN: NPPD.NPPD.NP_1178-B.A
27136 | TMP469_27136 | SWPP | INT | LN DUNDE - HLTNT1 138 kV ftlo LN CARTRCO4 - SUNNYSDE 138 kV | 120 | 120 | LN DUNDE - HLTNT1 138 kV | LN CARTRCO4 - SUNNYSDE 138 kV | 2021-11-11 23:19 | 2022-06-30 23:54 | LN: OKGE.OKGE.9025.A | LN: OKGE.OKGE.CARTRCO_SUNNYS.A
25286 | TMP436_25286 | SWPP | INT | XF SPERVI1 230/115 kV ftlo LN SPERVI1 - MULGRE2 230 kV | 205 | 225.5 | XF SPERVI1 230/115 kV | LN SPERVI1 - MULGRE2 230 kV | 2019-11-06 16:53 | 2022-06-30 23:54 | XF: SECI.SECI.SPERVI1.1097.AB | LN: SECI.SECI.10940.A
25697 | TMP478_25697 | SWPP | INT | LN KETCHUM - AFTON1 161 kV ftlo LN NSES - RAM452 161 kV | 458 | 458 | LN KETCHUM - AFTON1 161 kV | LN NSES - RAM452 161 kV | 2020-05-28 19:38 | 2022-06-30 23:54 | LN: GRDA.GRDA.KETCHUM_AFTON1.A | LN: WR.WR.10291.A
26726 | TMP594_26726 | SWPP | INT | LN SHEFFLD - SAND_SPG 138 kV ftlo LN RIVRSIDE - EXGLN4 138 kV | 156 | 173 | LN SHEFFLD - SAND_SPG 138 kV | LN RIVRSIDE - EXGLN4 138 kV | 2021-06-01 14:06 | 2022-06-30 23:54 | LN: CSWS.CSWS.2058.A | LN: OKGE.OKGE.RSPS_138.A; LN: OKGE.OKGE.9119.A
27564 | TMP536_27564 | SWPP | INT | XF WILKES 345/138 kV ftlo LN WELSH - DIANA 345 kV | 450 | 450 | XF WILKES 345/138 kV | LN WELSH - DIANA 345 kV | 2022-04-11 14:48 | 2022-06-30 23:54 | XF: CSWS.CSWS.WILKES.978.345_138 | LN: CSWS.CSWS.897.B
27601 | TMP508_27601 | SWPP | INT | LN PECAN1 - AGNCY1 161 kV ftlo LN MUSKOGEE - FTSMTH 345 kV | 313 | 335 | LN PECAN1 - AGNCY1 161 kV | LN MUSKOGEE - FTSMTH 345 kV | 2022-04-26 01:14 | 2022-06-30 23:54 | LN: OKGE.OKGE.9105.A | LN: OKGE.OKGE.9099.A
27589 | TMP504_27589 | SWPP | INT | LN NNEWBOS - RIFFIN 138 kV ftlo LN NWTEXAR - WELSH 345 kV | 188 | 188 | LN NNEWBOS - RIFFIN 138 kV | LN NWTEXAR - WELSH 345 kV | 2022-04-20 14:49 | 2022-06-30 23:54 | LN: CSWS.CSWS.NNBOS_WILKE_1A.A | LN: CSWS.CSWS.953.A
27631 | TMP584_27631 | SWPP | INT | LN ESTR_WR - WEMP 115 kV ftlo LN EMPEC - SWIS 345 kV | 86 | 92 | LN ESTR_WR - WEMP 115 kV | LN EMPEC - SWIS 345 kV | 2022-05-07 01:44 | 2022-06-30 23:54 | LN: WR.WR.ESTR_WEMP11_1.1 | LN: WR.WR.EMPEC_SWIS.1
25122 | TEMP26_25122 | SWPP | RCF | LN DAKOTA - MARM 161 kV ftlo LN LACYGNE - N345 345 kV | 233 | 265 | LN DAKOTA - MARM 161 kV | LN LACYGNE - N345 345 kV | 2019-09-23 23:23 | 2022-07-13 07:39 | LN: KCPL.KCPL.DAKOTA_MARM.L9 | LN: KCPL.KCPL.LACYGN_NEOSHO1.1
25943 | TEMP28_25943 | SWPP | INT | XF CIRC 230/115 kV ftlo LN SUMM - RENO 345 kV | 280 | 308 | XF CIRC 230/115 kV | LN SUMM - RENO 345 kV | 2020-09-03 10:02 | 2022-07-14 08:39 | XF: WR.WR.CIRC.1077.CIRC_67 | LN: WR.WR.RENO_SUMM.A
24175 | TEMP77_24175 | SWPP | INT | XF EDWV 115/161 kV ftlo LN 87TH_ST - CRAIG 345 kV | 167 | 167 | XF EDWV 115/161 kV | LN 87TH_ST - CRAIG 345 kV | 2018-09-28 16:21 | 2022-07-14 08:44 | XF: WR.WR.EDWV.4382.EDWV_16 | LN: WR.WR.CRAIG__STR_CR1.A
20876 | TMP170_20876 | SWPP | RCF | LN KELL - TECH 161 kV ftlo LN COOPER - ST_JOE 345 kV | 112 | 123 | LN KELL - TECH 161 kV | LN COOPER - ST_JOE 345 kV | 2015-04-09 17:13 | 2022-07-14 08:44 | LN: WR.WR.4055.1 | LN: NPPD.NPPD.11310.A
26056 | TMP211_26056 | SWPP | INT | LN LACYGNE - N345 345 kV ftlo LN LACYGNE - W_GARDNR 345 kV | 1016 | 1016 | LN LACYGNE - N345 345 kV | LN LACYGNE - W_GARDNR 345 kV | 2020-10-15 00:56 | 2022-07-14 08:49 | LN: KCPL.KCPL.LACYGN_NEOSHO1.1 | LN: KCPL.KCPL.LACYGN_W_GARD1.1
27143 | TMP276_27143 | SWPP | INT | LN MARM - NSES 161 kV ftlo LN JAY_HAWK - FRANKLN5 161 kV | 148 | 148 | LN MARM - NSES 161 kV | LN JAY_HAWK - FRANKLN5 161 kV | 2021-11-14 01:29 | 2022-07-14 08:49 | LN: WR.WR.29.1 | LN: WR.WR.FRANKLIN_JAYH.1
23984 | TMP359_23984 | SWPP | RCF | XF KELL 161/115 kV ftlo XF TECH 161/115 kV | 112 | 123 | XF KELL 161/115 kV | XF TECH 161/115 kV | 2018-06-24 00:38 | 2022-07-14 08:54 | XF: WR.WR.KELL.4056.KELL_10 | XF: WR.WR.TECH.4374.TECH_1
11922 | 5747 | SWPP | INT |  | 195.4 | 195.4 | LN PILE - SCOTCTY 115 kV |  | 2022-07-14 09:29 | 2022-07-14 09:44 | LN: SECI.SECI.10129.A
21728 | TMP271_21728 | TVA | INT | XF BULLR1 500/161 kV ftlo LN WBNP11 - VOLUNT1 500 kV | 1226 | 1226 | XF BULLR1 500/161 kV | LN WBNP11 - VOLUNT1 500 kV | 2016-04-05 05:19 | 2022-07-14 12:39 | XF: TVA.TVA.BULLR1.2080.A | LN: TVA.TVA.1587.A
5056 | CARLPDLUBWOL | SWPP | INT | LN CARLISLE - DOUDTAP 115 kV ftlo LN LUBBOCKS - WOLFFORT 230 kV | 120 | 120 | LN CARLISLE - DOUDTAP 115 kV | LN LUBBOCKS - WOLFFORT 230 kV | 2017-06-01 11:14 | 2022-07-15 12:24 | LN: SPS.SPS.DOUDTP_CARLISL.A | LN: SPS.SPS.160.1
5137 | NELMALLELLOG | SWPP | INT | LN NELSONTP - MINOT 115 kV ftlo LN LELANDO - LOGANWA 230 kV | 182 | 182 | LN NELSONTP - MINOT 115 kV | LN LELANDO - LOGANWA 230 kV | 2021-07-07 23:09 | 2022-07-15 12:29 | LN: WAUE.WAUE.NELSOMINOT11_1.1 | LN: WAUE.WAUE.LOGANLELAN23_1.1
5108 | NICAMAHARRAN | SWPP | INT | LN NICHSUB - AMARIL_S 230 kV ftlo LN HARRSUB - RANDALL1 230 kV | 319 | 319 | LN NICHSUB - AMARIL_S 230 kV | LN HARRSUB - RANDALL1 230 kV | 2020-06-30 23:52 | 2022-07-15 12:29 | LN: SPS.SPS.27.A | LN: SPS.SPS.HARRSRANDA23_1.1
5498 | CRALENGRECED | SWPP | INT | LN CRAIG - LENEXA 161 kV ftlo UN SHWNMSN5 - SHWNMSN5 161 kV | 293 | 334 | LN CRAIG - LENEXA 161 kV | UN SHWNMSN5 - SHWNMSN5 161 kV | 2017-06-01 11:14 | 2022-07-15 12:29 | LN: KCPL.KCPL.CRAIG__LENEXA2.1 | UN: KCPL.KCPL.SHWNMSN5.161.SHAW_DD; LN: KCPL.KCPL.CEDAR__GRNWOO1.1
5504 | KEYOGAKEYGEN | SWPP | RCF | LN KEYSTONE - OGALALA 115 kV ftlo LN KEYSTONE - G_GENT1 345 kV | 400 | 440 | LN KEYSTONE - OGALALA 115 kV | LN KEYSTONE - G_GENT1 345 kV | 2019-03-14 14:34 | 2022-07-15 12:34 | LN: NPPD.NPPD.KEYSTOGALA11_1.1 | LN: NPPD.NPPD.NP_3509.A
5696 | CROLATLEBTEN | SWPP | RCF | LN CROCKETT - GRAPELND 138 kV ftlo LN TENASKA - LEBROCK 345 kV | 202 | 235 | LN CROCKETT - GRAPELND 138 kV | LN TENASKA - LEBROCK 345 kV | 2018-07-02 22:54 | 2022-07-15 12:39 | LN: CSWS.CSWS.CROCKETT_GRAPE.1 | LN: CSWS.CSWS.LEBROCK_TENA_1.A
5580 | DENSANMUSSEM | SWPP | INT | LN DENVER_C - SAN_AND1 115 kV ftlo LN MSTNG - SEMIN 230 kV | 159 | 159 | LN DENVER_C - SAN_AND1 115 kV | LN MSTNG - SEMIN 230 kV | 2016-09-30 23:59 | 2022-07-15 12:39 | LN: SPS.SPS.W11.A | LN: SPS.SPS.K69.A
5667 | LEBPIRLEBPIR | SWPP | RCF | LN LEBROCK - PIRKEY 345 kV ftlo LN LEBROCK - PIRKEY 345 kV | 896 | 986 | LN LEBROCK - PIRKEY 345 kV | LN LEBROCK - PIRKEY 345 kV | 2018-07-02 23:05 | 2022-07-15 12:39 | LN: CSWS.CSWS.LEBROCK_PIRK_2.A | LN: CSWS.CSWS.LEBROCK_PIRK_1.A
5719 | NICGRANICCON | SWPP | INT | LN NICHSUB - GRAPVINE 230 kV ftlo LN NICHSUB - CONWAY 115 kV | 319 | 319 | LN NICHSUB - GRAPVINE 230 kV | LN NICHSUB - CONWAY 115 kV | 2019-06-30 23:57 | 2022-07-15 12:44 | LN: SPS.SPS.NICHSGRAPV23_1.1 | LN: SPS.SPS.22.1
5720 | FLOBLALUBCRO | SWPP | INT | LN FLOYD_C1 - BLANCO 115 kV ftlo LN LUBBOCKE - CROSBY2 115 kV | 159 | 159 | LN FLOYD_C1 - BLANCO 115 kV | LN LUBBOCKE - CROSBY2 115 kV | 2019-06-30 23:57 | 2022-07-15 12:44 | LN: SPS.SPS.FLOYD_C1_BLANC.A | LN: SPS.SPS.CROSBY_LUBBOCK.A
5722 | HEIXFRGREXFR | SWPP | INT | XF HEIZER 230/115 kV ftlo XF MULGRE2 230/115 kV | 159 | 159 | XF HEIZER 230/115 kV | XF MULGRE2 230/115 kV | 2019-06-30 23:57 | 2022-07-15 12:44 | XF: WR.MIDW.HEIZER.AA.AA | XF: SECI.SECI.MULGRE2.1095.AC
5729 | RICFAICHAROU | SWPP | RCF | LN RICHLND2 - FAIRVIWP 115 kV ftlo LN RGHDRD - CHAR_CK 115 kV | 109 | 119 | LN RICHLND2 - FAIRVIWP 115 kV | LN RGHDRD - CHAR_CK 115 kV | 2019-06-30 23:57 | 2022-07-15 12:49 | LN: WAUE.WAUE.FAIRVRICHL11_1.1 | LN: WAUE.WAUE.CHAR_RGHDR11_1.1
6008 | GRIS_LNC | SWPP | RCF |  | 1120 | 1120 | LN PAULINE - TOBIAS 345 kV; LN GRISLD1 - MCCOOL 345 kV; LN GRISL |  | 2018-09-01 19:15 | 2022-07-15 12:54 | LN: NPPD.NPPD.3518.A; LN: NPPD.NPPD.12198.A; LN: NPPD.NPPD.12063.A
6571 | GAVSPIGAVHAR | SWPP | INT | LN GAVINS - SPIRITM 115 kV ftlo LN GAVINS - HARTNGTN 115 kV | 120 | 120 | LN GAVINS - SPIRITM 115 kV | LN GAVINS - HARTNGTN 115 kV | 2019-03-14 14:19 | 2022-07-15 12:59 | LN: WAUE.WAUE.GAVINSPIRI11_1.1 | LN: WAUE.WAUE.HARTGGAVIN11_1.1