## Cover Sheets
Western-UGP
Transmission and Ancillary Services
Rate Calculation
Effective January 1, 2017
2017 Rate Estimate Calculation
Western-UGP
Transmission and Ancillary Services List of Workpapers and Schedules
WAUGP-ATRR 2017 est | Projected ATRR -2017 estimate
WAUGP-AS1 2017 est | Scheduling, System Control and Dispatch Service ATRR - 2017 estimate
FACILITY COST DETAIL 2017 est | Facility Costs - 2017 estimate
FACILITIES - Included per AI | Western-UGP Facilities Included per AI
FACILITIES - Excluded per AI | Western-UGP Facilities Excluded per AI
COST DATA 2017 est | Cost Support - 2017 estimate
WAUW-AS3 2017 est | Regulation and Frequency Response ATRR - 2017 estimate
WAUW-AS5&6 2017 est | Reserves ATRR - 2017 estimate
Western-UGP
Timeline
September 1, 2016 (on or shortly after) | Annual recalculation of prior year (2015) and estimated ATRR for upcoming year (2017) will be available for review/comment on SPP's website and Western's website at www.wapa.gov/ugp/rates/default.htm
October 31, 2016 (on or before) | Western-UGP will provide opportunity to discuss/comment on recalculated (2015) ATRR and estimated ATRR (2017). Western will hold a WebEx and/or at joint meetings with other UMZ Transmission Owners to facilitate discussion. Specific WebEx and/or meeting information will be posted on SPP's website and Western's website at www.wapa.gov/ugp/rates/default.htm
January 1, 2017 | Recalculated revenue requirement will go into effect
September 1, 2017 (on or shortly after) | Annual recalculation of prior year (2016) and estimated ATRR for upcoming year (2018) will be available for review/comment on SPP's website and Western's website at www.wapa.gov/ugp/rates/default.htm
October 31, 2017 (on or before) | Western-UGP will provide opportunity to discuss/comment on recalculated (2016) ATRR and estimated ATRR (2018). Western will hold a WebEx/or joint meetings with other UMZ Tranmsisison Owners to facilitate discussion. Specific WebEx and/or meeting information will be posted on SPP's website and on Western's website at www.wapa.gov/ugp/rates/default.htm
January 1, 2018 | Recalculated revenue requirement will go into effect

## WAUGP-ATRR 2017 est
Western-UGP
Revenue Requirement - Non-Levelized
Utilizing Financial Statement Results of Operations
12 Months Ending 09/30/2017 ESTIMATE | [6 empty] | TRANSMISSION
Line |  | REFERENCE | COMPANY TOTAL | ALLOCATOR |  |  | ALLOCATED AMOUNT
No. | (1) | (2) | (3) |  | (4) |  | (5)
1 | GROSS REVENUE REQUIREMENT | (line 75) |  |  |  |  | 149874331.0292
| REVENUE CREDITS | (Note R)
2 | Short-Term Firm Point-to-Point Transmission Service Credit |  | 6002300 | NA | 1 |  | 6002300
3 | Non-Firm Point-to-Point Transmission Service Credit |  | 460000 | NA | 1 |  | 460000
4 | Revenue from Existing Transmission Agreements |  | 1039700 | NA | 1 |  | 1039700
5 | Scheduling, System Control, and Dispatch Service Credit |  | 12200825.4422 | NA | 1 |  | 12200825.4422
6 | Account No. 454 | (line 114) | 103100 | TP | 1 |  | 103100
7 | Account No. 456 | (line 118) | 0 | TP | 1 |  | 0
8 | TOTAL REVENUE CREDITS | [5 empty] | 19805925.4422
9 | PRIOR PERIOD TRUE-UP (Under-collection) | [5 empty] | 16967212
10 | NET REVENUE REQUIREMENT | (line 1 - line 8 + line 9) |  |  |  |  | 147035617.587
| RATE BASE: | [5 empty] | (Col 3 times Col 4)
| GROSS PLANT IN SERVICE | (Note A)
11 | Production | Schedule 1A Total | 1022046299.34 | NA
12 | Transmission | Schedule 1A Total | 1363411105.79 | TP | 1 |  | 1363411105.79
13 | Distribution | Schedule 1A Total | 41424864.78 | NA
14 | General & Intangible | Bal Sheet - Other Assets - SGL 175002 | 0 | W/S | 1 |  | 0
15 | Common |  | 0 | CE | 0 |  | 0
16 | TOTAL GROSS PLANT | (sum lines 11 to 15) | 2426882269.91 | GP= | 56.18% |  | 1363411105.79
ACCUMULATED DEPRECIATION
17 | Production | Schedule 4 | 559690867.56 | NA
18 | Transmission | Schedule 4 | 680357117.81 | TP | 1 |  | 680357117.81
19 | Distribution | Schedule 4 | 20527362.03 | NA
20 | General & Intangible | Bal Sheet - Other Assets - SGL 175902 | 0 | W/S | 1 |  | 0
21 | Common |  | 0 | CE | 0 |  | 0
22 | TOTAL ACCUM. DEPRECIATION | (sum lines 17 to 21) | 1260575347.4 |  |  |  | 680357117.81
NET PLANT IN SERVICE
23 | Production | (line 11 - line 17) | 462355431.78
24 | Transmission | (line 12 - line 18) | 683053987.98 |  |  |  | 683053987.98
25 | Distribution | (line 13 - line 19) | 20897502.75
26 | General & Intangible | (line 14 - line 20) | 0 |  |  |  | 0
27 | Common | (line 15 - line 21) | 0 |  |  |  | 0
28 | TOTAL NET PLANT | (sum lines 23 to 27) | 1166306922.51 | NP= | 58.57% |  | 683053987.98
| ADJUSTMENTS TO RATE BASE | (Note B)
29 | Account No. 281 | (enter negative) | 0 |  | 0 |  | 0
30 | Account No. 282 | (enter negative) | 0 | NP | 0.58566 |  | 0
31 | Account No. 283 | (enter negative) | 0 | NP | 0.58566 |  | 0
32 | Account No. 190 |  | 0 | NP | 0.58566 |  | 0
33 | Account No. 255 | (enter negative) | 0 | NP | 0.58566 |  | 0
34 | TOTAL ADJUSTMENTS | (sum lines 29 to 33) | 0 |  |  |  | 0
35 | LAND HELD FOR FUTURE USE | (Note C) | 0 | TP | 1 |  | 0
| WORKING CAPITAL | (Note D)
36 | CWC | calculated | 24172054.875 |  |  |  | 0
37 | Materials & Supplies | Bal Sheet - Other Assets - SGL 151191 (Note C) | 0 | TE | 0 |  | 0
38 | Prepayments | Bal Sheet Other Assets | 0 | GP | 0.5618 |  | 0
39 | TOTAL WORKING CAPITAL | (sum lines 36 to 38) | 24172054.875 |  |  |  | 0
40 | RATE BASE | (sum lines 28, 34, 35, 39) | 1190478977.385 |  |  |  | 683053987.98
O&M
| Transmission | Schedule 11 (Note E)
41 | Western-UGP |  | 62379433 | PTP/UGP | 0.95543 |  | 59599416.8853
42 | Western-RMR |  | 40730668 | PTP/RMR | 0.0087503 |  | 356403.561
43 | COE | COE Financial Stmts | 59862815 | PTP/COE | 0.086487 |  | 5177360.2273
44 | Less Account 565 | (Note E) |  | NA | 1 |  | 0
| A&G | Schedule 11 (Note F)
45 | Western-UGP |  | 19989567 | PTP/UGP | 0.95543 |  | 19098707.3735
46 | Western-RMR |  | 10413956 | PTP/RMR | 0.0087503 |  | 91124.727
47 | Less FERC Annual Fees |  | 0 | W/S | 1 |  | 0
48 | Less EPRI & Reg. Comm. Exp. & Non-safety Ad | (Note G) | 0 | W/S | 1 |  | 0
49 | Plus Transmission Related Reg. Comm. Exp | (Note G) | 0 | TE | 0 |  | 0
50 | Common |  | 0 | CE | 0 |  | 0
51 | Transmission Lease Payments |  | 0 | NA | 1 |  | 0
52 | TOTAL O&M | (sum lines 41, 42, 43, 45, 46, 49, 50 less 44, 47, 48) | 193376439 |  |  |  | 84323012.774
DEPRECIATION EXPENSE
53 | Transmission | Schedule 4
54 | Western-UGP |  | 31821842 | PTP/UGP | 0.95543 |  | 30403662.4927
55 | Western-RMR |  | 18232948 | PTP/RMR | 0.0087503 |  | 159542.8681
56 | COE |  | 13917574 | PTP/COE | 0.086487 |  | 1203690.3725
57 | General |  | 0 | W/S | 1 |  | 0
58 | Common |  | 0 | CE | 0 |  | 0
59 | TOTAL DEPRECIATION | (sum lines 53 to 58) | 63972364 |  |  |  | 31766895.7333
| TAXES OTHER THAN INCOME TAXES | (Note H)
LABOR RELATED
60 | Payroll |  | 0 | W/S | 1 |  | 0
61 | Highway and vehicle |  | 0 | W/S | 1 |  | 0
PLANT RELATED
62 | Property |  | 0 | GP | 0.5618 |  | 0
63 | Gross Receipts |  | 0 |  | 0 |  | 0
64 | Other |  | 0 | GP | 0.5618 |  | 0
65 | Payments in lieu of taxes |  | 0 | GP | 0.5618 |  | 0
66 | TOTAL OTHER TAXES | (sum lines 60 to 65) | 0 |  |  |  | 0
| INCOME TAXES | (Note I) |  | NA
67 | T=1 - {[(1 - SIT) * (1 - FIT)] / (1 - SIT * FIT * p)} = |  | 0%
68 | CIT=(T/1-T) * (1-(WCLTD/R)) = |  | 0%
where WCLTD= (line 106) and R= (line 108) and FIT, SIT & p are as given in footnote I.
69 | 1 / (1 - T) = (from line 67) |  | 0
70 | Amortized Investment Tax Credit | (enter negative) | 0 |  |  |  | 0
71 | Income Tax Calculation | (line 68 * line 74) | 0 | NA |  |  | 0
72 | ITC adjustment | (line 69 * line 70) | 0 | NP | 0.58566 |  | 0
73 | Total Income Taxes | (line 71 + line 72) | 0 |  |  |  | 0
74 | RETURN [ Rate Base * Rate of Return] | (line 40 * line 105) | 58882087.6287 | NA |  |  | 33784422.5219
75 | REV. REQUIREMENT | (sum lines 52, 59 ,66, 73, 74) | 316230890.6287 |  |  |  | 149874331.0292
SUPPORTING CALCULATIONS AND NOTES
TRANSMISSION PLANT INCLUDED IN UMZ RATES
76 | Total transmission plant | (line 12, column 3) |  |  |  |  | 1363411105.79
77 | Less transmission plant excluded from UMZ rates | (Note K) |  |  |  |  | 0
78 | Less transmission plant included in OATT Ancillary Services | (Note L) |  |  |  |  | 0
79 | Transmission plant included in UMZ rates | (line 76 less line 77 and 78) |  |  |  |  | 1363411105.79
80 | Percentage of transmission plant included in UMZ Rates | (line 79 / line 76) |  |  |  | TP= | 1
TRANSMISSION EXPENSES
81 | Total transmission expenses | (sum lines 41 to 43, column 3)
82 | Less transmission expenses included in OATT Ancillary Services | (Note J) |  |  |  |  | 0
83 | Included transmission expenses | (line 81 - line 82) |  |  |  |  | 0
84 | Percentage of transmission expenses after adjustment (line 8 divided by line 6) | (line 83/ line 81) |  |  |  |  | 0
85 | Percentage of transmission plant included in UMZ Rates | (line 80) |  |  |  | TP | 1
86 | Percentage of transmission expenses included in UMZ Rates | (line 85 * line 84) |  |  |  | TE= | 0
WAGES & SALARY ALLOCATOR (W&S)
|  |  | $ | TP | Allocation
87 | Production |  | 0 | 0 | 0
88 | Transmission |  | 22867433.73 | 1 | 22867433.73
89 | Distribution |  | 0 | 0 | 0 |  | W&S Allocator
90 | Other |  | 0 | 0 | 0 |  | ($ / Allocation)
91 | Total | (sum lines 87 to 90) | 22867433.73 |  | 22867433.73 | = | 1
| PERCENTAGE OF TOTAL PLANT ALLOCATOR PTP | (Note M)
$
92 | Transmission Plant in Service Western-UGP |  | 1261562766.32
93 | Total Plant in Service Western-UGP |  | 1320408389.37
94 | UGP Percentage of Transmission Plant to Total Plant | (line 92 / line 93) |  |  | PTP/UGP | = | 0.95543
95 | Transmission Plant in Service Western-RMR |  | 6735144.54
96 | Total Plant in Service Western-RMR |  | 769708741
97 | RMR Percentage of Transmission Plant to Total Plant | (line 95 / line 96) |  |  | PTP/RMR | = | 0.0087503
98 | Transmission Plant in Service COE |  | 95113194.93
99 | Total Plant in Service COE |  | 1099738736
100 | COE Percentage of Transmission Plant to Total Plant | (line 98 / line 99) |  |  | PTP/COE | = | 0.086487
| COMMON PLANT ALLOCATOR (CE) | (Note N) | [5 empty] | CE
|  |  | $ |  | % Electric |  | Labor Ratio = | 0
101 | Electric |  | 0 |  | (line 101 / line 104) |  | (line 91)
102 | Gas |  | 0 |  | 0 | * | 1
103 | Water |  | 0
104 | Total | (sum lines 101 to 103) | 0
| RETURN (R) |  | $
105 | Long Term Interest Schedule 5 |  | 41375774.47
[5 empty] | Cost |  |  | =WCLTD
|  |  | $ | % | (Note O) |  | Weighted
106 | Long Term Debt | HFD Sch's 21RX & 21X Col 8 Lines 23,25,26,29,30 | 836536061.53 | 100% | 0.049461 |  | 0.049461 | =R
107 | Proprietary Capital |  | 0 | 0% | 0.1238 |  | 0
108 | Total (sum lines 31-32) | (sum lines 106 to 107) | 836536061.53 | 100% |  |  | 0.049461
109 | [5 empty] | Proprietary Capital Cost Rate = | 12.38%
110 | [5 empty] | TIER = | 1
REVENUE CREDITS
Load
ACCOUNT 447 (SALES FOR RESALE)
111 | a. Bundled Non-RQ Sales for Resale | (Note P) |  |  |  |  | 0
112 | b. Bundled Sales for Resale included in Divisor on page 1 | [5 empty] | 0
113 | Total of (a)-(b) | [5 empty] | 0
114 | ACCOUNT 454 (RENT FROM ELECTRIC PROPERTY) | (Note Q) |  |  |  |  | 103100
115 | ACCOUNT 456 (OTHER ELECTRIC REVENUES) | [5 empty] | 0
116 | a. Transmission charges for all transmission transactions | [5 empty] | 0
117 | b. Transmission charges for all transmission transactions included in Divisor on page 1 | [5 empty] | 0
118 | Total of (a)-(b) | [5 empty] | 0
Note | General Note: References to Results of Operations in this revenue requirement template indicate the Financial Statement Results of Operations (ROOs) Schedule where data is located.
Letter | To the extent the references to ROOs data are missing, the entity will include a "Notes" section to provide this data.
A | Combines plant data for both the Western-Upper Great Plains Region (Western-UGP) and Western-Rocky Mountain Region (Western-RMR).
B | Does not apply to Western. For others, the balances in Accounts 190, 281, 282 and 283, as adjusted by any contra accounts identified as regulatory assets amounts in or liabilities related to FASB 106 or 109. Balance of Account 255 is reduced by prior flow throughs and excluded if the utility chose to utilize amortization of tax credits against taxable income as discussed in Note K. Account 281 is not allocated.
C | Transmission related only.
D | Cash Working Capital assigned to transmission is one-eighth of O&M allocated to transmission at line 52 column 5. Prepayments are the electric related prepayments booked to Account No. 165 and reported in the Other Assets Section of the Balance Sheet.
E | For O&M Expense, Calculated as Total O&M from Results of Operations less Purchase Power, Transmission Service Provided by Others (FERC 565), O&M Expense Fort Peck Powerhouse, Prior Year Adjustments, A&G Expense from Schedule 11, plus CME and Warehouse Interest from Schedule 5. Depreciation Expense from Results of Operations Schedule 4.
F | Totals of Results of Operations Schedule 11A Object Classes 1411, 1412, 1415, 1416, 1421, 1422, 1425, 1426, 1431, 1432, 1441, 1442.
G | Line 48 - EPRI Annual Membership Dues, all Regulatory Commission Expenses, and non-safety related advertising. Line 49 - Regulatory Commission Expenses directly related to transmission service, ISO filings, or transmission siting.
H | Includes only FICA, unemployment, highway, property, gross receipts, and other assessments charged in the current year. Taxes related to income are excluded. Gross receipts taxes are not included in transmission revenue requirement in the Rate Formula Template, since they are recovered elsewhere.
I | Western is not subject to Federal or State Income Tax.
| Inputs Required: | FIT = | 0%
|  | SIT= | 0% | (State Income Tax Rate or Composite SIT)
|  | p = | 0% | (percent of federal income tax deductible for state purposes)
J | Removes dollar amount of transmission expenses included in the OATT ancillary services rates, including Acct No. 561. Western does not include transmission expenses in ancillary service rates.
K | Removes transmission plant determined by Commission order to be state-jurisdictional according to the seven-factor test (until RUS 12 balances are adjusted to reflect application of seven-factor test).
L | Removes dollar amount of transmission plant included in the development of OATT ancillary services rates and generation step-up facilities, which are deemed to included in OATT ancillary services. For these purposes, generation step-up facilities are those facilities at a generator substation on which there is no through-flow when the generator is shut down.
M | Percentage of Total Plant Allocators are developed separately for Western-UGP and Western-RMR to allocate O&M, A&G, and Depreciation Expenses between Transmission and Generation.
N | Western does not have Common Plant.
O | Debt cost rate = long-term interest (line 105) / long term debt (line 106). The Proprietary Capital Cost rate is implicit, a residual calculation after TIER is determined. TIER will be supported in the filing and no change in TIER may be made absent a filing with the ISO and the FERC, if the entity is under FERC's jurisdiction.
P | Line 111 must equal zero since all short-term power sales must be unbundled and the transmission component reflected in Account No. 456 and all other uses are to be included in the divisor.
Q | Includes income related only to transmission facilities, such as pole attachments, rentals and special use.
R | The revenues credited in lines 2-5 shall include only the amounts received directly reflecting the Transmission Owner's integrated transmission facilities. They do not include revenues associated with FERC annual charges, gross receipts taxes, facilities not included in this template (e.g., direct assignment facilites and GSUs) which are not recovered under this Revenue Requirement Template.
Note on B9: SPP Schedule 7 revenue
Note on B10: SPP Schedule 8 Revenue
Note on B11: Other applicable revenue received from SPP

## WAUGP-AS1 2017 est
Western-UGP 2017 Estimate
Scheduling, System Control, and Dispatch Service
| DESCRIPTION | SSCD | REFERENCE
Line No. | -1 | -2 | -3
1 | A. Operation and Maintenance Expense | 11349942.82 | O&M Expenses Worksheet
2 | B. A&G Expense | 168576.94 | A&G Expenses Worksheet
3 | C. Depreciation Expense | 268361.44 | Depreciation Expense Worksheet
4 | D. Taxes Other than Income Taxes for Transmission | 0 | Not Applicable
5 | E. Allocation of General Plant | 0 | No General Plant identified at this time, all plant is identified as either generation or transmission related
6 | F. Cost of Capital
7 | Weighted Transmission Composite Interest Rate | 4.925% | Cost of Capital Worksheet
8 | Net Plant Investment | 5617413.04
9 | Cost of Capital | 276657.5922 | L7*L8
10 | H. Revenue Requirement
11 | Annual Western-UGPR Cost | 12063538.7922 | L1+L2+L3+L9
12 | Estimated SSCD Revenue from non-Transmission facilities | 443560.35
13 | Prior Year True-Up | 580847
14 | Revenue Requirement for SSCD for Transmission facilities | 12200825.4422 | L11-L12+L13

## Facility Cost Detail 2017 est
Western-UGP
2017 Estimated Facility Costs
Line No. |  | FID | DESCRIPTION |  | SPP | 2015 FACILITY TOTALS ($) | FY2014-15 ESTIMATE ADD/REPL/RETIRE | 2017 FACILITY TOTALS ($) | ATTACHMENT AI ADJUSTMENTS | GENERATION ADJUSTMENTS | FY2017 EST SPP TRANSMISSION TOTALS ($) | NOTES
1 | TL | AUR BR | AURORA- BROOKINGS 115-KV T/L | 2015 ROOs Balance | 1 | 133157.92 | 0 | 133157.92 | 0 | 0 | 133157.92
2 | TL | AUR FL | AURORA-FLANDREAU 115-KV T/L | 2015 ROOs Balance | 1 | 96623.18 | 0 | 96623.18 | 0 | 0 | 96623.18
3 | TL | BK HET | BAKER-HETTINGER | 2015 ROOs Balance | 1 | 459778.46 | 0 | 459778.46 | 0 | 0 | 459778.46
4 | TL | BU GA | BEULAH-GARRISON | 2015 ROOs Balance | 1 | 351684.69 | 0 | 351684.69 | 0 | 0 | 351684.69
5 | TL | BS GH | BISMARCK-GLENHAM | 2015 ROOs Balance | 1 | 5080056.66 | 0 | 5080056.66 | 0 | 0 | 5080056.66
6 | TL | BS JT 1 | BISMARCK-JAMESTOWN NO. 1 | 2015 ROOs Balance | 1 | 5697945.17 | 0 | 5697945.17 | 0 | 0 | 5697945.17
7 | TL | BS JT 2 | BISMARCK-JAMESTOWN NO. 2 | 2015 ROOs Balance | 1 | 4229572.28 | 0 | 4229572.28 | 0 | 0 | 4229572.28
8 | TL | BS MDR | BISMARCK-MEDORA | 2015 ROOs Balance | 1 | 7795872.8 | 7504684 | 15300556.8 | 0 | 0 | 15300556.8
9 | TL | BR SF | BROOKINGS-SIOUX FALLS | 2015 ROOs Balance | 1 | 2045182.45 | 0 | 2045182.45 | 0 | 0 | 2045182.45
10 | TL | BR WT 1 | BROOKINGS-WATERTOWN NO. 1 | 2015 ROOs Balance | 1 | 1718240.27 | 0 | 1718240.27 | 0 | 0 | 1718240.27
11 | TL | BR WT 2 | BROOKINGS-WATERTOWN NO. 2 | 2015 ROOs Balance | 1 | 3318557.94 | 0 | 3318557.94 | 0 | 0 | 3318557.94
12 | TL | BR WHT | BROOKINGS-WHITE 115/230KV | 2015 ROOs Balance | 1 | 2952236.87 | 0 | 2952236.87 | 0 | 0 | 2952236.87
13 | TL | CF EH A | CANYON FERRY-EAST HELENA "A" | 2015 ROOs Balance |  | 141044 | 0 | 141044 | 0 | 0 | 141044
14 | TL | CF EH B | CANYON FERRY-EAST HELENA "B" | 2015 ROOs Balance |  | 141044 | 0 | 141044 | 0 | 0 | 141044
15 | TL | CA JT | CARRINGTON-JAMESTOWN | 2015 ROOs Balance | 1 | 1259667.91 | 0 | 1259667.91 | 0 | 0 | 1259667.91
16 | TL | WC BU | CHARLIE CREEK - WATFORD CITY | 2015 ROOs Balance | 1 | 12455730.77 | 0 | 12455730.77 | 0 | 0 | 12455730.77
17 | TL | CCRBEF | CHARLIE CREEK-BELFIELD | 2015 ROOs Balance | 1 | 14513307.74 | 0 | 14513307.74 | 0 | 0 | 14513307.74
18 | TL | CONSH2 | CONRAD-SHELBY #2 | 2015 ROOs Balance | 1 | 5804318.27 | 0 | 5804318.27 | 0 | 0 | 5804318.27
19 | TL | CS MY | CRESTON-MARYVILLE | 2015 ROOs Balance | 1 | 1366481 | 0 | 1366481 | 0 | 0 | 1366481
20 | TL | DC MC | DAWSON COUNTY - MILES CITY | 2015 ROOs Balance | 1 | 2605678.14 | 0 | 2605678.14 | 0 | 0 | 2605678.14
21 | TL | DC GL | DAWSON-GLENDIVE | 2015 ROOs Balance | 1 | 553799.83 | 0 | 553799.83 | 0 | 0 | 553799.83
22 | TL | DC MDR | DAWSON-MEDORA | 2015 ROOs Balance | 1 | 3027513.48 | 0 | 3027513.48 | 0 | 0 | 3027513.48
23 | TL | DC OF | DAWSON-O'FALLON CREEK | 2015 ROOs Balance | 1 | 918675.84 | 0 | 918675.84 | 0 | 0 | 918675.84
24 | TL | DC WN | DAWSON-WILLISTON | 2015 ROOs Balance | 1 | 1258899.68 | 0 | 1258899.68 | 0 | 0 | 1258899.68
25 | TL | DN CS | DENISON-CRESTON | 2015 ROOs Balance | 1 | 20977730.73 | 0 | 20977730.73 | 0 | 0 | 20977730.73
26 | TL | DL CA | DEVILS LAKE-CARRINGTON | 2015 ROOs Balance | 1 | 7601353.03 | 977802 | 8579155.03 | 0 | 0 | 8579155.03
27 | TL | DL LA | DEVILS LAKE-LAKOTA | 2015 ROOs Balance | 1 | 1872141.8 | 0 | 1872141.8 | 0 | 0 | 1872141.8
28 | TL | ED FO | EDGELEY-FORMAN | 2015 ROOs Balance | 1 | 375316.01 | 0 | 375316.01 | 0 | 0 | 375316.01
29 | TL | ED GR | EDGELEY-GROTON | 2015 ROOs Balance | 1 | 771572.37 | 0 | 771572.37 | 0 | 0 | 771572.37
30 | TL | ELCMA | ELK CREEK-NEWELL-MAURINE 115-kV T/L | 2015 ROOs Balance | 1 | 60704.18 | 0 | 60704.18 | 0 | 0 | 60704.18
31 | TL | FA GK | FARGO-GRAND FORKS | 2015 ROOs Balance | 1 | 2369098.07 | 0 | 2369098.07 | 0 | 0 | 2369098.07
32 | TL | FA MO | FARGO-MORRIS | 2015 ROOs Balance | 1 | 7305876.09 | 0 | 7305876.09 | 0 | 0 | 7305876.09
33 | TL | FO SU D | FORMAN-SUMMIT (BISMARCK) | 2015 ROOs Balance | 1 | 922097.72 | 0 | 922097.72 | 0 | 0 | 922097.72
34 | TL | FO SU C | FORMAN-SUMMIT (HURON) | 2015 ROOs Balance | 1 | 3440115.11 | 0 | 3440115.11 | 0 | 0 | 3440115.11
35 | TL | FP DC 1 | FORT PECK-DAWSON 1 | 2015 ROOs Balance | 1 | 404032.8 | 0 | 404032.8 | 0 | 0 | 404032.8
36 | TL | FP DC 2 | FORT PECK-DAWSON 2 | 2015 ROOs Balance | 1 | 8310788.78 |  | 8310788.78 |  |  | 8310788.78
37 | TL | FP HV | FORT PECK-HAVRE | 2015 ROOs Balance | 1 | 28806330.28 | 0 | 28806330.28 | 0 | 0 | 28806330.28
38 | TL | FP WH | FORT PECK-WHATELY | 2015 ROOs Balance | 1 | 157876.32 | 0 | 157876.32 | 0 | 0 | 157876.32
39 | TL | FP WN | FORT PECK-WILLISTON | 2015 ROOs Balance | 1 | 10096096.66 | 0 | 10096096.66 | 0 | 0 | 10096096.66
40 | TL | FP WP 2 | FORT PECK-WOLF POINT #2 | 2015 ROOs Balance | 1 | 7554491.9 | 0 | 7554491.9 | 0 | 0 | 7554491.9
41 | TL | FR FT D | FORT RANDALL-FORT THOMPSON 1&2 | 2015 ROOs Balance | 1 | 7326839.36 | 0 | 7326839.36 | 0 | 0 | 7326839.36
42 | TL | FR GP | FORT RANDALL-GAVIN'S POINT | 2015 ROOs Balance | 1 | 2262949.32 | 0 | 2262949.32 | 0 | 0 | 2262949.32
43 | TL | FR GY | FORT RANDALL-GREGORY | 2015 ROOs Balance | 1 | 777326.71 | 0 | 777326.71 | 0 | 0 | 777326.71
44 | TL | FR MV | FORT RANDALL-MT VERNON | 2015 ROOs Balance | 1 | 967828.17 | 0 | 967828.17 | 0 | 0 | 967828.17
45 | TL | FR ON | FORT RANDALL-O'NEILL | 2015 ROOs Balance | 1 | 679540.13 | 0 | 679540.13 | 0 | 0 | 679540.13
46 | TL | FR SC D | FORT RANDALL-SIOUX CITY 1&2 | 2015 ROOs Balance | 1 | 10230863.46 | 0 | 10230863.46 | 0 | 0 | 10230863.46
47 | TL | FT GI | FORT THOMPSON-GRAND ISLAND | 2015 ROOs Balance | 1 | 16397505.05 | 0 | 16397505.05 | 0 | 0 | 16397505.05
48 | TL | FT HU D | FORT THOMPSON-HURON 230-KV 1&2 | 2015 ROOs Balance | 1 | 6545751.32 | 0 | 6545751.32 | 0 | 0 | 6545751.32
49 | TL | FT SF D | FORT THOMPSON-SIOUX FALLS 1&2 | 2015 ROOs Balance | 1 | 10035506.61 | 0 | 10035506.61 | 0 | 0 | 10035506.61
50 | TL | GA BS D | GARRISON-BISMARCK 230KV 1&2 | 2015 ROOs Balance | 1 | 5681574.61 | 0 | 5681574.61 | 0 | 0 | 5681574.61
51 | TL | GA JT | GARRISON-JAMESTOWN | 2015 ROOs Balance | 1 | 4480504.8 | 0 | 4480504.8 | 0 | 0 | 4480504.8
52 | TL | GA ML | GARRISON-MALLARD | 2015 ROOs Balance | 1 | 1993082.56 | 0 | 1993082.56 | 0 | 0 | 1993082.56
53 | TL | GA WJ | GARRISON-WM. J. NEAL | 2015 ROOs Balance | 1 | 1540944.33 | 0 | 1540944.33 | 0 | 0 | 1540944.33
54 | TL | GP BN | GAVINS POINT-BELDEN | 2015 ROOs Balance | 1 | 455727 | 0 | 455727 | 0 | 0 | 455727
55 | TL | GP SF | GAVINS POINT-SIOUX FALLS | 2015 ROOs Balance | 1 | 2782329.52 | 0 | 2782329.52 | 0 | 0 | 2782329.52
56 | TL | GF MO | GRANITE FALLS- MORRIS | 2015 ROOs Balance | 1 | 3279089.4 | 0 | 3279089.4 | 0 | 0 | 3279089.4
57 | TL | GF MNV | GRANITE FALLS-MINNESOTA VALLEY | 2015 ROOs Balance | 1 | 156778 | 0 | 156778 | 0 | 0 | 156778
58 | TL | GTFCON | GREAT FALLS-CONRAD | 2015 ROOs Balance | 1 | 12744944.75 | 0 | 12744944.75 | 0 | 0 | 12744944.75
59 | TL | GY MS | GREGORY-MISSION | 2015 ROOs Balance | 1 | 2010227.12 | 0 | 2010227.12 | 0 | 0 | 2010227.12
60 | TL | GR HU | GROTON-HURON | 2015 ROOs Balance | 1 | 1212199.37 | 0 | 1212199.37 | 0 | 0 | 1212199.37
61 | TL | GR SU | GROTON-SUMMIT | 2015 ROOs Balance | 1 | 3255847.1 | 0 | 3255847.1 | 0 | 0 | 3255847.1
62 | TL | HV RB | HAVRE-RAINBOW | 2015 ROOs Balance | 1 | 8681331.67 | 0 | 8681331.67 | 0 | 0 | 8681331.67
63 | TL | HV SH2 | HAVRE-SHELBY#2 | 2015 ROOs Balance | 1 | 5561904.64 | 0 | 5561904.64 | 0 | 0 | 5561904.64
64 | TL | HE DV | HESKETT-DEVAUL | 2015 ROOs Balance | 1 | 1241392.39 | 0 | 1241392.39 | 0 | 0 | 1241392.39
65 | TL | HETNU | HETTINGER-NEW UNDERWOOD | 2015 ROOs Balance | 1 | 12061605.11 | 0 | 12061605.11 | 0 | 0 | 12061605.11
66 | TL | HU MV | HURON-MT VERNON | 2015 ROOs Balance | 1 | 617622.68 | 0 | 617622.68 | 0 | 0 | 617622.68
67 | TL | HU WT D | HURON-WATERTOWN 230KV 1&3 | 2015 ROOs Balance | 1 | 6319621.67 | 0 | 6319621.67 | 0 | 0 | 6319621.67
68 | TL | JT ED | JAMESTOWN-EDGELEY | 2015 ROOs Balance | 1 | 324360.39 | 0 | 324360.39 | 0 | 0 | 324360.39
69 | TL | JT FA 1 | JAMESTOWN-FARGO NO. 1 | 2015 ROOs Balance | 1 | 4941648.61 | 0 | 4941648.61 | 0 | 0 | 4941648.61
70 | TL | JT FA 2 | JAMESTOWN-FARGO NO. 2 | 2015 ROOs Balance | 1 | 3155849.87 | 0 | 3155849.87 | 0 | 0 | 3155849.87
71 | TL | JT GK | JAMESTOWN-GRAND FORKS | 2015 ROOs Balance | 1 | 23871161.85 | 0 | 23871161.85 | 0 | 0 | 23871161.85
72 | TL | JT VC | JAMESTOWN-VALLEY CITY | 2015 ROOs Balance | 1 | 1055414.43 | 0 | 1055414.43 | 0 | 0 | 1055414.43
73 | TL | LE DL | LEEDS-DEVILS LAKE | 2015 ROOs Balance | 1 | 8982947.91 | 0 | 8982947.91 | 0 | 0 | 8982947.91
74 | TL | LE RL | LEEDS-ROLLA | 2015 ROOs Balance | 1 | 2038631.32 | 1996912 | 4035543.32 | 0 | 0 | 4035543.32
75 | TL | ML RG | MALLARD-RUGBY | 2015 ROOs Balance | 1 | 1089083.24 | 0 | 1089083.24 | 0 | 0 | 1089083.24
76 | TL | MR MS | MARTIN-MISSION | 2015 ROOs Balance | 1 | 1816903.7 | 0 | 1816903.7 | 0 | 0 | 1816903.7
77 | TL | MR PL | MARTIN-PHILIP | 2015 ROOs Balance | 1 | 1790107.66 | 0 | 1790107.66 | 0 | 0 | 1790107.66
78 | TL | MA RC | MAURINE-RAPID CITY | 2015 ROOs Balance | 1 | 6346264.54 | 0 | 6346264.54 | 0 | 0 | 6346264.54
79 | TL | MC BK | MILES CITY-BAKER | 2015 ROOs Balance | 1 | 10569337.84 | 0 | 10569337.84 | 0 | 0 | 10569337.84
80 | TL | MC CU | MILES CITY-CUSTER | 2015 ROOs Balance | 1 | 3750704.04 | 0 | 3750704.04 | 0 | 0 | 3750704.04
81 | TL | NU PL | NEW UNDERWOOD-PHILIP | 2015 ROOs Balance | 1 | 2913878.88 | 0 | 2913878.88 | 0 | 0 | 2913878.88
82 | TL | NU RC 1 | NEW UNDERWOOD-RAPID CITY NO. 1 | 2015 ROOs Balance | 1 | 1132485.86 | 0 | 1132485.86 | 0 | 0 | 1132485.86
83 | TL | NU RC 2 | NEW UNDERWOOD-RAPID CITY NO. 2 | 2015 ROOs Balance | 1 | 309991 | 0 | 309991 | 0 | 0 | 309991
84 | TL | NU SG C | NEW UNDERWOOD-STEGALL (HURON) | 2015 ROOs Balance | 1 | 2651859.84 | 0 | 2651859.84 | 0 | 0 | 2651859.84
85 | TL | OA FT N | OAHE-FORT THOMPSON 230KV 1&2 | 2015 ROOs Balance | 1 | 3863432.28 | 0 | 3863432.28 | 0 | 0 | 3863432.28
86 | TL | OA FT S | OAHE-FORT THOMPSON 230KV 3&4 | 2015 ROOs Balance | 1 | 5119118.61 | 0 | 5119118.61 | 0 | 0 | 5119118.61
87 | TL | OA GH | OAHE-GLENHAM | 2015 ROOs Balance | 1 | 5949647.51 | 0 | 5949647.51 | 0 | 0 | 5949647.51
88 | TL | OA MA | OAHE-MAURINE | 2015 ROOs Balance | 1 | 1967901.35 | 0 | 1967901.35 | 0 | 0 | 1967901.35
89 | TL | OA NU | OAHE-NEW UNDERWOOD | 2015 ROOs Balance | 1 | 6683770.36 | 0 | 6683770.36 | 0 | 0 | 6683770.36
90 | TL | OA PI | OAHE-PIERRE | 2015 ROOs Balance | 1 | 388816.19 | 0 | 388816.19 | 0 | 0 | 388816.19
91 | TL | OF MC | O'FALLON CREEK-MILES CITY | 2015 ROOs Balance | 1 | 2488318.48 | 0 | 2488318.48 | 0 | 0 | 2488318.48
92 | TL | PI PL | PIERRE-PHILIP | 2015 ROOs Balance | 1 | 2210721.61 | 0 | 2210721.61 | 0 | 0 | 2210721.61
93 | TL | ELCRC | RAPID CITY-ELK CREEK 115-kV T/L | 2015 ROOs Balance | 1 | 52063.76 | 9238000 | 9290063.76 | 0 | 0 | 9290063.76
94 | TL | RG LE | RUGBY-LEEDS | 2015 ROOs Balance | 1 | 2235654.88 | 0 | 2235654.88 | 0 | 0 | 2235654.88
95 | TL | SH SH2 | SHELBY-SHELBY #2 | 2015 ROOs Balance | 1 | 576089.67 | 0 | 576089.67 | -576090 | 0 | -0.33
96 | TL | SC DN | SIOUX CITY-DENISON | 2015 ROOs Balance | 1 | 3162102.47 | 0 | 3162102.47 | 0 | 0 | 3162102.47
97 | TL | SC SP | SIOUX CITY-SPENCER | 2015 ROOs Balance | 1 | 1938352.95 | 0 | 1938352.95 | 0 | 0 | 1938352.95
98 | TL | SC SF | SIOUX FALLS- SIOUX CITY | 2015 ROOs Balance | 1 | 3217192.17 | 0 | 3217192.17 | 0 | 0 | 3217192.17
99 | TL | SF VFO | SIOUX FALLS-VIRGIL FODNESS 230KV T-LINE | 2015 ROOs Balance | 1 | 277896.62 | 0 | 277896.62 | 0 | 0 | 277896.62
100 | TL | SU WT | SUMMIT-WATERTOWN | 2015 ROOs Balance | 1 | 6743203.05 | 0 | 6743203.05 | 0 | 0 | 6743203.05
101 | TL | TT TI | TIBER TAP-TIBER | 2015 ROOs Balance | 1,1(b) | 1084857.5 | 0 | 1084857.5 | 0 | 0 | 1084857.5
102 | TL | UJ SF | UTICA JCT-SIOUX FALLS | 2015 ROOs Balance | 1 | 3485236.01 | 0 | 3485236.01 | 0 | 0 | 3485236.01
103 | TL | VC FO | VALLEY CITY-FORMAN | 2015 ROOs Balance | 1 | 1527895.21 | 0 | 1527895.21 | 0 | 0 | 1527895.21
104 | TL | VR GTF | VERONA GREAT FALLS 161-kV LINE | 2015 ROOs Balance | 1 | 5110115.21 | 0 | 5110115.21 | 0 | 0 | 5110115.21
105 | TL | UJ VFO | VIRGIL FODNESS-UTICA JUNCTION-FT RANDALL/RASMUS | 2015 ROOs Balance | 1 | 312931.04 | 0 | 312931.04 | 0 | 0 | 312931.04
106 | TL | WT GF D | WATERTOWN-GRANITE FALLS 1&2 | 2015 ROOs Balance | 1 | 7381220.21 | 0 | 7381220.21 | 0 | 0 | 7381220.21
107 | TL | WT SC | WATERTOWN-SIOUX CITY | 2015 ROOs Balance | 1 | 26679768.73 | 0 | 26679768.73 | 0 | 0 | 26679768.73
108 | TL | WC BU | WATFORD CITY-BEULAH | 2015 ROOs Balance | 1 | 992708.78 | 0 | 992708.78 | 0 | 0 | 992708.78
109 | TL | WN WC | WILLISTON-WATFORD CITY | 2015 ROOs Balance | 1 | 17608555.88 | 0 | 17608555.88 | 0 | 0 | 17608555.88
110 | TL | WP CR | WOLF POINT-CIRCLE | 2015 ROOs Balance | 1 | 6409176.98 | 0 | 6409176.98 | 0 | 0 | 6409176.98
111 | TL | WJ RG | WM. J. NEAL-RUGBY | 2015 ROOs Balance | 1 | 4629315.97 | 0 | 4629315.97 | 0 | 0 | 4629315.97
112 | TL | YT CU | YELLOWTAIL-CUSTER | 2015 ROOs Balance | 1 | 2265163.38 | 0 | 2265163.38 | 0 | 0 | 2265163.38
113 | TL Total |  | TRANSMISSION LINES | SUBTOTAL |  | 509353385.89 | 19717398 | 529070783.89 | -576090 | 0 | 528494693.89
114 | SUB | APD | APPELDORN SUBSTATION | 2015 ROOs Balance |  | 5878984.14 | 0 | 5878984.14 | 0 | 0 | 5878984.14
115 | SUB | AR | ARMOUR SUBSTATION | 2015 ROOs Balance |  | 2278491.76 | 0 | 2278491.76 | -787023.53 | 0 | 1491468.23
116 | SUB | AHS | ASH SUBSTATION | 2015 ROOs Balance |  | 63325.31 | 0 | 63325.31 | 0 | 0 | 63325.31
117 | SUB | AUR | AURORA SUBSTATION | 2015 ROOs Balance |  | 2899880.73 | 0 | 2899880.73 | -124344.17 | 0 | 2775536.56
118 | SUB | BN | BELDEN SUBSTATION | 2015 ROOs Balance |  | 164986.2 | 0 | 164986.2 | 0 | 0 | 164986.2
119 | SUB | BEF | BELFIELD SUBSTATION | 2015 ROOs Balance |  | 13792685.77 | 0 | 13792685.77 | -163836.15 | 0 | 13628849.62
120 | SUB | BE | BERESFORD SUBSTATION | 2015 ROOs Balance |  | 4706446.99 | 0 | 4706446.99 | -526660.47 | 0 | 4179786.52
121 | SUB | BB | BISBEE SUBSTATION | 2015 ROOs Balance |  | 272529.27 | 0 | 272529.27 | -217774.34 | 0 | 54754.93
122 | SUB | BS | BISMARK SUBSTATION | 2015 ROOs Balance |  | 18731940.23 | 7192416 | 25924356.23 | -180705.32 | 0 | 25743650.91
123 | SUB | BI | BISON | 2015 ROOs Balance |  | 12472.19 | 0 | 12472.19 | 0 | 0 | 12472.19
124 | SUB | BOL | BOLE SUB | 2015 ROOs Balance |  | 2945978.86 | 0 | 2945978.86 | -628587.45 | 0 | 2317391.41
125 | SUB | BO | BONESTEEL SUBSTATION | 2015 ROOs Balance |  | 3386212.19 | 0 | 3386212.19 | -1226623.06 | 0 | 2159589.13
126 | SUB | BR | BROOKINGS SUBSTATION | 2015 ROOs Balance |  | 4460377.19 | 0 | 4460377.19 | 0 | 0 | 4460377.19
127 | SUB | CRP | CARPENTER SUBSTATION | 2015 ROOs Balance |  | 2463312.04 | 0 | 2463312.04 | 0 | 0 | 2463312.04
128 | SUB | CA | CARRINGTON SUBSTATION | 2015 ROOs Balance |  | 3819872.91 | 0 | 3819872.91 | -1008320.58 | 0 | 2811552.33
129 | SUB | CR | CIRCLE SUBSTATION | 2015 ROOs Balance |  | 9139053.52 | 0 | 9139053.52 | -2100852.83 | 0 | 7038200.69
130 | SUB | CON | CONRAD SUB | 2015 ROOs Balance |  | 5429684.24 | 0 | 5429684.24 | -315044.68 | 0 | 5114639.56
131 | SUB | CS | CRESTON SUBSTATION | 2015 ROOs Balance |  | 8395674.49 | 0 | 8395674.49 | 0 | 0 | 8395674.49
132 | SUB | CRO | CROSSOVER SUB | 2015 ROOs Balance |  | 11176976.18 | 0 | 11176976.18 | 0 | 0 | 11176976.18
133 | SUB | CQE | CULBERTSON EAST SWITCHING STATION | 2015 ROOs Balance |  | 2390851.22 | 0 | 2390851.22 | 0 | 0 | 2390851.22
134 | SUB | CU | CUSTER SUBSTATION | 2015 ROOs Balance |  | 4633608.43 | 0 | 4633608.43 | -561270.13 | 0 | 4072338.3
135 | SUB | CT | CUSTER TRAIL SUBSTATION | 2015 ROOs Balance |  | 1475221.53 | 0 | 1475221.53 | -1475221.53 | 0 | 0
136 | SUB | DC | DAWSON COUNTY SUBSTATION | 2015 ROOs Balance |  | 10657691.2 | 0 | 10657691.2 | -2304.9 | 0 | 10655386.3
137 | SUB | DN | DENISON SUBSTATION | 2015 ROOs Balance |  | 15823742.95 | 0 | 15823742.95 | -183385.47 | 0 | 15640357.48
138 | SUB | DV | DEVAUL SUBSTATION | 2015 ROOs Balance |  | 882270.59 | 0 | 882270.59 | -882271 | 0 | -0.41
139 | SUB | DL | DEVILS LAKE SUBSTATION | 2015 ROOs Balance |  | 2901419.48 | 0 | 2901419.48 | -85679.82 | 0 | 2815739.66
140 | SUB | EB | EAGLE BUTTE SUBSTATION | 2015 ROOs Balance |  | 1347433.28 | 0 | 1347433.28 | -399482 | 0 | 947951.28
141 | SUB | ED | EDGELEY SUBSTATION | 2015 ROOs Balance |  | 6569978.62 | 0 | 6569978.62 | -1150736.56 | 0 | 5419242.06
142 | SUB | ELC | ELK CREEK SUBSTATION | 2015 ROOs Balance |  | 2086660.26 | 0 | 2086660.26 | -17146.99 | 0 | 2069513.27
143 | SUB | EL | ELLENDALE SUBSTATION | 2015 ROOs Balance |  | 579.43 | 0 | 579.43 | -579.43 | 0 | 0
144 | SUB | ELI | ELLIOTT SWITCHING STATION | 2015 ROOs Balance |  | 3121487.88 | 0 | 3121487.88 | -28193.35 | 0 | 3093294.53
145 | SUB | END | ENDERLIN TAP STATION | 2015 ROOs Balance |  | 749767.78 | 0 | 749767.78 | -247423.37 | 0 | 502344.41
146 | SUB | EXI | EXIRA SWITCHING STATION | 2015 ROOs Balance |  | 5500776 | 0 | 5500776 | -176367.14 | 0 | 5324408.86
147 | SUB | FVW | FAIRVIEW WEST SWITCHING STATION | 2015 ROOs Balance |  | 4296872.84 | 0 | 4296872.84 | 0 | 0 | 4296872.84
148 | SUB | FH | FAITH SUBSTATION | 2015 ROOs Balance |  | 1224931.51 | 0 | 1224931.51 | -572275.2 | 0 | 652656.31
149 | SUB | FA | FARGO SUBSTATION | 2015 ROOs Balance |  | 20373151.1 | 4589726 | 24962877.1 | 0 | 0 | 24962877.1
150 | SUB | FL | FLANDREAU SUBSTATION | 2015 ROOs Balance |  | 4222329.91 | 0 | 4222329.91 | -40435.09 | 0 | 4181894.82
151 | SUB | FO | FORMAN SUBSTATION | 2015 ROOs Balance |  | 6173187.01 | 0 | 6173187.01 | -483922.29 | 0 | 5689264.72
152 | SUB | FR | FORT RANDALL | 2015 ROOs Balance |  | 253710.27 | 0 | 253710.27 | 0 | 0 | 253710.27
153 | SUB | FT2 | FORT THOMPSON #2 | 2015 ROOs Balance |  | 10761311.98 | 0 | 10761311.98 | 0 | 0 | 10761311.98
154 | SUB | FT | FORT THOMPSON SUBSTATION | 2015 ROOs Balance |  | 15000316.14 | 0 | 15000316.14 | -160554.87 | 0 | 14839761.27
155 | SUB | GL | GLENDIVE SUBSTATION | 2015 ROOs Balance |  | 1725310.24 | 0 | 1725310.24 | 0 | 0 | 1725310.24
156 | SUB | GK | GRAND FORKS SUBSTATION | 2015 ROOs Balance |  | 10146043 | 0 | 10146043 | 0 | 0 | 10146043
157 | SUB | GI | GRAND ISLAND SUBSTATION | 2015 ROOs Balance |  | 12283130.64 | 3641306 | 15924436.64 | 0 | 0 | 15924436.64
158 | SUB | GF | GRANITE FALLS SUBSTATION | 2015 ROOs Balance |  | 20043249.5 | 3173245 | 23216494.5 | -1078036.36 | 0 | 22138458.14
159 | SUB | GTF | GREAT FALLS SUB | 2015 ROOs Balance |  | 8833932.22 | 0 | 8833932.22 | 0 | 0 | 8833932.22
160 | SUB | GY | GREGORY SUBSTATION | 2015 ROOs Balance |  | 1538605.88 | 0 | 1538605.88 | -43751.81 | 0 | 1494854.07
161 | SUB | GR | GROTON SUBSTATION | 2015 ROOs Balance |  | 5121516.85 | 0 | 5121516.85 | -326346.26 | 0 | 4795170.59
162 | SUB | HV | HAVRE SUBSTATION | 2015 ROOs Balance |  | 11822560.44 | 0 | 11822560.44 | -134373.77 | 0 | 11688186.67
163 | SUB | HLK | HILKEN SUSTATION | 2015 ROOs Balance |  | 3894019.92 | 0 | 3894019.92 | -144034.17 | 0 | 3749985.75
164 | SUB | HU | HURON SUBSTATION | 2015 ROOs Balance |  | 11536342.49 | 0 | 11536342.49 | -320531.18 | 0 | 11215811.31
165 | SUB | JT | JAMESTOWN SUBSTATION | 2015 ROOs Balance |  | 18720001.49 | 0 | 18720001.49 | -1837103.3 | 0 | 16882898.19
166 | SUB | KD | KILLDEER SUBSTATION | 2015 ROOs Balance |  | 6501113.47 | 551423 | 7052536.47 | -582627.92 | 0 | 6469908.55
167 | SUB | LA | LAKOTA SUBSTATION | 2015 ROOs Balance |  | 2889967.14 | 0 | 2889967.14 | -201556.02 | 0 | 2688411.12
168 | SUB | LE | LEEDS SUBSTATION | 2015 ROOs Balance |  | 3943916.72 | 0 | 3943916.72 | -158721.71 | 0 | 3785195.01
169 | SUB | LET | LETCHER SUBSTATION | 2015 ROOs Balance |  | 11108747.65 | 0 | 11108747.65 | 0 | 0 | 11108747.65
170 | SUB | MDN | MANDAN SUBSTATION | 2015 ROOs Balance |  | 19476 | 0 | 19476 | 0 | 0 | 19476
171 | SUB | MR | MARTIN SUBSTATION | 2015 ROOs Balance |  | 1827364.8 | 0 | 1827364.8 | -1145309.21 | 0 | 682055.59
172 | SUB | MA | MAURINE SUBSTATION | 2015 ROOs Balance |  | 7920647.57 | 0 | 7920647.57 | -246914.32 | 0 | 7673733.25
173 | SUB | MD | MIDLAND SUBSTATION | 2015 ROOs Balance |  | 836211.72 | 0 | 836211.72 | -146742.5 | 0 | 689469.22
174 | SUB | MC2 | MILES CITY SUB #2 | 2015 ROOs Balance |  | 6386402.56 | 0 | 6386402.56 | 0 | 0 | 6386402.56
175 | SUB | MC3 | MILES CITY SUB #3 | 2015 ROOs Balance |  | 1895701.8 | 0 | 1895701.8 | 0 | 0 | 1895701.8
176 | SUB | MC | MILES CITY SUBSTATION | 2015 ROOs Balance |  | 1180746.88 | 0 | 1180746.88 | 0 | 0 | 1180746.88
177 | SUB | MS | MISSION SUBSTATION | 2015 ROOs Balance |  | 3473709.71 | 0 | 3473709.71 | -586922.34 | 0 | 2886787.37
178 | SUB | MO | MORRIS SUBSTATION | 2015 ROOs Balance |  | 7229446.57 | 0 | 7229446.57 | -1095435.36 | 0 | 6134011.21
179 | SUB | MV | MT VERNON SUBSTATION | 2015 ROOs Balance |  | 2030823.76 | 0 | 2030823.76 | -141325.55 | 0 | 1889498.21
180 | SUB | NEL | NELSON SUBSTATION | 2015 ROOs Balance |  | 1944816.97 | 0 | 1944816.97 | -33744.17 | 0 | 1911072.8
181 | SUB | NU | NEW UNDERWOOD SUBSTATION | 2015 ROOs Balance |  | 16185435.96 | 0 | 16185435.96 | -41134.7 | 0 | 16144301.26
182 | SUB | NL | NEWELL SUBSTATION | 2015 ROOs Balance |  | 1152964.03 | 0 | 1152964.03 | -287496.89 | 0 | 865467.14
183 | SUB | OF | O'FALLON CREEK SUBSTATION | 2015 ROOs Balance |  | 3264302.28 | 0 | 3264302.28 | -58595.2 | 0 | 3205707.08
184 | SUB | PL | PHILIP SUBSTATION | 2015 ROOs Balance |  | 2037147.6 | 0 | 2037147.6 | -223868.51 | 0 | 1813279.09
185 | SUB | PI | PIERRE SUBSTATION | 2015 ROOs Balance |  | 4284663.81 | 0 | 4284663.81 | -699889.73 | 0 | 3584774.08
186 | SUB | RB | RAINBOW SUBSTATION | 2015 ROOs Balance |  | 250628.78 | 0 | 250628.78 | -250628.78 | 0 | 0
187 | SUB | RC | RAPID CITY SUBSTATION | 2015 ROOs Balance |  | 4785551.33 | 715415 | 5500966.33 | -556793.17 | 0 | 4944173.16
188 | SUB | RH | RICHLAND SUBSTATION | 2015 ROOs Balance |  | 1733527.61 | 0 | 1733527.61 | -1733527.61 | 0 | 0
189 | SUB | RL | ROLLA SUBSTATION | 2015 ROOs Balance |  | 623512.97 | 0 | 623512.97 | 0 | 0 | 623512.97
190 | SUB | RY | RUDYARD SUBSTATION | 2015 ROOs Balance |  | 2568853.89 | 0 | 2568853.89 | -1380499.18 | 0 | 1188354.71
191 | SUB | RG | RUGBY SUBSTATION | 2015 ROOs Balance |  | 5902797.63 | 1504627 | 7407424.63 | -250183.53 | 0 | 7157241.1
192 | SUB | SA | SAVAGE SUB | 2015 ROOs Balance |  | 74402.89 | 0 | 74402.89 | 0 | 0 | 74402.89
193 | SUB | SH | SHELBY SUBSTATION | 2015 ROOs Balance |  | 861699.29 | 0 | 861699.29 | -861699.29 | 0 | 0
194 | SUB | SH2 | SHELBY SUBSTATION #2 | 2015 ROOs Balance |  | 5204951.42 | 0 | 5204951.42 | -169696 | 0 | 5035255.42
195 | SUB | SC2 | SIOUX CITY #2 | 2015 ROOs Balance |  | 11115174.46 | 1612588 | 12727762.46 | 0 | 0 | 12727762.46
196 | SUB | SC | SIOUX CITY SUBSTATION | 2015 ROOs Balance |  | 17093701.52 | 0 | 17093701.52 | 0 | 0 | 17093701.52
197 | SUB | SF | SIOUX FALLS SUBSTATION | 2015 ROOs Balance |  | 14598323.84 | 0 | 14598323.84 | -512977.24 | 0 | 14085346.6
198 | SUB | SP | SPENCER | 2015 ROOs Balance |  | 3555748.52 | 0 | 3555748.52 | -176899.72 | 0 | 3378848.8
199 | SUB | SB | SULLY BUTTES | 2015 ROOs Balance |  | 74427.83 | 0 | 74427.83 | 0 | 0 | 74427.83
200 | SUB | SU | SUMMIT SUBSTATION | 2015 ROOs Balance |  | 2681145.04 | 0 | 2681145.04 | -373848.44 | 0 | 2307296.6
201 | SUB | TY | TYNDALL SUBSTATION | 2015 ROOs Balance |  | 931157.27 | 0 | 931157.27 | -125594.13 | 0 | 805563.14
202 | SUB | UJ | UTICA JCT. | 2015 ROOs Balance |  | 12974149.65 | 0 | 12974149.65 | 0 | 0 | 12974149.65
203 | SUB | VC | VALLEY CITY SUBSTATION | 2015 ROOs Balance |  | 6859332.58 | 0 | 6859332.58 | -189518.64 | 0 | 6669813.94
204 | SUB | VR | VERONA | 2015 ROOs Balance |  | 108751.28 | 0 | 108751.28 | 0 | 0 | 108751.28
205 | SUB | VFO | VIRGIL FODNESS SUBSTATION | 2015 ROOs Balance |  | 3206763.26 | 0 | 3206763.26 | 0 | 0 | 3206763.26
206 | SUB | WL | WALL SUBSTATION | 2015 ROOs Balance |  | 1521224.48 | 0 | 1521224.48 | -719905.38 | 0 | 801319.1
207 | SUB | WDD | WARD SUBSTATION | 2015 ROOs Balance |  | 3464755.28 | 0 | 3464755.28 | -45361.56 | 0 | 3419393.72
208 | SUB | WB | WASHBURN SUBSTATION | 2015 ROOs Balance |  | 2093654 | 0 | 2093654 | -939494.7 | 0 | 1154159.3
209 | SUB | WT2 | WATERTOWN #2 | 2015 ROOs Balance |  | 2900981.27 | 0 | 2900981.27 | 0 | 0 | 2900981.27
210 | SUB | WTS | WATERTOWN STATIC VAR SYSTEM | 2015 ROOs Balance |  | 11770988.52 | 0 | 11770988.52 | 0 | 0 | 11770988.52
211 | SUB | WT | WATERTOWN SUBSTATION | 2015 ROOs Balance |  | 15432124.66 | 0 | 15432124.66 | 0 | 0 | 15432124.66
212 | SUB | WC | WATFORD CITY SUB | 2015 ROOs Balance |  | 7600293.54 | 0 | 7600293.54 | -108365.36 | 0 | 7491928.18
213 | SUB | WSG | WESSINGTON SPRINGS SUBSTATION | 2015 ROOs Balance |  | 5141440.25 | 0 | 5141440.25 | -181069.82 | 0 | 4960370.43
214 | SUB | WH2 | WHATELY (NORTHERN) | 2015 ROOs Balance |  | 40859.63 | 0 | 40859.63 | 0 | 0 | 40859.63
215 | SUB | WH | WHATELY SUBSTATION | 2015 ROOs Balance |  | 109910.18 | 0 | 109910.18 | -54082.99 | 0 | 55827.19
216 | SUB | WHT | WHITE 345/115 SUB | 2015 ROOs Balance |  | 10979443.14 | 0 | 10979443.14 | 0 | 0 | 10979443.14
217 | SUB | WV | WICKSVILLE SUBSTATION | 2015 ROOs Balance |  | 687328.58 | 0 | 687328.58 | -112020.29 | 0 | 575308.29
218 | SUB | WN2 | WILLISTON 2 SUBSTATION | 2015 ROOs Balance |  | 13797713.2 | 1696000 | 15493713.2 | 0 | 0 | 15493713.2
219 | SUB | WN | WILLISTON SUBSTATION | 2015 ROOs Balance |  | 8263391.02 | 0 | 8263391.02 | -97320.31 | 0 | 8166070.71
220 | SUB | WI | WINNER SUBSTATION | 2015 ROOs Balance |  | 3219465.28 | 0 | 3219465.28 | -101868.59 | 0 | 3117596.69
221 | SUB | WP | WOLF POINT SUBSTATION | 2015 ROOs Balance |  | 7181904.6 | 0 | 7181904.6 | -1334745.05 | 0 | 5847159.55
222 | SUB | WO | WOONSOCKET SUBSTATION | 2015 ROOs Balance |  | 2303184.96 | 0 | 2303184.96 | -1057734.34 | 0 | 1245450.62
223 | SUB | YA | YANKTON SUBSTATION | 2015 ROOs Balance |  | 43843.71 | 0 | 43843.71 | -43843.71 | 0 | 0
224 | SUB Total |  | SUBSTATIONS | SUBTOTAL |  | 604001610.65 | 24676746 | 628678356.65 | -34659160.53 | 0 | 594019196.12
225 | TAP | AN | ANITA | 2015 ROOs Bal |  | 6259.21 | 0 | 6259.21 | 0 | 0 | 6259.21
226 | TAP | AB | ASSINNIBOINE | 2015 ROOs Bal |  | 35004.78 | 0 | 35004.78 | 0 | 0 | 35004.78
227 | TAP | BK | BAKER | 2015 ROOs Bal |  | 280628.75 | 0 | 280628.75 | 0 | 0 | 280628.75
228 | TAP | CF | CANYON FERRY | 2015 ROOs Bal |  | 45210.14 | 0 | 45210.14 | 0 | 0 | 45210.14
229 | TAP | CCR | CHARLIE CREEK | 2015 ROOs Bal | 1 | 1376075.86 | 0 | 1376075.86 | 0 | 0 | 1376075.86
230 | TAP | DNT | DENBIGH TAP | 2015 ROOs Bal |  | 848872.14 | 0 | 848872.14 | -109627.64 | 0 | 739244.5
231 | TAP | DK | DICKINSON | 2015 ROOs Bal |  | 23704.42 | 0 | 23704.42 | 0 | 0 | 23704.42
232 | TAP | EJ | E. J. MANNING | 2015 ROOs Bal |  | 49112.16 | 0 | 49112.16 | 0 | 0 | 49112.16
233 | TAP | EA | EAGLE | 2015 ROOs Bal |  | 66107.63 | 0 | 66107.63 | 0 | 0 | 66107.63
234 | TAP | FTH | FORSYTH | 2015 ROOs Bal |  | 130348.08 | 0 | 130348.08 | 0 | 0 | 130348.08
235 | TAP | HA | HARLEM | 2015 ROOs Bal |  | 98533.88 | 0 | 98533.88 | 0 | 0 | 98533.88
236 | TAP | HET | HETTINGER | 2015 ROOs Bal |  | 10832.21 | 0 | 10832.21 | 0 | 0 | 10832.21
237 | TAP | ML | MALLARD | 2015 ROOs Bal |  | 29969.23 | 0 | 29969.23 | 0 | 0 | 29969.23
238 | TAP | MT | MALTA | 2015 ROOs Bal |  | 340848.27 | 0 | 340848.27 | 0 | 0 | 340848.27
239 | TAP | NA | NASHUA SUB | 2015 ROOs Bal |  | 72367.83 | 0 | 72367.83 | -72368 | 0 | -0.17
240 | TAP | ON | O'NEILL SUB (NPP) | 2015 ROOs Bal |  | 180660.37 | 0 | 180660.37 | 0 | 0 | 180660.37
241 | TAP | PET | PENN TAP | 2015 ROOs Bal |  | 890606.75 | 0 | 890606.75 | -108484.95 | 0 | 782121.8
242 | TAP | PLL | PLEASANT LAKE TAP | 2015 ROOs Bal |  | 992414.68 | 0 | 992414.68 | -101191.22 | 0 | 891223.46
243 | TAP | SL | SHIRLEY TAP | 2015 ROOs Bal |  | 22102.23 | 0 | 22102.23 | 0 | 0 | 22102.23
244 | TAP | SNY | STANLEY | 2015 ROOs Bal |  | 49735.05 | 0 | 49735.05 | 0 | 0 | 49735.05
245 | TAP | TR | TERRY TAP | 2015 ROOs Bal |  | 607717.71 | 0 | 607717.71 | -103120.76 | 0 | 504596.95
246 | TAP | TT | TIBER TAP | 2015 ROOs Bal |  | 166305.58 | 0 | 166305.58 | 0 | 0 | 166305.58
247 | TAP | VE | VETAL TAP | 2015 ROOs Bal |  | 232375.26 | 0 | 232375.26 | 0 | 0 | 232375.26
248 | TAP | VH | V. T. HANLON | 2015 ROOs Bal |  | 5552.77 | 9959000 | 9964552.77 | 0 | 0 | 9964552.77
249 | TAP | WJ | WM. J. NEAL | 2015 ROOs Bal |  | 156416.59 | 0 | 156416.59 | 0 | 0 | 156416.59
250 | TAP | YJ | YANKTON JCT. | 2015 ROOs Bal |  | 76395.83 | 0 | 76395.83 | 0 | 0 | 76395.83
251 | TAP Total |  | LINE TAPS & RELATED EQUIPMENT | SUBTOTAL |  | 6794157.41 | 9959000 | 16753157.41 | -494792.57 | 0 | 16258364.84
252 | O&M | ARC | ARMOUR O&M SERVICE CENTER | 2015 ROOs Bal | 3 | 3488667.41 | 0 | 3488667.41 | 0 | 0 | 3488667.41
253 | O&M | BSM | BISMARCK O&M SERVICE CENTER | 2015 ROOs Bal | 3 | 9918546.01 | 0 | 9918546.01 | 0 | 0 | 9918546.01
254 | O&M | DCF | DAWSON SERVICE CENTER | 2015 ROOs Bal | 3 | 6871862.93 | 0 | 6871862.93 | 0 | 0 | 6871862.93
255 | O&M | DLM | DEVILS LAKE O&M SERVICE CENTER | 2015 ROOs Bal | 3 | 3852063.84 | 0 | 3852063.84 | 0 | 0 | 3852063.84
256 | O&M | FAO | FARGO LINE MAINTENANCE FACILITY | 2015 ROOs Bal | 3 | 2040286.92 | 0 | 2040286.92 | 0 | 0 | 2040286.92
257 | O&M | FAM | FARGO O&M SERVICE CENTER | 2015 ROOs Bal | 3 | 794673.34 | 0 | 794673.34 | 0 | 0 | 794673.34
258 | O&M | FPM | FORT PECK SERVICE CENTER | 2015 ROOs Bal | 3 | 5710050.08 | 2000000 | 7710050.08 | 0 | 0 | 7710050.08
259 | O&M | FTM | FORT THOMPSON O&M SERVICE CENTER | 2015 ROOs Bal | 3 | 315000 | 0 | 315000 | 0 | 0 | 315000
260 | O&M | HVM | HAVRE SERVICE CENTER | 2015 ROOs Bal | 3 | 249376.97 | 0 | 249376.97 | 0 | 0 | 249376.97
261 | O&M | HUM | HURON O&M SERVICE CENTER | 2015 ROOs Bal | 3 | 2512835.79 | 0 | 2512835.79 | 0 | 0 | 2512835.79
262 | O&M | JTM | JAMESTOWN O&M SERVICE CENTER | 2015 ROOs Bal | 3 | 3841397.64 | 0 | 3841397.64 | 0 | 0 | 3841397.64
263 | O&M | MCM | MILES CITY MTCE FACILITY | 2015 ROOs Bal | 3 | 1025254.07 | 0 | 1025254.07 | 0 | 0 | 1025254.07
264 | O&M | NUM | NEW UNDERWOOD SERVICE CENTER | 2015 ROOs Bal | 3 | 96884.41 | 0 | 96884.41 | 0 | 0 | 96884.41
265 | O&M | PLM | PHILIP O&M SERVICE CENTER | 2015 ROOs Bal | 3 | 1679673.69 | 0 | 1679673.69 | 0 | 0 | 1679673.69
266 | O&M | PIM | PIERRE O&M SERVICE CENTER | 2015 ROOs Bal | 3 | 1051383.41 | 0 | 1051383.41 | 0 | 0 | 1051383.41
267 | O&M | RCM | RAPID CITY GARAGE & STORAGE | 2015 ROOs Bal | 3 | 2064165.13 | 0 | 2064165.13 | 0 | 0 | 2064165.13
268 | O&M | SCM | SIOUX CITY O&M SERVICE CENTER | 2015 ROOs Bal | 3 | 3007881.59 | 0 | 3007881.59 | 0 | 0 | 3007881.59
269 | O&M | SFC | SIOUX FALLS O&M SERVICE CENTER | 2015 ROOs Bal | 3 | 239919.86 | 0 | 239919.86 | 0 | 0 | 239919.86
270 | O&M | WTM | WATERTOWN MAINTENANCE CENTER | 2015 ROOs Bal | 3 | 2631201.57 | 4720000 | 7351201.57 | 0 | 0 | 7351201.57
271 | O&M Total |  | O&M SERVICE & MAINTENANCE CENTERS | SUBTOTAL |  | 51391124.66 | 6720000 | 58111124.66 | 0 | 0 | 58111124.66
272 | OPS | WAO | WATERTOWN ALTERNATE OPERATIONS CENTER | 2015 ROOs Bal |  | 6128822.7 | 0 | 6128822.7 | 0 | -1774294 | 4354528.7 | Column 4 shows percentage of the Watertown Operations Center that was prorated to generation based on FTE associated with generation.
273 | OPS | WTO | WATERTOWN OPERATIONS CENTER | 2015 ROOs Bal |  | 876774.95 | 0 | 876774.95 | 0 | -300627 | 576147.95
274 | OPS | WTO F | WATERTOWN OPERATIONS CENTER (BFPS) | 2015 ROOs Bal |  | 11245002.37 | 0 | 11245002.37 | 0 | -3850095 | 7394907.37
275 | OPS Total |  | OPERATION CENTERS | SUBTOTAL |  | 18250600.02 | 0 | 18250600.02 | 0 | -5925016 | 12325584.02
276 | MOB | MOBW2 | MOB 115KV SWITCH TRAILER | 2015 ROOs Bal | 1 | 69740.75 | 0 | 69740.75 | 0 | 0 | 69740.75
277 | MOB | MOBT13 | MOB TRANSF 111KV 15MVA | 2015 ROOs Bal | 1 | 213000 | 0 | 213000 | 0 | 0 | 213000
278 | MOB | MOBT2 | MOB TRANSF 115KV 10MVA | 2015 ROOs Bal | 1 | 218492.84 | 0 | 218492.84 | 0 | 0 | 218492.84
279 | MOB | MOBT12 | MOB TRANSF 115KV 25MVA | 2015 ROOs Bal | 1 | 556464.43 | 0 | 556464.43 | 0 | 0 | 556464.43
280 | MOB | MOBT4 | MOB TRANSF 115KV 40MVA | 2015 ROOs Bal | 1 | 526201.25 | 0 | 526201.25 | 0 | 0 | 526201.25
281 | MOB | MOBT6 | MOB TRANSF 230KV 1-33MVA | 2015 ROOs Bal | 1 | 170278 | 0 | 170278 | 0 | 0 | 170278
282 | MOB | MOBB2 | MOBILE BY PASS KIT (BISMARCK) | 2015 ROOs Bal | 1 | 35070.98 | 0 | 35070.98 | 0 | 0 | 35070.98
283 | MOB | MOBB1 | MOBILE BY PASS KIT (HURON) | 2015 ROOs Bal | 1 | 163694.91 | 0 | 163694.91 | 0 | 0 | 163694.91
284 | MOB | MOBC4 | MOBILE CAPACITOR BANK | 2015 ROOs Bal | 1 | 19074.86 | 0 | 19074.86 | 0 | 0 | 19074.86
285 | MOB | MOBS6 | MOBILE SUB 110KV | 2015 ROOs Bal | 1 | 127143.62 | 0 | 127143.62 | 0 | 0 | 127143.62
286 | MOB | MOBS9 | MOBILE SUB 115KV 20MVA | 2015 ROOs Bal | 1 | 404166.08 | 0 | 404166.08 | 0 | 0 | 404166.08
287 | MOB | MOBS7 | MOBILE SUB 41.8 KV | 2015 ROOs Bal | 1 | 192498.02 | 0 | 192498.02 | -192498.02 | 0 | 0
288 | MOB | MOBS5 | MOBILE SUB 69KV | 2015 ROOs Bal | 1 | 71118 | 0 | 71118 | 0 | 0 | 71118
289 | MOB | MOBR2 | MOB SH.REACTOR | 2015 ROOs Bal | 1 | 179327.81 | 0 | 179327.81 | 0 | 0 | 179327.81
290 | MOB Total |  | MOBILE EQUIPMENT | SUBTOTAL |  | 2946271.55 | 0 | 2946271.55 | -192498.02 | 0 | 2753773.53
291 | GEN | BG FT L | BIG BEND-FORT THOMPSON (LOW VOLTAGE) | 2015 ROOs Bal |  | 81944 | 0 | 81944 | 0 | -81944 | 0
292 | GEN | FP | FORT PECK POWERPLANT (COE) | 2017 ROOs Bal |  | 64611.39 | 0 | 64611.39 | 0 | -64611.39 | 0
293 | GEN | FT BG 1 | FORT THOMPSON-BIG BEND NO. 1 | 2015 ROOs Bal |  | 922163.82 | 0 | 922163.82 | 0 | 0 | 922163.82
294 | GEN | FT BG 2 | FORT THOMPSON-BIG BEND NO. 2 | 2015 ROOs Bal |  | 690735.13 | 0 | 690735.13 | 0 | 0 | 690735.13
295 | GEN Total |  | TRANSMISSION-RELATED GEN. FACILITIES | SUBTOTAL |  | 1759454.34 | 0 | 1759454.34 | 0 | -146555.39 | 1612898.95
296 | COM | ATC | ATLANTIC COMMUNICATION SITE | 2015 ROOs Bal | 3 | 17199.41 | 0 | 17199.41 | 0 | -5452.213 | 11747.197 | Column 4 shows 31.70% of the Communication Facilities that were prorated to generation based on the number of communication channels dedicated to generation.
297 | COM | BK2 | BAKER RELAY | 2015 ROOs Bal | 3 | 67969.68 | 0 | 67969.68 | 0 | -21546.3886 | 46423.2914
298 | COM | BTY | BANTRY | 2015 ROOs Bal | 3 | 343131.06 | 0 | 343131.06 | 0 | -108772.546 | 234358.514
299 | COM | BAE | BARRETT | 2015 ROOs Bal | 3 | 99834.58 | 0 | 99834.58 | 0 | -31647.5619 | 68187.0181 | 0.317
300 | COM | BMW | BATTLE MT. MICROWAVE | 2015 ROOs Bal | 3 | 324151.14 | 0 | 324151.14 | 0 | -102755.9114 | 221395.2286
301 | COM | BPR | BELLE PRAIRIE | 2015 ROOs Bal | 3 | 152583.2 | 0 | 152583.2 | 0 | -48368.8744 | 104214.3256
302 | COM | BET | BENEDICT | 2015 ROOs Bal | 3 | 36771.72 | 0 | 36771.72 | 0 | -11656.6352 | 25115.0848
303 | COM | BU | BEULAH | 2015 ROOs Bal | 3 | 10678.65 | 0 | 10678.65 | 0 | -3385.132 | 7293.5179
304 | COM | BG | BIG BEND | 2015 ROOs Bal | 3 | 113361.84 | 0 | 113361.84 | 0 | -35935.7033 | 77426.1367
305 | COM | BJR | BIJOU REPEATER | 2015 ROOs Bal | 3 | 585814.33 | 0 | 585814.33 | 0 | -185703.1426 | 400111.1874
306 | COM | BSR | BISMARCK REPEATER | 2015 ROOs Bal | 3 | 248434.53 | 0 | 248434.53 | 0 | -78753.746 | 169680.784
307 | COM | BIR | BISON REPEATER | 2015 ROOs Bal | 3 | 227955.26 | 0 | 227955.26 | 0 | -72261.8174 | 155693.4426
308 | COM | BON | BOLE NORTH REPEATER | 2015 ROOs Bal | 3 | 149227.87 | 0 | 149227.87 | 0 | -47305.2348 | 101922.6352
309 | COM | BRI | BRINSMADE | 2015 ROOs Bal | 3 | 147129.11 | 0 | 147129.11 | 0 | -46639.9279 | 100489.1821
310 | COM | BSL | BRISTOL | 2015 ROOs Bal | 3 | 11441.22 | 0 | 11441.22 | 0 | -3626.8667 | 7814.3533
311 | COM | BRV | BRUNSVILLE REPEATER | 2015 ROOs Bal | 3 | 92595.35 | 0 | 92595.35 | 0 | -29352.726 | 63242.624
312 | COM | BFF | BUFFALO | 2015 ROOs Bal | 3 | 107342.37 | 0 | 107342.37 | 0 | -34027.5313 | 73314.8387
313 | COM | CAH | CAHOON | 2015 ROOs Bal | 3 | 194708.81 | 0 | 194708.81 | 0 | -61722.6928 | 132986.1172
314 | COM | CAZ | CARRINGTON REPEATER | 2015 ROOs Bal | 3 | 693235.96 | 0 | 693235.96 | 0 | -219755.7993 | 473480.1607
315 | COM | CHK | CHARTER OAK REPEATER | 2015 ROOs Bal | 3 | 15666.79 | 0 | 15666.79 | 0 | -4966.3724 | 10700.4176
316 | COM | CHI F | CHINOOK (BEFP) | 2015 ROOs Bal | 3 | 284048.28 | 0 | 284048.28 | 0 | -90043.3048 | 194004.9752
317 | COM | CHR | CHINOOK REPEATER | 2015 ROOs Bal | 3 | 15293.08 | 0 | 15293.08 | 0 | -4847.9064 | 10445.1736
318 | COM | CKR | CLARK MW REPEATER | 2015 ROOs Bal | 3 | 632694.86 | 0 | 632694.86 | 0 | -200564.2706 | 432130.5894
319 | COM | CLV | CLEVELAND REPEATER, N.D. | 2015 ROOs Bal | 3 | 66872.3 | 0 | 66872.3 | 0 | -21198.5191 | 45673.7809
320 | COM | CMR | COLEMAN REPEATER | 2015 ROOs Bal | 3 | 105280.95 | 0 | 105280.95 | 0 | -33374.0612 | 71906.8888
321 | COM | CME | COLOME REPEATER | 2015 ROOs Bal | 3 | 293101.19 | 0 | 293101.19 | 0 | -92913.0772 | 200188.1128
322 | COM | CBR | CONRAD BUTTE REPEATER | 2015 ROOs Bal | 3 | 455667.68 | 0 | 455667.68 | 0 | -144446.6546 | 311221.0254
323 | COM | CNN | COTTON | 2015 ROOs Bal | 3 | 1399.06 | 0 | 1399.06 | 0 | -443.502 | 955.558
324 | COM | CSR | CRESTON REPEATER | 2015 ROOs Bal | 3 | 11106.51 | 0 | 11106.51 | 0 | -3520.7637 | 7585.7463
325 | COM | CLR | CROW LAKE REPEATER | 2015 ROOs Bal | 3 | 311803.34 | 0 | 311803.34 | 0 | -98841.6588 | 212961.6812
326 | COM | CBT | CROWN BUTTE | 2015 ROOs Bal | 3 | 52564.95 | 0 | 52564.95 | 0 | -16663.0891 | 35901.8608
327 | COM | CRR | CULBERTSON RADIO RELAY SITE | 2015 ROOs Bal | 3 | 1926 | 0 | 1926 | 0 | -610.542 | 1315.458
328 | COM | CUL | CUSTER LOOKOUT | 2015 ROOs Bal | 3 | 80620.04 | 0 | 80620.04 | 0 | -25556.5527 | 55063.4873
329 | COM | DAL | DALTON (WES) | 2015 ROOs Bal | 3 | 63659.87 | 0 | 63659.87 | 0 | -20180.1788 | 43479.6912
330 | COM | DLC | DEVILS LAKE FIBER REGEN | 2015 ROOs Bal | 3 | 273047.1 | 0 | 273047.1 | 0 | -86555.9307 | 186491.1693
331 | COM | DLZ | DEVILS LAKE REPEATER | 2015 ROOs Bal |  | 502087.54 | 0 | 502087.54 | 0 | -159161.7502 | 342925.7898
332 | COM | DOD | DODSON REPEATER | 2015 ROOs Bal | 3 | 882795.2 | 0 | 882795.2 | 0 | -279846.0784 | 602949.1216
333 | COM | DO | DOGDEN BUTTE | 2015 ROOs Bal | 3 | 281285.96 | 0 | 281285.96 | 0 | -89167.6493 | 192118.3107
334 | COM | DRS | DRISCOLL | 2015 ROOs Bal | 3 | 79113.22 | 0 | 79113.22 | 0 | -25078.8907 | 54034.3293
335 | COM | DU | DUPREE REPEATER | 2015 ROOs Bal | 3 | 1821.43 | 0 | 1821.43 | 0 | -577.3933 | 1244.0367
336 | COM | DUT | DUTTON REPEATER (BEFP) | 2015 ROOs Bal |  | 75189.87 | 0 | 75189.87 | 0 | -23835.1888 | 51354.6812
337 | COM | ERB | EAST RAINY BUTTE | 2015 ROOs Bal | 3 | 147040.89 | 0 | 147040.89 | 0 | -46611.9621 | 100428.9279
338 | COM | ECK | ECKELSON | 2015 ROOs Bal | 3 | 231893.37 | 0 | 231893.37 | 0 | -73510.1983 | 158383.1717
339 | COM | EKR | ELKTON | 2015 ROOs Bal | 3 | 165480.7 | 0 | 165480.7 | 0 | -52457.3819 | 113023.3181
340 | COM | ELZ | ELLENDALE REPEATER | 2015 ROOs Bal | 3 | 644578.62 | 0 | 644578.62 | 0 | -204331.4225 | 440247.1975
341 | COM | EWA | ELLSWORTH AIR BASE | 2015 ROOs Bal | 3 | 204548 | 0 | 204548 | 0 | -64841.716 | 139706.284
342 | COM | ERH | ERHARD | 2015 ROOs Bal | 3 | 99569.22 | 0 | 99569.22 | 0 | -31563.4427 | 68005.7773
343 | COM | EX | EXIRA REPEATER | 2015 ROOs Bal |  | 2527 | 0 | 2527 | 0 | -801.059 | 1725.941
344 | COM | FB | F. L. BLAIR | 2015 ROOs Bal | 3 | 76407.48 | 0 | 76407.48 | 0 | -24221.1712 | 52186.3088
345 | COM | FAP | FAIRPOINT REPEATER | 2015 ROOs Bal | 3 | 206549.66 | 0 | 206549.66 | 0 | -65476.2422 | 141073.4178
346 | COM | FNR | FALLON REPEATER | 2015 ROOs Bal | 3 | 212943.86 | 0 | 212943.86 | 0 | -67503.2036 | 145440.6564
347 | COM | FCS | FERGUS FALLS COMMUNICATIONS SITE | 2015 ROOs Bal | 3 | 485566.85 | 0 | 485566.85 | 0 | -153924.6914 | 331642.1585
348 | COM | FLW | FLOWING WELLS | 2015 ROOs Bal | 3 | 68763.06 | 0 | 68763.06 | 0 | -21797.89 | 46965.17
349 | COM | FBS | FORBES COMMUNICATION SITE | 2015 ROOs Bal | 3 | 45316.06 | 0 | 45316.06 | 0 | -14365.191 | 30950.869
350 | COM | FP1 | FORT PECK RELAY (WES) | 2015 ROOs Bal |  | 319013.05 | 0 | 319013.05 | 0 | -101127.1368 | 217885.9131
351 | COM | FPC | FORT PECK COMMUNICATIONS BUILDING | 2015 ROOs Bal | 3 | 380212.21 | 0 | 380212.21 | 0 | -120527.2706 | 259684.9394
352 | COM | FPR | FORT PECK REPEATER | 2015 ROOs Bal | 3 | 109068.74 | 0 | 109068.74 | 0 | -34574.7906 | 74493.9494
353 | COM | FTR | FORT THOMPSON REPEATER | 2015 ROOs Bal | 3 | 99222.88 | 0 | 99222.88 | 0 | -31453.653 | 67769.227
354 | COM | FTP | FORT THOMPSON REPEATER (EAST RIVER) | 2015 ROOs Bal | 3 | 301613.97 | 0 | 301613.97 | 0 | -95611.6285 | 206002.3415
355 | COM | FCR | FOX CREEK MICROWAVE | 2015 ROOs Bal | 3 | 423094 | 0 | 423094 | 0 | -134120.798 | 288973.202
356 | COM | FRY | FRYBURG SUB & MICROWAVE | 2015 ROOs Bal | 3 | 61203.72 | 0 | 61203.72 | 0 | -19401.5792 | 41802.1408
357 | COM | GA | GARRISON | 2015 ROOs Bal |  | 196362.53 | 0 | 196362.53 | 0 | -62246.922 | 134115.608
358 | COM | GRR | GARY REPEATER | 2015 ROOs Bal | 3 | 80798.66 | 0 | 80798.66 | 0 | -25613.1752 | 55185.4848
359 | COM | GP | GAVIN'S POINT | 2015 ROOs Bal | 3 | 148752.31 | 0 | 148752.31 | 0 | -47154.4823 | 101597.8277
360 | COM | GPR | GAVINS POINT REPEATER | 2015 ROOs Bal | 3 | 315049.13 | 0 | 315049.13 | 0 | -99870.5742 | 215178.5558
361 | COM | GET | GETTYSBURG REPEATER | 2015 ROOs Bal | 3 | 368770.93 | 0 | 368770.93 | 0 | -116900.3848 | 251870.5452
362 | COM | GH | GLENHAM | 2015 ROOs Bal | 3 | 293700.63 | 0 | 293700.63 | 0 | -93103.0997 | 200597.5303
363 | COM | GKM | GRAND FORKS MINNKOTA (MPC) | 2015 ROOs Bal | 3 | 23846.98 | 0 | 23846.98 | 0 | -7559.4927 | 16287.4873
364 | COM | HSB | HAILSTONE BUTTE | 2015 ROOs Bal |  | 74835.46 | 0 | 74835.46 | 0 | -23722.8408 | 51112.6192
365 | COM | HOY | HALLOWAY REPEATER | 2015 ROOs Bal | 3 | 109706.08 | 0 | 109706.08 | 0 | -34776.8274 | 74929.2526
366 | COM | HRT | HARLEM REPEATER | 2015 ROOs Bal | 3 | 882588.11 | 0 | 882588.11 | 0 | -279780.4309 | 602807.6791
367 | COM | HTH | HATHAWAY | 2015 ROOs Bal | 3 | 68891.07 | 0 | 68891.07 | 0 | -21838.4692 | 47052.6008
368 | COM | HMW | HERMOSA MICROWAVE | 2015 ROOs Bal | 3 | 302700.91 | 0 | 302700.91 | 0 | -95956.1885 | 206744.7215
369 | COM | HLR | HIGHLAND REPEATER | 2015 ROOs Bal | 3 | 22883.76 | 0 | 22883.76 | 0 | -7254.1519 | 15629.6081
370 | COM | HMR | HIGHMORE REPEATER | 2015 ROOs Bal | 3 | 145723.24 | 0 | 145723.24 | 0 | -46194.2671 | 99528.9729
371 | COM | HIW | HIGHWOOD | 2015 ROOs Bal |  | 22896.21 | 0 | 22896.21 | 0 | -7258.0986 | 15638.1114
372 | COM | HI | HINSDALE | 2015 ROOs Bal |  | 201837.42 | 0 | 201837.42 | 0 | -63982.4621 | 137854.9579
373 | COM | HIR | HINSDALE REPEATER | 2015 ROOs Bal | 3 | 66494.63 | 0 | 66494.63 | 0 | -21078.7977 | 45415.8323
374 | COM | HOE | HOPEWELL REPEATER | 2015 ROOs Bal | 3 | 231172.47 | 0 | 231172.47 | 0 | -73281.673 | 157890.797
375 | COM | HNT | HUNTER MICROWAVE | 2015 ROOs Bal | 3 | 210227.06 | 0 | 210227.06 | 0 | -66641.978 | 143585.082
376 | COM | HUD | HURON DISTRICT OFFICE | 2015 ROOs Bal | 3 | 768138.58 | 0 | 768138.58 | 0 | -243499.9299 | 524638.6501
377 | COM | HYS | HYSHAM | 2015 ROOs Bal | 3 | 90226.7 | 0 | 90226.7 | 0 | -28601.8639 | 61624.8361
378 | COM | JTR | JAMESTOWN REPEATER | 2015 ROOs Bal | 3 | 46981.39 | 0 | 46981.39 | 0 | -14893.1006 | 32088.2894
379 | COM | JCK | JONES CREEK | 2015 ROOs Bal |  | 267394.72 | 0 | 267394.72 | 0 | -84764.1262 | 182630.5938
380 | COM | KCK | KELLY CREEK | 2015 ROOs Bal | 3 | 202225.56 | 0 | 202225.56 | 0 | -64105.5025 | 138120.0575
381 | COM | KDZ | KILLDEER REPEATER | 2015 ROOs Bal | 3 | 380027.66 | 0 | 380027.66 | 0 | -120468.7682 | 259558.8918
382 | COM | KNE | KNEE HILL MW | 2015 ROOs Bal | 3 | 471997.38 | 0 | 471997.38 | 0 | -149623.1695 | 322374.2105
383 | COM | LAC | LAC QUI PARLE | 2015 ROOs Bal | 3 | 780764.98 | 0 | 780764.98 | 0 | -247502.4987 | 533262.4813
384 | COM | LKR | LAKE ANDES REPEATER | 2015 ROOs Bal | 3 | 695717.71 | 0 | 695717.71 | 0 | -220542.5141 | 475175.1959
385 | COM | LEF | LEFOR | 2015 ROOs Bal | 3 | 48470.16 | 0 | 48470.16 | 0 | -15365.0407 | 33105.1193
386 | COM | LI | LINDSAY RIDGE | 2015 ROOs Bal |  | 79073.79 | 0 | 79073.79 | 0 | -25066.3914 | 54007.3986
387 | COM | LCS | LINTON COMMUNICATIONS SITE | 2015 ROOs Bal |  | 339867.1 |  | 339867.1 |  | -107737.8707 | 232129.2293
388 | COM | LMO | LITTLE MISSOURI SUBSTATION | 2015 ROOs Bal | 3 | 54516.4 | 0 | 54516.4 | 0 | -17281.6988 | 37234.7012
389 | COM | LDP | LODGEPOLE REPEATER | 2015 ROOs Bal | 3 | 32444.86 | 0 | 32444.86 | 0 | -10285.0206 | 22159.8394
390 | COM | MRP | MALTA REPEATER | 2015 ROOs Bal | 3 | 793844.24 | 0 | 793844.24 | 0 | -251648.6241 | 542195.6159
391 | COM | MNM | MANDAN MICROWAVE SITE | 2015 ROOs Bal | 3 | 69987.59 | 0 | 69987.59 | 0 | -22186.066 | 47801.524
392 | COM | MPR | MAPLE RIVER | 2015 ROOs Bal | 3 | 172792.24 | 0 | 172792.24 | 0 | -54775.1401 | 118017.0999
393 | COM | MRR | MARTIN REPEATER | 2015 ROOs Bal |  | 300728.23 | 0 | 300728.23 | 0 | -95330.8489 | 205397.3811
394 | COM | MAV | MAYVILLE | 2015 ROOs Bal | 3 | 196623.63 | 0 | 196623.63 | 0 | -62329.6907 | 134293.9393
395 | COM | MLR | MIDLAND REPEATER | 2015 ROOs Bal | 3 | 516514.5 | 0 | 516514.5 | 0 | -163735.0965 | 352779.4035
396 | COM | MOX | MOE REPEATER | 2015 ROOs Bal | 3 | 129266.36 | 0 | 129266.36 | 0 | -40977.4361 | 88288.9239
397 | COM | MH | MOORHEAD | 2015 ROOs Bal | 3 | 125057.06 | 0 | 125057.06 | 0 | -39643.088 | 85413.972
398 | COM | MSR | MORRIS REPEATER & MICROWAVE | 2015 ROOs Bal | 3 | 128241.53 | 0 | 128241.53 | 0 | -40652.565 | 87588.965
399 | COM | NWC | NEWCASTLE REPEATER | 2015 ROOs Bal | 3 | 216330.02 | 0 | 216330.02 | 0 | -68576.6163 | 147753.4037
400 | COM | OA | OAHE | 2015 ROOs Bal | 3 | 577873.56 | 0 | 577873.56 | 0 | -183185.9185 | 394687.6415
401 | COM | OK | O'KREEK REPEATER | 2015 ROOs Bal | 3 | 367629.89 | 0 | 367629.89 | 0 | -116538.6751 | 251091.2149
402 | COM | OR | ORCHARD REPEATER | 2015 ROOs Bal | 3 | 43641.58 | 0 | 43641.58 | 0 | -13834.3809 | 29807.1991
403 | COM | OTO | OTO MICROWAVE | 2015 ROOs Bal | 3 | 16445.21 | 0 | 16445.21 | 0 | -5213.1316 | 11232.0784
404 | COM | OTW | OTTUMWA ROAD REPEATER SITE | 2015 ROOs Bal | 3 | 7684.53 | 0 | 7684.53 | 0 | -2435.996 | 5248.534
405 | COM | PGE | PAGE N.D. | 2015 ROOs Bal | 3 | 1646 | 0 | 1646 | 0 | -521.782 | 1124.218
406 | COM | PAH | PAHOJA SUB | 2015 ROOs Bal | 3 | 107002.99 | 0 | 107002.99 | 0 | -33919.9478 | 73083.0422
407 | COM | PEK | PEAK | 2015 ROOs Bal | 3 | 83843.78 | 0 | 83843.78 | 0 | -26578.4783 | 57265.3017
408 | COM | PLJ | PHILIP JCT. REPEATER | 2015 ROOs Bal | 3 | 530458.91 | 0 | 530458.91 | 0 | -168155.4745 | 362303.4355
409 | COM | PIR | PINE RIDGE | 2015 ROOs Bal | 3 | 186734.58 | 0 | 186734.58 | 0 | -59194.8619 | 127539.7181
410 | COM | PO | POPLAR (MDU) | 2015 ROOs Bal |  | 3758.31 | 0 | 3758.31 | 0 | -1191.3843 | 2566.9257
411 | COM | PRR | PRIMGHAR REPEATER | 2015 ROOs Bal | 3 | 27264.31 | 0 | 27264.31 | 0 | -8642.7863 | 18621.5237
412 | COM | PUR | PUKWANNA REPEATER | 2015 ROOs Bal | 3 | 258359.8 | 0 | 258359.8 | 0 | -81900.0566 | 176459.7434
413 | COM | RCR | RAPID CITY REPEATER | 2015 ROOs Bal | 3 | 340932.16 | 0 | 340932.16 | 0 | -108075.4947 | 232856.6653
414 | COM | RE | RICHARDSON COULEE | 2015 ROOs Bal | 3 | 161748.41 | 0 | 161748.41 | 0 | -51274.246 | 110474.164
415 | COM | RER | RICHARDSON COULEE REPEATER | 2015 ROOs Bal | 3 | 166315.1 | 0 | 166315.1 | 0 | -52721.8867 | 113593.2133
416 | COM | RHM | RICHLAND MW REPEATER (BEPS) | 2015 ROOs Bal | 3 | 416774.41 | 0 | 416774.41 | 0 | -132117.488 | 284656.922
417 | COM | RRR | ROCKY RIDGE REPEATER | 2015 ROOs Bal | 3 | 226933.71 | 0 | 226933.71 | 0 | -71937.9861 | 154995.7239
418 | COM | ROG | ROLLAG | 2015 ROOs Bal | 3 | 172921.71 | 0 | 172921.71 | 0 | -54816.1821 | 118105.5279
419 | COM | RGZ | RUGBY REPEATER | 2015 ROOs Bal | 3 | 276658.57 | 0 | 276658.57 | 0 | -87700.7667 | 188957.8033
420 | COM | RI | RUTLAND | 2015 ROOs Bal | 3 | 388869.39 | 0 | 388869.39 | 0 | -123271.5966 | 265597.7934
421 | COM | SAO | SACO | 2015 ROOs Bal | 3 | 1237 | 0 | 1237 | 0 | -392.129 | 844.871
422 | COM | SNB | SENTINEL BUTTE | 2015 ROOs Bal | 3 | 87666.99 | 0 | 87666.99 | 0 | -27790.4358 | 59876.5542
423 | COM | SRE | SHEEP COULEE REPEATER | 2015 ROOs Bal | 3 | 475744.46 | 0 | 475744.46 | 0 | -150810.9938 | 324933.4662
424 | COM | SCQ | SIOUX CITY REPEATER | 2015 ROOs Bal | 3 | 427162.42 | 0 | 427162.42 | 0 | -135410.4871 | 291751.9329
425 | COM | SFR | SIOUX FALLS REPEATER | 2015 ROOs Bal | 3 | 330717.93 | 0 | 330717.93 | 0 | -104837.5838 | 225880.3462
426 | COM | SI | SIOUX PASS | 2015 ROOs Bal | 3 | 1366 | 0 | 1366 | 0 | -433.022 | 932.978
427 | COM | SNA | SNAKE BUTTE REPEATER | 2015 ROOs Bal | 3 | 670911.12 | 0 | 670911.12 | 0 | -212678.825 | 458232.295
428 | COM | SPN | SPALDING REPEATER | 2015 ROOs Bal | 3 | 549514.41 | 0 | 549514.41 | 0 | -174196.068 | 375318.342
429 | COM | SM | SPIRIT MOUND | 2015 ROOs Bal | 3 | 295982.49 | 0 | 295982.49 | 0 | -93826.4493 | 202156.0407
430 | COM | STR | STRASBERG | 2015 ROOs Bal | 3 | 1853 | 0 | 1853 | 0 | -587.401 | 1265.599
431 | COM | SMR | SUMMIT REPEATER | 2015 ROOs Bal | 3 | 50053.17 | 0 | 50053.17 | 0 | -15866.8549 | 34186.3151
432 | COM | TCS | TAPPEN COMMUNICATIONS SITE | 2015 ROOs Bal | 3 | 291766.73 | 0 | 291766.73 | 0 | -92490.0534 | 199276.6766
433 | COM | TA | TAPPEN REPEATER | 2015 ROOs Bal | 3 | 440758.02 | 0 | 440758.02 | 0 | -139720.2923 | 301037.7277
434 | COM | TEN | TENNANT COMMUNICATIONS SITE | 2015 ROOs Bal | 3 | 8781.54 | 0 | 8781.54 | 0 | -2783.7482 | 5997.7918
435 | COM | TOR | TORONTO REPEATER | 2015 ROOs Bal | 3 | 106095.81 | 0 | 106095.81 | 0 | -33632.3718 | 72463.4382
436 | COM | TFR | TRIPP REPEATER | 2015 ROOs Bal | 3 | 114817.12 | 0 | 114817.12 | 0 | -36397.027 | 78420.093
437 | COM | TU | TURKEY RIDGE REPEATER | 2015 ROOs Bal | 3 | 692418.02 | 0 | 692418.02 | 0 | -219496.5123 | 472921.5077
438 | COM | TYE | TYLER REPEATER | 2015 ROOs Bal | 3 | 1239694.35 | 0 | 1239694.35 | 0 | -392983.109 | 846711.2411
439 | COM | VIC | VICTOR (EREC) | 2015 ROOs Bal | 3 | 35530.37 | 0 | 35530.37 | 0 | -11263.1273 | 24267.2427
440 | COM | VIA | VIDA | 2015 ROOs Bal | 3 | 98596.95 | 0 | 98596.95 | 0 | -31255.2332 | 67341.7168
441 | COM | WLR | WALL REPEATER | 2015 ROOs Bal | 3 | 479342.66 | 0 | 479342.66 | 0 | -151951.6232 | 327391.0368
442 | COM | WTR | WATERTOWN REPEATER | 2015 ROOs Bal | 3 | 713148.33 | 0 | 713148.33 | 0 | -226068.0206 | 487080.3094
443 | COM | WS | WAYSIDE | 2015 ROOs Bal | 3 | 17781.11 | 0 | 17781.11 | 0 | -5636.6119 | 12144.4981
444 | COM | WSR | WESSINGTON SPGS. REPEATER | 2015 ROOs Bal | 3 | 624746.26 | 0 | 624746.26 | 0 | -198044.5644 | 426701.6956
445 | COM | WEF | WESTFIELD | 2015 ROOs Bal | 3 | 19002.97 | 0 | 19002.97 | 0 | -6023.9415 | 12979.0285
446 | COM | WSW | WHITE SWAN | 2015 ROOs Bal | 3 | 176729.79 | 0 | 176729.79 | 0 | -56023.3434 | 120706.4466
447 | COM | WK C | WHITLOCK (BCPS) | 2015 ROOs Bal | 3 | 165594.24 | 0 | 165594.24 | 0 | -52493.3741 | 113100.8659
448 | COM | WOB | WOLBACH REPEATER | 2015 ROOs Bal | 3 | 28279.89 | 0 | 28279.89 | 0 | -8964.7251 | 19315.1649
449 | COM | YT P | YELLOWTAIL SWITCHYARD (BEPS) | 2015 ROOs Bal | 3 | 223366.66 | 0 | 223366.66 | 0 | -70807.2312 | 152559.4288
450 | COM Total |  | COMMUNICATION FACILITIES | SUBTOTAL |  | 35801851.35 | 0 | 35801851.35 | 0 | -11349186.8779 | 24452664.4721
451 | MCCS | MC4 | MILES CITY CONVERTER STATION - BEPS | 2015 ROOs Bal |  | 19890751.77 | 0 | 19890751.77 | 0 | 0 | 19890751.77
452 | MCCS | MC4 | MILES CITY CONVERTER STATION - BEFP | 2015 ROOs Bal |  | 3643714.07 | 0 | 3643714.07 | 0 | 0 | 3643714.07
453 | MCCS Total |  | MILES CITY CONVERTER STATION | SUBTOTAL |  | 23534465.84 | 0 | 23534465.84 | 0 | 0 | 23534465.84
454 | DIST | BFTBP | BUFORD TRENTON TAP - BUFORD TRENTON P.P. | 2015 ROOs Bal |  | 650000.85 | 0 | 650000.85 | -650000.85 | 0 | 0
455 | DIST | BP | BUFORD TRENTON PUMP SUBSTATION | 2015 ROOs Bal |  | 184827.19 | 0 | 184827.19 | -184827.19 | 0 | 0
456 | DIST | FN | FALLON PUMPING PLANT SUBSTATION | 2015 ROOs Bal |  | 223594.2 | 0 | 223594.2 | -223594.2 | 0 | 0
457 | DIST | FE | FALLON RELIFT PUMPING PLANT | 2015 ROOs Bal |  | 171256.71 | 0 | 171256.71 | -171256.71 | 0 | 0
458 | DIST | FN GG | FALLON-GLENDIVE PUMP #4 | 2015 ROOs Bal |  | 25505.6 | 0 | 25505.6 | -25505.6 | 0 | 0
459 | DIST | FP WP | FORT PECK-WOLF POINT | 2015 ROOs Bal |  | 190500.17 | 0 | 190500.17 | -190500.17 | 0 | 0
460 | DIST | FG | FRAZER PUMP SUB | 2015 ROOs Bal |  | 253597.44 | 0 | 253597.44 | -253597.44 | 0 | 0
461 | DIST | GA SK | GARRISON-SNAKE CREEK | 2015 ROOs Bal |  | 1103389.24 | 0 | 1103389.24 | -1103389.24 | 0 | 0
462 | DIST | GG | GLENDIVE P.P. #1 SUB. | 2015 ROOs Bal |  | 425706.26 | 0 | 425706.26 | -425706.26 | 0 | 0
463 | DIST | IN | INTAKE SUBSTATION | 2015 ROOs Bal |  | 108040.31 | 0 | 108040.31 | -108040.31 | 0 | 0
464 | DIST | IN INP | INTAKE-INTAKE PUMP | 2015 ROOs Bal |  | 6494 | 0 | 6494 | -6494 | 0 | 0
465 | DIST | SV | SAVAGE PUMPING PLANT SUBSTATION | 2015 ROOs Bal |  | 102282.9 | 0 | 102282.9 | -102282.9 | 0 | 0
466 | DIST | SY | SHIRLEY PUMP SUBSTATION | 2015 ROOs Bal |  | 127053.17 | 0 | 127053.17 | -127053.17 | 0 | 0
467 | DIST | SK | SNAKE CREEK PUMP SUBSTATION | 2015 ROOs Bal |  | 920941.25 | 0 | 920941.25 | -920941.25 | 0 | 0
468 | DIST | TE | TERRY PUMPING PLANT SWITCH | 2015 ROOs Bal |  | 474403.84 | 0 | 474403.84 | -474403.84 | 0 | 0
469 | DIST | TI | TIBER DAM SUBSTATION | 2015 ROOs Bal |  | 318567.85 | 0 | 318567.85 | -318567.85 | 0 | 0
470 | DIST | VA | WIOTA SUBSTATION | 2015 ROOs Bal |  | 216162.68 | 0 | 216162.68 | -216162.68 | 0 | 0
471 | DIST Total |  | DISTRIBUTION FACILITIES | SUBTOTAL |  | 5502323.66 | 0 | 5502323.66 | -5502323.66 | 0 | 0
472 | RMR |  | NEW UNDERWOOD-STEGALL | 2015 ROOs Balance |  | 287835.39 | 0 | 287835.39 | 0 | 0 | 287835.39 | Column 2 includes plant-in-service from RMCSR - Pick-Sloan Missouri River Basin Results of Operations, Schedule 1. These are RMR facilities utilized by both RMR and UGPR. The amount in Column 5 will be recovered by UGPR.
473 | RMR |  | STEGALL SUBSTATION | 2015 ROOs Balance |  | 9030765 | 0 | 9030765 | -8728156 | 0 | 302609
474 | RMR |  | STEGALL-WAYSIDE | 2015 ROOs Balance |  | 2978205.36 | 0 | 2978205.36 | 0 | 0 | 2978205.36
475 | RMR |  | YELLOWTAIL SWITCHYARD | 2015 ROOs Balance |  | 12665979.15 | 0 | 12665979.15 | -9499484.36 | 0 | 3166494.79
476 | RMR Total |  | ROCKY MOUNTAIN REGION FACILITIES | SUBTOTAL |  | 24962784.9 | 0 | 24962784.9 | -18227640.36 | 0 | 6735144.54
477 | COE |  | CORPS SWITCHYARD FACILITIES | 2015 Financial Statements |  | 103007500.13 | 25327700 | 128335200.13 | -8589529.2 | -24632476 | 95113194.93
478 | COE Total |  | CORPS OF ENGINEERS FACILITIES | SUBTOTAL |  | 103007500.13 | 25327700 | 128335200.13 | -8589529.2 | -24632476 | 95113194.93
479 | Grand Total |  | TOTAL |  |  | 1387305530.4 | 86400844 | 1473706374.4 | -68242034.34 | -42053234.2679 | 1363411105.7921
480 |  |  | SUBTOTAL WESTERN-UGP ONLY |  |  | 1259335245.37 |  | 1320408389.37 | -41424864.78 | 17420758.2679 | 1261562766.3221
|  |  | DISTRIBUTION FACILITIES | [5 empty] | 50014393.98 |  | 1360244611.0021
Note on M275: Baker, Sara: See SSCD Facility Sheet
Note on M299: Change formula annually to use % generation usage from sheet "WTCircuts20xx.xls" received from Darwin Carlson in Watertown.
Note on G481: Baker, Sara: This is from the COE switchyard plant sheet

## FACILITIES - Included per AI
Western-UGP Facilities Included per AI for January 1, 2017 Rates*
Attachment AI Criteria
FID | Line No. | Facility | Specific Plant Included | East or West | Costs | 1 | 1(b) | 2 | 3 | 4 | 5 | 6 | Further Description
| 1 | Substations
APD | 2 | Appeldorn | 230-kV breakers 482, 586, 682 and assoc. switches and switch 487 | E | 5878984 | bar: Attachment AI Criteria 1
| 3 |  | station service KW4A, KW30A and switches | E | bar: Attachment AI Criteria 1
AR | 4 | Armour | 115-kV switches 16x, 26x, 76x | E | 1117933 | bar: Attachment AI Criteria 1
| 5 |  | 12.47-kV switches 172x, KW1A | E | [8 empty] | maintenance building SS | bar: Attachment AI Criteria 1
| 6 |  | station service KZ1A, KX2A and switches | E | bar: Attachment AI Criteria 1
| 7 |  | 115/69 kV transformer KY1A | E | [8 empty] | Three East River members are served through KY1A (Charles Mix, Douglas and Southeastern) | bar: Attachment AI Criteria 1(b)
| 8 |  | 69 kV breaker 1052 and assoc switches | E | [8 empty] | Two East River members are served through 1052 (Douglas and Southeastern) | bar: Attachment AI Criteria 1(b)
AHT | 9 | Ash Tap | 115-kV switches 1161, 1261, 1361 | E | 63325 | bar: Attachment AI Criteria 1
AUR | 10 | Aurora | 115-kV breakers 266, 464, 562, 662 and assoc. switches | E | 2775537 | bar: Attachment AI Criteria 1
| 11 |  | capacitor PY4A | E | bar: Attachment AI Criteria 1
| 12 |  | station service KY2A and KW2A | E | bar: Attachment AI Criteria 1
BN | 13 | Belden (NPPD) | 115-kV breaker 1106 and assoc. switches | E | 164986 | bar: Attachment AI Criteria 1
BEF | 14 | Belfield | 230-kV breakers 1282, 1382, 1582 and assoc. switches | E | 13937668 | bar: Attachment AI Criteria 1
| 15 |  | 345/230-kV transformer KU1A | E | bar: Attachment AI Criteria 1
| 16 |  | 345-kV breakers 292, 396, 492 and assoc. switches | E | bar: Attachment AI Criteria 1
| 17 |  | station service KW1B and assoc. switches | E | bar: Attachment AI Criteria 1
| 18 |  | reactor KW2A, 13.8 breaker 3224 and assoc. switches | E | bar: Attachment AI Criteria 1
BE | 19 | Beresford | 115-kV breakers 262, 362, 462, 566, 764, 864 and assoc. switches | E | 3901175 | bar: Attachment AI Criteria 1
| 20 |  | capacitors PY7A, PY8A | E | bar: Attachment AI Criteria 1
| 21 |  | station service KZ1A and switch 1451 | E | bar: Attachment AI Criteria 1
| 22 |  | 115/69kV transformer KY1A | E | [8 empty] | Two East River members are served through KY1A (Clay-Union and Southeastern) | bar: Attachment AI Criteria 1(b)
| 23 |  | 69kV breaker 1652 and assoc. switches | E | [8 empty] | Two East River members are served through 1652 (Clay-Union and Southeastern) | bar: Attachment AI Criteria 1(b)
BB | 24 | Bisbee | 69-kV switches 247, 347 | E | 56597 | bar: Attachment AI Criteria 1
BS | 25 | Bismarck | 230-kV breakers 182, 282, 382, 386, 482, 582, 682, 782, 882, 986, 9182 and assoc. switches | E | 15065318 | bar: Attachment AI Criteria 1
| 26 |  | 230/115-kV transformers KV3A, KV8A | E | bar: Attachment AI Criteria 1
| 27 |  | 115-kV breakers 3062, 3162, 3362, 3562 and assoc. switches | E | bar: Attachment AI Criteria 1
| 28 |  | station service KW4A, KW4E, KW4F and assoc. switches | E | bar: Attachment AI Criteria 1
| 29 |  | 12.47-kV breaker 1422, switches 142x, 152x, 1221, 1829 | E | [8 empty] | maintenance buildings ss | bar: Attachment AI Criteria 1
BOL | 30 | Bole | 230-kV switches 182, 282, 481, 482 | W | 2316776 | bar: Attachment AI Criteria 1
| 31 |  | station service KW21A, switch 2123 | W | bar: Attachment AI Criteria 1
| 32 |  | 230/69-kV transformer KV1A | W | bar: Attachment AI Criteria 1
| 33 |  | 69-kV switches 1351, 1355 | W | bar: Attachment AI Criteria 1
| 34 |  | 69-kV breaker 1152 and assoc. switches | W | [8 empty] | Sun River Electric Cooperative and NorthWestern MT | bar: Attachment AI Criteria 1(b)
BO | 35 | Bonesteel | 115-kV breakers 664, 764 and assoc. switches | E | 2216942 | bar: Attachment AI Criteria 1
| 36 |  | capacitors PY6A, PY7A | E | bar: Attachment AI Criteria 1
| 37 |  | 115-kV switches 46x, 26x | E | bar: Attachment AI Criteria 1
| 38 |  | station service KW1A, switch 1521 | E | bar: Attachment AI Criteria 1
BR | 39 | Brookings | 115-kV breakers 1164, 1362, 1462, 1666, 1862, 1962, 2064 and assoc. switches | E | 3573151 | bar: Attachment AI Criteria 1
| 40 |  | capacitors PY11A and PY20A | E | bar: Attachment AI Criteria 1
| 41 |  | station service KW1a, KZ1A and assoc. switches | E | bar: Attachment AI Criteria 1
| 42 |  | 115/69kV transformer KY1A | E | [8 empty] | One East River member and two municipal customers served through KY1A (Sioux Valley Energy, City of White, and City of Volga) | bar: Attachment AI Criteria 1(b)
| 43 |  | 115 kV switches 161, 361, 461 | E | [8 empty] | One East River member and two municipal customers served through KY1A (Sioux Valley Energy, City of White, and City of Volga) | bar: Attachment AI Criteria 1(b)
| 44 |  | 69 kV breaker 1052 and assoc. switches | E | [8 empty] | One East River member and two municipal customers served through 1052 (Sioux Valley Energy, City of White, and City of Volga) | bar: Attachment AI Criteria 1(b)
CD | 45 | Cando Tap | 69-kV switches 1751, 1753 | E | 0 | bar: Attachment AI Criteria 1
CF | 46 | Canyon Ferry | 100-kV breakers 162, 262, 266, 362, 366 and assoc. switches | bar: Attachment AI Criteria 1
CRP | 47 | Carpenter | 230-kV breakers 182, 382, 486 and assoc. switches | E | 2463312 | [7 empty] | Two East River members (Coddington Clark and Kingsbury) | bar: Attachment AI Criteria 1 to Attachment AI Criteria 1(b)
| 48 |  | station service KW1A, KW3A and assoc. switches | E | bar: Attachment AI Criteria 1
CA | 49 | Carrington | 115-kV breakers 262, 362 and assoc. switches, switch 161 | E | 3157165 | bar: Attachment AI Criteria 1
| 50 |  | capacitor PX3A | E | bar: Attachment AI Criteria 1
| 51 |  | station service KW9A and assoc. switches | E | bar: Attachment AI Criteria 1
CR | 52 | Circle | 115-kV breakers 1462, 1562, 1666, 1764, 1864 and assoc. switches | E | 7760738 | bar: Attachment AI Criteria 1
| 53 |  | capacitors PY17A, PY18A | E | bar: Attachment AI Criteria 1
| 54 |  | reactor KY17A | E | bar: Attachment AI Criteria 1
| 55 |  | station service KX9A, switches 94x | E | bar: Attachment AI Criteria 1
CON | 56 | Conrad | 230-kV breakers 182, 382, 482 and assoc. switches | W | 5320569 | bar: Attachment AI Criteria 1
| 57 |  | 230/115-kV transformer KV1A | W | bar: Attachment AI Criteria 1
| 58 |  | reactor KW31A, breaker 3124, switch 3123 | W | bar: Attachment AI Criteria 1
| 59 |  | 115-kV breaker 1162, 1362, 1452, and assoc. switches / switches 1263, 1265 | W | bar: Attachment AI Criteria 1
| 60 |  | station service KW30A, switch 3023 | W | bar: Attachment AI Criteria 1
CS | 61 | Creston | 161 kV breakers 162, 262, 362, 466, 562, 662, 762, 964, 8161, 8262 and assoc. switches | E | 8549123 | bar: Attachment AI Criteria 1
| 62 |  | 161/69-kV transformer KY3A | E | bar: Attachment AI Criteria 1
| 63 |  | capacitors PZ21A and PY9A | E | bar: Attachment AI Criteria 1
| 64 |  | 69-kV breakers 2252, 2352, 2456 and assoc. switches | E | bar: Attachment AI Criteria 1
| 65 |  | station service KW3A, KW6A, Breakers 323, 623 and assoc. switches | E | bar: Attachment AI Criteria 1
CRO | 66 | Crossover | 230-kV breakers 582, 586, 786, 882 and assoc. switches | W | 11177951 | [7 empty] | to NWMT | bar: Attachment AI Criteria 2
| 67 |  | 230-kV switches 981, 983, 985, 987, 989, 990 | W | bar: Attachment AI Criteria 1
| 68 |  | phase shifter KV8A | W | bar: Attachment AI Criteria 1
CQE | 69 | Culbertson East | 115-kV switches 16x, 26x, 36x | E | 2390851 | [7 empty] | two customers (Oreg Generation and Basin Generation) | bar: Attachment AI Criteria 1 to Attachment AI Criteria 1(b)
CU | 70 | Custer | 230-kV breakers 182, 382, 482 and assoc. switches | W | 2575384 | bar: Attachment AI Criteria 1
| 71 |  | station service KW2A and assoc. switches | W | bar: Attachment AI Criteria 1
| 72 |  | reactor KW1B and assoc. switches | W | bar: Attachment AI Criteria 1
| 73 |  | 230/69/12.47-kV transformer KV1A | W | bar: Attachment AI Criteria 1
| 74 |  | reactor KZ2A, 69-kV breaker 2152 and assoc. switches | W | bar: Attachment AI Criteria 1
DC | 75 | Dawson County | 115-kV breakers 162, 262, 362, 462, 662, 762, 862 and assoc. switches | E | 10656664 | bar: Attachment AI Criteria 1
| 76 |  | 230-kV breakers 2282, 2382, 2482, 2582, 2682 and assoc switches | E | bar: Attachment AI Criteria 1
| 77 |  | 230/115-kV transformer KU5A | E | bar: Attachment AI Criteria 1
| 78 |  | capacitors PY7A, PY8A | E | bar: Attachment AI Criteria 1
| 79 |  | reactor KY8A | E | bar: Attachment AI Criteria 1
| 80 |  | station service KZ2B, KW2B and assoc. switches | E | bar: Attachment AI Criteria 1
| 81 |  | reactors KZ1A, KZ2A, KZ3A, breakers 3122, 3222, 3322 and assoc. switches | E | bar: Attachment AI Criteria 1
DN | 82 | Denison | 161-kV breakers 1362, 1566, 1662 and assoc. switches / switches 1461, 1465 | E | 14743978 | bar: Attachment AI Criteria 1
| 83 |  | 230-kV breakers 186, 282, 382, 386 and assoc. switches | E | bar: Attachment AI Criteria 1
| 84 |  | 230/161-kV transformer KV1A | E | bar: Attachment AI Criteria 1
| 85 |  | reactor KW30A and assoc. switches | E | bar: Attachment AI Criteria 1
| 86 |  | 230/69-kV transformers KV2A and KV3A | E | bar: Attachment AI Criteria 1
| 87 |  | 69-kV breakers 2156, 2254, 2352, 2452, 2652, 2754, 2952, 5152 and assoc. switches | E | bar: Attachment AI Criteria 1
| 88 |  | capacitors PZ27A, PZ22A | E | bar: Attachment AI Criteria 1
| 89 |  | reactors KZ27A, KZ22A | E | bar: Attachment AI Criteria 1
| 90 |  | station service KW30B, KW20C and assoc. switches | E | bar: Attachment AI Criteria 1
DL | 91 | Devils Lake | 115-kV breakers 162, 262, 462, 562, 662, 2062 and assoc. switches | E | 2779274 | bar: Attachment AI Criteria 1
| 92 |  | 115-kV switches 361, 365 | E | bar: Attachment AI Criteria 1
| 93 |  | 50 percent of 115/41.8-kV transformer KY1A | E | [8 empty] | capacitors and maintenance building | bar: Attachment AI Criteria 1
| 94 |  | 41.8-kV breaker 1042 and assoc. switches | E | bar: Attachment AI Criteria 1
| 95 |  | capacitors PX5A, PX5B and assoc. switches | E | bar: Attachment AI Criteria 1
| 96 |  | station service KX3A and KW4A and assoc. switches | E | bar: Attachment AI Criteria 1
| 97 |  | transformers KX3B, KW4B and assoc. switches | E | [8 empty] | warehouse and maintenance buildings | bar: Attachment AI Criteria 1
EB | 98 | Eagle Butte | 115-kV breakers 162, 362 and assoc. switches / switch 763 | E | 950210 | bar: Attachment AI Criteria 1
| 99 |  | Station Service KW1A | bar: Attachment AI Criteria 1
ED | 100 | Edgeley | 115-kV breakers 462, 562, 662, 762 and assoc. switches | E | 5403827 | bar: Attachment AI Criteria 1
| 101 |  | 115/69-kV transformer KY6A | E | bar: Attachment AI Criteria 1
| 102 |  | 69-kV breaker 1352 and assoc. switches | E | bar: Attachment AI Criteria 1
| 103 |  | capacitor KW31A, breaker 3124 and assoc. switches | E | bar: Attachment AI Criteria 1
ELC | 104 | Elk Creek | 115-kV breakers 1162, 1262, 1462 and assoc switches | E | 2086660 | bar: Attachment AI Criteria 1
| 105 |  | station service KY22A, switches 2261, 2221 | E | bar: Attachment AI Criteria 1
ELI | 106 | Elliot | 115-kV breakers 262, 362, 462 and assoc switches | E | 3121488 | bar: Attachment AI Criteria 1
END | 107 | Enderlin Tap | 115-kV switches 176x, 196x | E | 749768 | bar: Attachment AI Criteria 1
EXI | 108 | Exira | 161-kV breakers 162, 166, 262, 362, 366, 462, 562, 662 and assoc. switches | E | 4679262 | bar: Attachment AI Criteria 1
| 109 |  | station service KHA | E | bar: Attachment AI Criteria 1
FVW | 110 | Fairview West | 115-kV breakers 162, 262, 362, 462 and assoc. switches | E | 4296873 | bar: Attachment AI Criteria 1
| 111 |  | transformer KY20A for station service, switches 2011, 2061 | E | bar: Attachment AI Criteria 1
FH | 112 | Faith | 115-kV switches 16x and 26x | E | 757992 | bar: Attachment AI Criteria 1
FA | 113 | Fargo | 230-kV breakers 182, 282, 382, 582, 682, 782, 882, 9182 and assoc. switches | E | 20373151 | bar: Attachment AI Criteria 1
| 114 |  | 115-kV breakers 1162, 1262, 1362, 1462, 1662, 1862, 1962, 2362, 2462, 2764, 2864, 2964 and asscoc switches | E | bar: Attachment AI Criteria 1
| 115 |  | 115-kV switch 5461 | E | bar: Attachment AI Criteria 1
| 116 |  | capacitors PY14A, PY14B, PY14C | E | bar: Attachment AI Criteria 1
| 117 |  | 230/115-kV transformers KV1A, KV2A | E | bar: Attachment AI Criteria 1
| 118 |  | 115/69-kV transformers KY3A and KY3B | E | [8 empty] | to Minnkota | bar: Attachment AI Criteria 2
| 119 |  | 69-kV breakers 3552, 3652 and assoc switches | E | [8 empty] | to Minnkota | bar: Attachment AI Criteria 2
| 120 |  | 69-kV switches 315x, 335x, 345x | E | [8 empty] | to Minnkota | bar: Attachment AI Criteria 2
| 121 |  | station service KY4A, KSB, KSA, switches 5447, 552x | E | bar: Attachment AI Criteria 1
| 122 |  | 13.2-kV breakers 4122, 4322, 4622, 4722, 4822 and assoc. switches | E | bar: Attachment AI Criteria 1
| 123 |  | reactors KW6A, KW7A, KW8A | E | bar: Attachment AI Criteria 1
| 124 |  | SVC and associated equipment | E | bar: Attachment AI Criteria 1
FL | 125 | Flandreau | 115-kV breakers 1162, 1262, 1362, 1662 and assoc. switches | E | 4222330 | bar: Attachment AI Criteria 1
| 126 |  | capacitor PY3A | E | bar: Attachment AI Criteria 1
| 127 |  | station service KZ1A, KW1C switches 302x, 205x, 401x | E | bar: Attachment AI Criteria 1
| 128 |  | 115/69-kV transformer KY1A | E | [8 empty] | One East River member, two municipal customers and Basin generation served through KY1A (Sioux Valley Energy, City of Colman, and City of Madison) | bar: Attachment AI Criteria 1(b)
| 129 |  | 69-kV breaker 2152 and assoc. switches | E | [8 empty] | One East River member, two municipal customers and Basin generation served through 2152 (Sioux Valley Energy, City of Colman, and City of Madison) | bar: Attachment AI Criteria 1(b)
FO | 130 | Forman | 115-kV breakers 1162, 1362, 1462, 1562, 1764 and assoc switches | E | 5313905 | bar: Attachment AI Criteria 1
| 131 |  | capacitor PY7A | E | bar: Attachment AI Criteria 1
| 132 |  | station service KW9A, switches 92x | E | bar: Attachment AI Criteria 1
| 133 |  | 115/69-kV transformer KY1A, switches 126x | E | bar: Attachment AI Criteria 1
| 134 |  | 69-kV breakers 152, 252 and assoc. switches | E | bar: Attachment AI Criteria 1
| 135 |  | 69-kV switches 353, 355 | E | bar: Attachment AI Criteria 1
FT | 136 | Fort Thompson | 230-kV breakers 582, 586, 682, 782, 786, 882, 1182, 1186, 1282, 1382, 1386, 1482, 1582, 1586, 1682, 1782, 1786, 1882, 2382, 2386, 2482 and assoc. switches | E | 15371304 | bar: Attachment AI Criteria 1
| 137 |  | 230-kV switches 181, 281, 381, 2583, 2683 | E | bar: Attachment AI Criteria 1
| 138 |  | 230/69-kV transformers KV1B, KV1A | E | bar: Attachment AI Criteria 1
| 139 |  | 13.8-kV switches 121, 221, 253, 153, 6323, 6321, 6022, 3121, 3221 | E | bar: Attachment AI Criteria 1
| 140 |  | station service KW1A, KW1B and assoc switches | E | bar: Attachment AI Criteria 1
| 141 |  | 69-kV breakers 4352 | E | bar: Attachment AI Criteria 1
FT2 | 142 | Fort Thompson 2 | 345-kV breakers 3392, 3396 and assoc. switches | E | 10761312 | bar: Attachment AI Criteria 1
| 143 |  | reactor KU4A, switch 3991 | E | bar: Attachment AI Criteria 1
| 144 |  | 345/230-kV transformers KU1A, KU1B and 345-kV switches 2391, 2491 | E | bar: Attachment AI Criteria 1
| 145 |  | reactors KW2A, KW2B, breakers 6422, 6822 and assoc. switches | E | bar: Attachment AI Criteria 1
| 146 |  | capacitor PW2A | E | bar: Attachment AI Criteria 1
| 147 |  | reactor KW3A, breaker 6522 and assoc. switches | E | bar: Attachment AI Criteria 1
| 148 |  | capacitor PW3A | E | bar: Attachment AI Criteria 1
| 149 |  | station service KW1D, KW1C, switches 662x, 6611, 6311, 632x | E | bar: Attachment AI Criteria 1
GL | 150 | Glendive | 115-kV switch 362 | E | 1725310 | bar: Attachment AI Criteria 1
| 151 |  | 115/57-kV transformer KY1A | E | [8 empty] | 2 customers - MDU and Lower Yellowstone | bar: Attachment AI Criteria 1(b)
| 152 |  | 57-kV breaker 342 and assoc. switches | E | [8 empty] | 2 customers - MDU and Lower Yellowstone | bar: Attachment AI Criteria 1(b)
GK | 153 | Grand Forks | 230-kV breakers 286, 382, 486 and associated switches / switches 183 and 580 | E | 10146043 | bar: Attachment AI Criteria 1
| 154 |  | 230/115-kV transformer KV1A | E | bar: Attachment AI Criteria 1
| 155 |  | reactor KW43A, breaker 4324 and assoc. switches | E | bar: Attachment AI Criteria 1
| 156 |  | station service KW41A, KW42A and associated switches | E | bar: Attachment AI Criteria 1
| 157 |  | 115-kV breakers 1462, 1562, 1662, 1862, 1962 and assoc. switches | E | bar: Attachment AI Criteria 1
| 158 |  | 115/69-kV transformer KY2B, switch 3261 and 3259 | E | bar: Attachment AI Criteria 1
| 159 |  | 69-kV breakers 2252, 2352, 2452, 2552 and assoc. switches / switches 2151, 2153 | E | [8 empty] | 2452 to MPC, 2552 to NSP | bar: Attachment AI Criteria 2
| 160 |  | capacitors PZ3A, PZ3B, switches 335x, 345x | E | bar: Attachment AI Criteria 1
GI | 161 | Grand Island | 345-kV breakers 1092, 1192, 1196, 1292, 1596, 1592, 1692, 1796 and assoc. switches | E | 12342545 | bar: Attachment AI Criteria 1
| 162 |  | reactor KU4A, switch 1098 | E | bar: Attachment AI Criteria 1
| 163 |  | reactors KW1B, KW1A, breakers 5122, 5022 and assoc. switches | E | bar: Attachment AI Criteria 1
| 164 |  | 345/230-kV transformers KU1A, KU1B and switch 293 | E | bar: Attachment AI Criteria 1
| 165 |  | reactors KW2A, breakers 6022 and assoc. switches | E | bar: Attachment AI Criteria 1
| 166 |  | station service KHA, KHB and assoc switches | E | bar: Attachment AI Criteria 1
GF | 167 | Granite Falls | 230-kV breakers 184, 282, 382, 486, 582, 682, 782, 882, 1082, 1184, 9182 and assoc. switches | E | 19532694 | bar: Attachment AI Criteria 1
| 168 |  | capacitors PV1A, PV11A | E | bar: Attachment AI Criteria 1
| 169 |  | reactors KV1A, KV11A | E | bar: Attachment AI Criteria 1
| 170 |  | 230/115-kV transformers KV3A, KV8A | E | bar: Attachment AI Criteria 1
| 171 |  | reactors KW3A, KW54A, KW55A, KW56A, KW57A | E | bar: Attachment AI Criteria 1
| 172 |  | 13.8-kV breakers 5424, 5524, 5624, 5724 with assoc. switches and switches 5121, 5123 | E | bar: Attachment AI Criteria 1
| 173 |  | 115-kV breakers 2062, 2262, 2366, 2762, 3162, 8162 and assoc. switches | E | bar: Attachment AI Criteria 1
| 174 |  | 115-kV switches 246x, 296x | E | bar: Attachment AI Criteria 1
| 175 |  | capacitors PY25A, PY26A, breakers 2564, 2664 and assoc. switches | E | bar: Attachment AI Criteria 1
| 176 |  | reactors KY25A, KY26A | E | bar: Attachment AI Criteria 1
| 177 |  | station service KW50A, KW51A and assoc switches | E | bar: Attachment AI Criteria 1
GTF | 178 | Great Falls | 230-kV breakers 230/99, 230/100, 230/22, 230/23 and assoc. switches | W | 8188497 | [7 empty] | in NWMT Great Falls Sub | bar: Attachment AI Criteria 2
| 179 |  | 230 kV switch 26B | W | [8 empty] | in NWMT Great Falls Sub | bar: Attachment AI Criteria 2
| 180 |  | 230/161-kV transformer KV1A | W | bar: Attachment AI Criteria 1
| 181 |  | 161-kV breaker 162 and assoc switchers | W | bar: Attachment AI Criteria 1
| 182 |  | station service KW1A and switch 221 | W | bar: Attachment AI Criteria 1
GY | 183 | Gregory | 115-kV breakers 162, 262, 762 and assoc. switches | E | 1506124 | bar: Attachment AI Criteria 1
| 184 |  | station service KW1A and switch 521 | E | bar: Attachment AI Criteria 1
GR | 185 | Groton | 115-kV breakers 262, 362, 462, 562, 862, 966 and assoc. switches / switches 16x | E | 4239318 | bar: Attachment AI Criteria 1
| 186 |  | 115-kV switches 16x, 126x | E | bar: Attachment AI Criteria 1
| 187 |  | 115/69-kV transformer KY1A | E | [8 empty] | Two East River members served through KY1A (Lake Region, Northern) | bar: Attachment AI Criteria 1(b)
| 188 |  | station service KZ1A and KW2A | bar: Attachment AI Criteria 1
| 189 |  | 115/69-kV transformer KY2A | [9 empty] | NWPS line is networked and included | bar: Attachment AI Criteria 1
| 190 |  | 69-kV breaker 1152 and assoc. switches | [9 empty] | NWPS line is networked and included | bar: Attachment AI Criteria 1
HV | 191 | Havre | 161-kV breakers 162, 262, 362 and assoc. switches | W | 10685663 | bar: Attachment AI Criteria 1
| 192 |  | 115-kV breaker 1362, 1462, 1562, 1662 and assoc. switches | W | [8 empty] | Hill County Coop and Tiber LLC | bar: Attachment AI Criteria 1(b)
| 193 |  | 161/115-kV transformer KZ1A | W | bar: Attachment AI Criteria 1
| 194 |  | 12.47-kv breaker 522 and assoc switches | W | bar: Attachment AI Criteria 1
| 195 |  | reactor KW1A | W | bar: Attachment AI Criteria 1
| 196 |  | station service KW1E, KW2A, switches 921, 221, 223 | W | bar: Attachment AI Criteria 1
HLK | 197 | Hilken | 230-kV breakers 186, 386, 482 and assoc. switches | E | 3684814 | bar: Attachment AI Criteria 1
HU | 198 | Huron | 230-kV breakers 582, 586, 782, 786, 882 and assoc. switches, switches 181, 281 | E | 10553364 | bar: Attachment AI Criteria 1
| 199 |  | 230/115-kV transformers KV1A | E | bar: Attachment AI Criteria 1
| 200 |  | reactors KW1A, KW3A, breakers 132, 332 and assoc. switches | E | bar: Attachment AI Criteria 1
| 201 |  | station service KW1C, KW1D and assoc. switches | E | bar: Attachment AI Criteria 1
| 202 |  | 115-kV breakers 1062, 1162, 1362, and assoc. switches, switches 126x, 1761 | E | bar: Attachment AI Criteria 1
JT | 203 | Jamestown | 230-kV breakers 3182, 3282, 3382, 3482, 3582, 3682, 3782, 3882, 3982, 9182 and assoc switches | E | 17106123 | bar: Attachment AI Criteria 1
| 204 |  | 115-kV breakers 162, 262, 362, 462, 562, 762, 1864, 1964, 2064 and assoc switches | E | [8 empty] | not 662 - to OTP N.O. | bar: Attachment AI Criteria 1
| 205 |  | capacitors PY20A, PY19A | E | bar: Attachment AI Criteria 1
| 206 |  | reactors KY20A, KY19A, KY7A | E | bar: Attachment AI Criteria 1
| 207 |  | 230/115-kV transformers KU3A, KU6A | E | bar: Attachment AI Criteria 1
| 208 |  | reactor KW21A, breaker 2122 and assoc. switches | E | bar: Attachment AI Criteria 1
| 209 |  | station service KWA, KWB switches 222x, 232x | E | bar: Attachment AI Criteria 1
| 210 |  | station service KW4B, wiches 242x, 252x 302x | E | bar: Attachment AI Criteria 1
| 211 |  | reactor KW26A, breaker 2622 and assoc. switches | E | bar: Attachment AI Criteria 1
KD | 212 | Killdeer | 115-kV breakers 162, 166, 366, 462 and assoc. switches | E | 6032465 | bar: Attachment AI Criteria 1
| 213 |  | Capacitor PY2A, 115-kV breaker 264 and assoc. switches
| 214 |  | station service KY1A, switch 3163, KX3A and assoc. switches | E | bar: Attachment AI Criteria 1
LA | 215 | Lakota | 115-kV breaker 162 and assoc switches | E | 2709424 | bar: Attachment AI Criteria 1
| 216 |  | 115/69-kV transformer KY1A, switches 362, 363 | E | [8 empty] | 2 customers (Minnkota and City of Lakota) | bar: Attachment AI Criteria 1(b)
| 217 |  | station service KW1A, switches 825, 921 | E | bar: Attachment AI Criteria 1
LE | 218 | Leeds | 115-kV breakers 262, 362, 462, 562 and assoc. switches | E | 3760923 | bar: Attachment AI Criteria 1
| 219 |  | capacitor PZ4A, breaker 744 and assoc. switches | E | bar: Attachment AI Criteria 1
| 220 |  | 115/69-kV transformer KY1A, switches 161, 162 | E | bar: Attachment AI Criteria 1
| 221 |  | 69-kV breakers 444, 544 and assoc switches / switch 143 | E | bar: Attachment AI Criteria 1
| 222 |  | station service KW3B and switch 1021 | E | bar: Attachment AI Criteria 1
LET | 223 | Letcher | 230-kV breakers 382, 582, 686 and assoc. switches | E | 10852062 | [7 empty] | NWPS line to Mitchell is Networked | bar: Attachment AI Criteria 1
| 224 |  | 230/115-kV transformer KV3A | E | bar: Attachment AI Criteria 1
| 225 |  | 115-kV breakers 1266, 1362, 1562 and assoc. switches | E | bar: Attachment AI Criteria 1
| 226 |  | station service KW3B and assoc switches | E | bar: Attachment AI Criteria 1
MR | 227 | Martin | 115-kV switches 163, 261, 361, 360, 961 | E | 845694 | bar: Attachment AI Criteria 1
| 228 |  | station service KW1A and switch 2021 | E | bar: Attachment AI Criteria 1
MA | 229 | Maurine | 230-kV breakers 182, 282, 582 and assoc. switches | E | 7737533 | bar: Attachment AI Criteria 1
| 230 |  | 230/115-kV transformer KV1A | E | bar: Attachment AI Criteria 1
| 231 |  | 115-kV breakers 1362, 1462, 1562, 1662, 1762, 1964, 2064 and assoc switches | bar: Attachment AI Criteria 1
| 232 |  | capacitors PY19A, PY20A | E | bar: Attachment AI Criteria 1
| 233 |  | reactors KY19A, KY20A | E | bar: Attachment AI Criteria 1
| 234 |  | reactor KW32A, breaker 3224 and assoc switches | E | bar: Attachment AI Criteria 1
| 235 |  | station service KW30A, KW31A and assoc switches | E | bar: Attachment AI Criteria 1
MD | 236 | Midland | 115-kV switches 16x and 26x / switch 361 | E | 689069 | bar: Attachment AI Criteria 1
| 237 |  | station service KW20A, switches 2031, 2011, 3011 | E | bar: Attachment AI Criteria 1
MC | 238 | Miles City | 57-kV breaker 152 and assoc. switches | E | 875329 | [7 empty] | 2 customers (MDU, Kinsey Irrigation) | bar: Attachment AI Criteria 1(b) to Attachment AI Criteria 2
MC2 | 239 | Miles City 2 | 230-kV breakers 382, 386, 482, 582 and assoc. switches and switch 783 | E | 6387656 | bar: Attachment AI Criteria 1
| 240 |  | 230/115-kV transformer KV1A | E | bar: Attachment AI Criteria 1
| 241 |  | 115-kV breakers 1362, 1462, 1662 and assoc. switches, switches 1161 and 1165 | E | bar: Attachment AI Criteria 1
| 242 |  | reactor KW7A, breaker 724 and assoc switches | E | bar: Attachment AI Criteria 1
| 243 |  | station service K2, K1 and assoc switches | E | bar: Attachment AI Criteria 1
| 244 |  | 13.8-kV SS to Miles City DC Converter Station | E | bar: Attachment AI Criteria 1
MC3 | 245 | Miles City 3 | All Facilities and Equipment | W | 1895702 | bar: Attachment AI Criteria 1
MS | 246 | Mission | 115-kV breakers 162, 262, 462 and assoc. switches, switches 863, 865 | E | 2888367 | bar: Attachment AI Criteria 1
| 247 |  | reactors KY30A, KY31A, KY7A | E | bar: Attachment AI Criteria 1
| 248 |  | capacitors PY30A, PY31A | E | bar: Attachment AI Criteria 1
| 249 |  | 115-kV breakers 764, 3064, 3164 and assoc. switches | E | bar: Attachment AI Criteria 1
| 250 |  | station service KX2A, KX1A and switches 243x, 253x | E | bar: Attachment AI Criteria 1
MO | 251 | Morris | 230-kV breakers 182, 382, 482, 582 and assoc switches | E | 7229447 | bar: Attachment AI Criteria 1
| 252 |  | 230/115-kV transformer KV1A | E | bar: Attachment AI Criteria 1
| 253 |  | 115-kV breakers 1162, 1462, 1562, 1762 and assoc switches | E | bar: Attachment AI Criteria 1
| 254 |  | station service KW1B and switches 512x | E | bar: Attachment AI Criteria 1
MV | 255 | Mount Vernon | 115-kV breakers 162, 262 and assoc switches | E | 1769604 | bar: Attachment AI Criteria 1
| 256 |  | station service KZ1A and assoc switches | E | bar: Attachment AI Criteria 1
| 257 |  | 115/69 kV transformer KY1A | E | [8 empty] | One East River member and one municipal customer served through KY1A and East River 1952 (Central and City of Plankinton) | bar: Attachment AI Criteria 1(b)
NEL | 258 | Nelson Tap | 115-kV switches 176x, 196x | E | 1910050 | bar: Attachment AI Criteria 1
NU | 259 | New Underwood | 230-kV breakers 282, 382, 384, 484, 582, 682, 782, 882, 986, 9182, 9282 and assoc switches | E | 16311512 | bar: Attachment AI Criteria 1
| 260 |  | reactor KV3A, KV4A | E | bar: Attachment AI Criteria 1
| 261 |  | 230/115-kV transformers KV2A, KV1A | E | bar: Attachment AI Criteria 1
| 262 |  | 115-kV breakers 1262, 1362, 1462, 1562, 1662, 1866, 8162, 8262 and assoc switches | E | bar: Attachment AI Criteria 1
| 263 |  | 13.8-kV breaker 4522, 4022, 4122, 4222 and assoc switches | E | bar: Attachment AI Criteria 1
| 264 |  | reactor KW45A, KW40A, KW41A, KW42A | E | bar: Attachment AI Criteria 1
| 265 |  | station service KW1A, KW1B and assoc switches | E | bar: Attachment AI Criteria 1
NL | 266 | Newell | 115-kV switches 116x, 1262, 136x | E | 722677 | bar: Attachment AI Criteria 1
| 267 |  | 115/69-kV transformer KY1A | E | [8 empty] | 2 customers: Butte Electric and West River | bar: Attachment AI Criteria 1(b)
| 268 |  | Station Service KW1A and assoc equipment | bar: Attachment AI Criteria 1
OF | 269 | O'Fallon Creek | 115-kV breakers 162, 262, 362 and assoc switches | E | 1673183 | bar: Attachment AI Criteria 1
| 270 |  | 115/69-kV transformer KY1A | E | [8 empty] | 2 customers: Buffalo Rapids Irrigation and Tongue River Electric | bar: Attachment AI Criteria 1(b)
| 271 |  | 69kV breaker 452 and assoc switches | E | [8 empty] | 2 customers: Buffalo Rapids Irrigation and Tongue River Electric | bar: Attachment AI Criteria 1(b)
| 272 |  | Station Service KW1B | bar: Attachment AI Criteria 1
PY | 273 | Pace Yellowtail | 230-kV breakers IH278, IH296 and assoc switches | W | bar: Attachment AI Criteria 1
PL | 274 | Philip | 115-kV breakers 1462, 1562, 1762, 1862 and assoc switches | E | 1663692 | bar: Attachment AI Criteria 1
| 275 |  | station service KW32A, KW31A and assoc switches | E | bar: Attachment AI Criteria 1
PI | 276 | Pierre | 115-kV breakers 162, 362, 662, 862 and assoc switches | E | 3881526 | bar: Attachment AI Criteria 1
| 277 |  | 115-kV switches 563, 565, 761 | E | bar: Attachment AI Criteria 1
| 278 |  | station service KW1A, KW2A, KW1B, switches 271x, 281x, 302x | E | bar: Attachment AI Criteria 1
| 279 |  | 69kV breaker 1252 and assoc breakers | E | [8 empty] | One East River member and two irrigation districts served through KY2A and 1252 (Oahe, Grey Goose Irrigation and Crow Creek Irrigation) | bar: Attachment AI Criteria 1(b)
| 280 |  | Station Service KW1D, KW1E, KW1F and assoc switches | bar: Attachment AI Criteria 1
RC | 281 | Rapid City | 115-kV breakers 162, 262, 362, 462, 562, 664, 766, 862, 2164 and assoc switches | E | 4281555 | bar: Attachment AI Criteria 1
| 282 |  | reactors KY10A, KY21A | E | bar: Attachment AI Criteria 1
| 283 |  | capacitors PY6A, PY21A | E | bar: Attachment AI Criteria 1
| 284 |  | station service KW20A, KW43A KW42A, switches 202x, 422x, 432x, 431x | E | bar: Attachment AI Criteria 1
RL | 285 | Rolla | 115-kV breaker 1162 and assoc switches | E | 623513 | bar: Attachment AI Criteria 1
RY | 286 | Rudyard | 115-kV switches 260, 261, 160, 161 | W | 1147874 | bar: Attachment AI Criteria 1
| 287 |  | station service KW1A, switches 521, 523 | W | bar: Attachment AI Criteria 1
RG | 288 | Rugby | 115-kV breakers 1262, 1362, 1462, 1566, 1662, 1864 and assoc switches | E | 5686832 | bar: Attachment AI Criteria 1
| 289 |  | capacitor PY8A | E | bar: Attachment AI Criteria 1
| 290 |  | reactor KY2A | E | bar: Attachment AI Criteria 1
| 291 |  | Station Service KX2A, KW1A and assoc. switches and equipment | bar: Attachment AI Criteria 1
SH2 | 292 | Shelby 2 | 115-kV breakers 1062, 1362, 1462 and assoc. switches, switches 1263, 1265 | W | 5035255 | bar: Attachment AI Criteria 1
| 293 |  | 230/115-kV transformer KV3A | W | bar: Attachment AI Criteria 1
| 294 |  | reactor KW3A, breaker 3124 and assoc switches | W | bar: Attachment AI Criteria 1
| 295 |  | station service KW2A and assoc. switches | W | bar: Attachment AI Criteria 1
| 296 |  | 230-kV breakers 482, switches 481, 383, 281, 183 | W | bar: Attachment AI Criteria 1
SC | 297 | Sioux City | 230-kV breakers 182, 282, 382, 482, 582, 682, 9182 and assoc switches, switch 7283 | E | 16733099 | bar: Attachment AI Criteria 1
| 298 |  | 230/161-kV transformers KV1A and KV5A | E | bar: Attachment AI Criteria 1
| 299 |  | 161-kV breakers 1062, 1162, 1262, 1362, 1562, 1662, 8162 | E | bar: Attachment AI Criteria 1
| 300 |  | reactors KW53A, KW54A, breakers 5324, 5424 and assoc switches | E | bar: Attachment AI Criteria 1
| 301 |  | station service KW1B, KW1C, switches 502x, 512x, 522x | E | bar: Attachment AI Criteria 1
| 302 |  | 69-kV breakers 2156, 2352, 2852, 2952, 3052, 3152 and assoc switches | E | [8 empty] | to NIPCO (looped) and MEC | bar: Attachment AI Criteria 1 to Attachment AI Criteria 1(b)
SC2 | 303 | Sioux City 2 | 345-kV breakers 8498, 8592, 8692, 8696 and assoc switches | E | 11004091 | bar: Attachment AI Criteria 1
| 304 |  | reactor KU6A | E | bar: Attachment AI Criteria 1
| 305 |  | 345/230-kV transformers KU1A, KU1B, switches 8091, 8081, 8291, 8281 | E | bar: Attachment AI Criteria 1
| 306 |  | 230-kV breakers 7382, 7482 and assoc switches | E | bar: Attachment AI Criteria 1
| 307 |  | reactors KW10A, KW10B, breakers 5522, 5622 and assoc switches | E | bar: Attachment AI Criteria 1
| 308 |  | station service K1, K2 and assoc switches | E | bar: Attachment AI Criteria 1
SF | 309 | Sioux Falls | 230-kV breakers 2182, 2282, 2382, 2482, 2582, 2682, 2782, 9182 and assoc switches | E | 12916958 | bar: Attachment AI Criteria 1
| 310 |  | 230/115-kV transformers KV3A, KV5A | E | bar: Attachment AI Criteria 1
| 311 |  | reactors KW31A, KW51A | E | bar: Attachment AI Criteria 1
| 312 |  | breakers 3124, 5124 and assoc switches | E | bar: Attachment AI Criteria 1
| 313 |  | station service KW33A, KW53A, KZ1A, switches 33xx, 53xx, 1851 | E | bar: Attachment AI Criteria 1
| 314 |  | 115-kV breakers 162, 262, 362, 462, 562, 662, 762, 966, 7162 and assoc switches | E | bar: Attachment AI Criteria 1
SP | 315 | Spencer | 161-kV breakers 462, 562 and assoc switches | E | 2518646 | bar: Attachment AI Criteria 1
| 316 |  | 161-kV switches 161, 165, 864, 964 | E | bar: Attachment AI Criteria 1
| 317 |  | 161/69-kV transformers KY1A, KY1B | E | bar: Attachment AI Criteria 1
| 318 |  | 69-kV breakers 1142, 1242, 1442, 1542 and assoc switches | E | [8 empty] | to NIPCO and Wisdom Sub | bar: Attachment AI Criteria 1 to Attachment AI Criteria 1(b)
| 319 |  | 69-kV switches 1343, 1345 | bar: Attachment AI Criteria 1
| 320 |  | KZ1A, switches 843, 845, 847, 849, 947 | E | bar: Attachment AI Criteria 1
| 321 |  | station service KW1C and assoc switches | E | bar: Attachment AI Criteria 1
| 322 | Stegall | 230 kV main and transfer bus, break 382 and assoc switches | bar: Attachment AI Criteria 1
| 323 |  | Reactor KV3A, breaker 384 and assoc. switches | bar: Attachment AI Criteria 1
SU | 324 | Summit | 115-kV breakers 262, 362, 462, 562, 762, and assoc switches , switch 163 | E | 2344448 | bar: Attachment AI Criteria 1
| 325 |  | station service KZ1A, switch 1351 | E | bar: Attachment AI Criteria 1
| 326 |  | 115/69 kV transformer KY1A | E | [8 empty] | Four East River members served through KY1A (Whetstone, Lake Region, Traverse, and Codington-Clark) | bar: Attachment AI Criteria 1(b)
| 327 |  | 69 kV breaker 1152 and assoc. switches | E | [8 empty] | Three East River members served through 1152 (Whetstone, Lake Region, and Traverse) | bar: Attachment AI Criteria 1(b)
TI | 328 | Tiber | 115-kV switches 1260, 1261 | W | [8 empty] | 2 customers (generator and Marias) | bar: Attachment AI Criteria 1(b)
TY | 329 | Tyndall | 115-kV switches 16x, 26x, 361 | E | 882074 | bar: Attachment AI Criteria 1
| 330 |  | Station Service KZ1A and switches 351 and 751 | E | bar: Attachment AI Criteria 1
UJ | 331 | Utica Junction | 230-kV breakers 382, 486, 582, 686 and assoc switches | E | 12863876 | bar: Attachment AI Criteria 1
| 332 |  | 230/115-kV transformer KV3A | E | bar: Attachment AI Criteria 1
| 333 |  | 115-kV breakers 1266, 1362, 1562, 1762 and assoc switches | E | bar: Attachment AI Criteria 1
| 334 |  | station service KW3A and assoc switches | E | bar: Attachment AI Criteria 1
VC | 335 | Valley City | 115-kV 162, 262, 362, 462, 562 and assoc switches | E | 3786849 | bar: Attachment AI Criteria 1
| 336 |  | 115/69-kV transformer KY1A | E | [8 empty] | 2 customers (Minnkota Power and City of Valley City) | bar: Attachment AI Criteria 1(b) to Attachment AI Criteria 2
| 337 |  | station service KW2A and switch 321 | E | bar: Attachment AI Criteria 1
VFO | 338 | Virgil Fodness | 230-kV breakers 382, 386, 482, 486 and assoc switches | E | 3206763 | bar: Attachment AI Criteria 1
| 339 |  | 230-kV switches 185 and 283 | bar: Attachment AI Criteria 1
WL | 340 | Wall | 115-kV switches 16x, 26x, 36x, 461 | E | 770265 | bar: Attachment AI Criteria 1
| 341 |  | station service KW1B, switch 821 | E | bar: Attachment AI Criteria 1
WDD | 342 | Ward | 230-kV breakers 182, 282, 286 and assoc switches | E | 3111719 | bar: Attachment AI Criteria 1
WB | 343 | Washburn | 230-kV switches 18x, 28x | E | 1115828 | bar: Attachment AI Criteria 1
| 344 |  | station service KX3A, KW9A and assoc switches | E | bar: Attachment AI Criteria 1
WT | 345 | Watertown | 230-kV breakers 182, 282, 382, 482, 582, 682, 882, 984, 1182, 9182 and assoc switches | E | 14589532 | bar: Attachment AI Criteria 1
| 346 |  | reactor KV9A | E | bar: Attachment AI Criteria 1
| 347 |  | capacitor PV9A | E | bar: Attachment AI Criteria 1
| 348 |  | 230/115-kV transformers KV2A, KV8A | E | bar: Attachment AI Criteria 1
| 349 |  | 115-kV breakers 862, 1162, 1262, 1362, 1562, 862, 1762, 1862, 1962, 8162 and assoc switches | E | [8 empty] | 1762 - two customers MRES and NorthWestern Energy | bar: Attachment AI Criteria 1 to Attachment AI Criteria 1(b)
| 350 |  | station service KY3A, KHA, KHB, K1, K2 and assoc switches | E | bar: Attachment AI Criteria 1
| 351 |  | reactor KW1A, breaker 3122 and assoc switches | E | bar: Attachment AI Criteria 1
| 352 |  | 13.2-kV switches 372x, 362x, 82x | E | bar: Attachment AI Criteria 1
| 353 |  | 115/69 kV transformer KY3A | E | [8 empty] | Two East River members are served through KY3A (Codington-Clark and H-D) | bar: Attachment AI Criteria 1(b)
| 354 |  | 69 kV breaker 2752 and assoc switches | E | [8 empty] | Two East River members served through 2752 (Codington-Clark and H-D) | bar: Attachment AI Criteria 1(b)
WT2 | 355 | Watertown 2 | 345-kV breakers 7296, 7292, 7398 and assoc switches | E | 2900981 | bar: Attachment AI Criteria 1
| 356 |  | reactor KU3A | E | bar: Attachment AI Criteria 1
WTS | 357 | Watertown Static Var | All Facilities and Equipment | E | 11751835 | bar: Attachment AI Criteria 1
WC | 358 | Watford City | 230-kV breakers 682, 782, 882 and assoc switches | E | 7130269 | bar: Attachment AI Criteria 1
| 359 |  | 230-kV switches 282, 283, 182, 183 | E | bar: Attachment AI Criteria 1
| 360 |  | station service KW1B, switches 121, 123 | E | bar: Attachment AI Criteria 1
| 361 |  | reactor KY16A, switches 166x | E | bar: Attachment AI Criteria 1
| 362 |  | capacitor PY16A | E | bar: Attachment AI Criteria 1
| 363 |  | 115-kV breakers 1262, 1362 and assoc switches | E | bar: Attachment AI Criteria 1
| 364 |  | reactor KY17A, switches 176x | E | bar: Attachment AI Criteria 1
| 365 |  | capacitor PY17A | E | bar: Attachment AI Criteria 1
WSG | 366 | Wessington Springs | 230-kV breakers 586, 682, 786, 882 and assoc switches | E | 5041642 | bar: Attachment AI Criteria 1
| 367 |  | Station Service | bar: Attachment AI Criteria 1
WH | 368 | Whately | 69 kV switches 151, 351 | W | 55663 | bar: Attachment AI Criteria 1
WHT | 369 | White | 345-kV breakers 292, 296, 392, 396, 492, 496, 592, 596 and assoc switches | E | 10936510 | bar: Attachment AI Criteria 1
| 370 |  | 115-kV breakers 2262, 2362, and assoc switches | E | bar: Attachment AI Criteria 1
| 371 |  | 345/115-kV transformer KU1A, switches 2163, 2165 | E | bar: Attachment AI Criteria 1
| 372 |  | station service KWA, KWB switches 312x, 3311, 3511 | E | bar: Attachment AI Criteria 1
| 373 |  | reactor KW32A, breaker 3224 and assoc switches | E | bar: Attachment AI Criteria 1
WV | 374 | Wicksville | 115-kV breakers 162, 262, and assoc switches / switch 361 | E | 613605 | bar: Attachment AI Criteria 1
WN | 375 | Williston | 115-kV breakers 1262, 1362, 1462, 1562, 1662, 1762, 1866 and assoc switches | E | 7852641 | bar: Attachment AI Criteria 1
| 376 |  | 115/57-kV transformers KY4B, switches 2465, 2469 | E | [8 empty] | to MDU | bar: Attachment AI Criteria 2
| 377 |  | 57-kV breakers 3152, 3252, 3352, 3452 and assoc switches | E | [8 empty] | to MDU | bar: Attachment AI Criteria 2
WN2 | 378 | Williston 2 | 230-kV breakers 182, 286, 382, 482, 486, 582, 686 and assoc switches | E | 15292177 | bar: Attachment AI Criteria 1
| 379 |  | 115-kV breakers 2162, 2262, 2266, 2362, 2462, 2466, 2562, 2662, 2666 and assoc switches | E | bar: Attachment AI Criteria 1
| 380 |  | station service KW1B, KW2B and assoc switches | E | bar: Attachment AI Criteria 1
WI | 381 | Winner | 115-kV breakers 162, 362, 462, 1062 and assoc switches / switches 661, 761 | E | 3120406 | bar: Attachment AI Criteria 1
| 382 |  | reactor KY10A | E | bar: Attachment AI Criteria 1
| 383 |  | capacitor PY10A, PY11A, switches 1160, 1161 | E | bar: Attachment AI Criteria 1
WP | 384 | Wolf Point | 115-kV breakers 1362, 1562, 1662, 1762, 1862 and assoc switches/switches 1963, 1965 | E | 6003327 | bar: Attachment AI Criteria 1
| 385 |  | station service KW1A | E | bar: Attachment AI Criteria 1
WO | 386 | Woonsocket | 115-kV breakers 162, 262 and assoc switches/ switches 361 and 861 | E | 1315661 | bar: Attachment AI Criteria 1
| 387 |  | station service KX1A, KW1B and assoc switches | E | bar: Attachment AI Criteria 1
388
| 389 | Transmission Lines
| 390 | AURORA- BROOKINGS 115-KV T/L |  | E | 133158 | bar: Attachment AI Criteria 1
| 391 | AURORA-FLANDREAU 115-KV T/L |  | E | 96623 | bar: Attachment AI Criteria 1
| 392 | BAKER-HETTINGER |  | E | 459778 | bar: Attachment AI Criteria 1
| 393 | BEULAH-GARRISON |  | E | 351685 | bar: Attachment AI Criteria 1
| 394 | BISMARCK-GLENHAM |  | E | 5000750 | bar: Attachment AI Criteria 1
| 395 | BISMARCK-JAMESTOWN NO. 1 |  | E | 5697945 | bar: Attachment AI Criteria 1
| 396 | BISMARCK-JAMESTOWN NO. 2 |  | E | 4229572 | bar: Attachment AI Criteria 1
| 397 | BISMARCK-MEDORA |  | E | 7763675 | bar: Attachment AI Criteria 1
| 398 | BROOKINGS-SIOUX FALLS |  | E | 1954466 | bar: Attachment AI Criteria 1
| 399 | BROOKINGS-WATERTOWN NO. 1 |  | E | 1718240 | bar: Attachment AI Criteria 1
| 400 | BROOKINGS-WATERTOWN NO. 2 |  | E | 3318558 | bar: Attachment AI Criteria 1
| 401 | BROOKINGS-WHITE 115/230KV |  | E | 2952237 | bar: Attachment AI Criteria 1
| 402 | CANYON FERRY - CANYON FERRY TAP |  | W | bar: Attachment AI Criteria 1
| 403 | CARRINGTON-JAMESTOWN |  | E | 1259668 | bar: Attachment AI Criteria 1
| 404 | CHARLIE CREEK - WATFORD CITY |  | E | 7750195 | bar: Attachment AI Criteria 1
| 405 | CHARLIE CREEK-BELFIELD |  | E | 14513308 | bar: Attachment AI Criteria 1
| 406 | CHARLIE CREEK - BEULAH |  | E | 4705536 | bar: Attachment AI Criteria 1
| 407 | CONRAD-SHELBY #2 | 230-kV | W | 5804318 | bar: Attachment AI Criteria 1
| 408 | CRESTON-MARYVILLE |  | E | 1366481 | bar: Attachment AI Criteria 1
| 409 | DAWSON COUNTY - MILES CITY |  | E | 2605678 | bar: Attachment AI Criteria 1
| 410 | DAWSON-GLENDIVE |  | E | 553800 | bar: Attachment AI Criteria 1
| 411 | DAWSON-MEDORA |  | E | 2867800 | bar: Attachment AI Criteria 1
| 412 | DAWSON-O'FALLON CREEK |  | E | 918676 | bar: Attachment AI Criteria 1
| 413 | DAWSON-WILLISTON |  | E | 1258900 | bar: Attachment AI Criteria 1
| 414 | DENISON-CRESTON |  | E | 21014624 | bar: Attachment AI Criteria 1
| 415 | DEVILS LAKE-CARRINGTON |  | E | 8311002 | bar: Attachment AI Criteria 1
| 416 | DEVILS LAKE-LAKOTA |  | E | 1872142 | bar: Attachment AI Criteria 1
| 417 | EDGELEY-FORMAN |  | E | 375316 | bar: Attachment AI Criteria 1
| 418 | EDGELEY-GROTON |  | E | 771572 | bar: Attachment AI Criteria 1
| 419 | ELK CREEK-NEWELL-MAURINE 115-kV T/L |  | E | 60704 | bar: Attachment AI Criteria 1
| 420 | FARGO-GRAND FORKS |  | E | 2369098 | bar: Attachment AI Criteria 1
| 421 | FARGO-MORRIS |  | E | 7305877 | bar: Attachment AI Criteria 1
| 422 | FORMAN-SUMMIT (BISMARCK) |  | E | 922098 | bar: Attachment AI Criteria 1
| 423 | FORMAN-SUMMIT (HURON) |  | E | 3440115 | bar: Attachment AI Criteria 1
| 424 | FORT PECK-DAWSON #1 |  | E | 444780 | bar: Attachment AI Criteria 1
| 425 | FORT PECK-DAWSON #2 |  | E | 7919832 | bar: Attachment AI Criteria 1
| 426 | FORT PECK-HAVRE | 161-kV | W | 28806330 | bar: Attachment AI Criteria 1
| 427 | FORT PECK-WHATELY | 69-kV | W | 157876 | bar: Attachment AI Criteria 1
| 428 | FORT PECK-WILLISTON |  | E | 10096097 | bar: Attachment AI Criteria 1
| 429 | FORT PECK-WOLF POINT #2 |  | E | 7554492 | bar: Attachment AI Criteria 1
| 430 | FORT RANDALL-FORT THOMPSON 1&2 |  | E | 7326839 | bar: Attachment AI Criteria 1
| 431 | FORT RANDALL-GAVIN'S POINT |  | E | 2262949 | bar: Attachment AI Criteria 1
| 432 | FORT RANDALL-GREGORY |  | E | 777327 | bar: Attachment AI Criteria 1
| 433 | FORT RANDALL-MT VERNON |  | E | 967828 | bar: Attachment AI Criteria 1
| 434 | FORT RANDALL-O'NEILL |  | E | 679540 | bar: Attachment AI Criteria 1
| 435 | FORT RANDALL-SIOUX CITY 1&2 |  | E | 10230863 | bar: Attachment AI Criteria 1
| 436 | FORT THOMPSON-GRAND ISLAND |  | E | 16397505 | bar: Attachment AI Criteria 1
| 437 | FORT THOMPSON-HURON 230-KV 1&2 |  | E | 5033030 | bar: Attachment AI Criteria 1
| 438 | FORT THOMPSON-SIOUX FALLS 1&2 |  | E | 10035507 | bar: Attachment AI Criteria 1
| 439 | GARRISON-BISMARCK 230KV 1&2 |  | E | 6133398 | bar: Attachment AI Criteria 1
| 440 | GARRISON-JAMESTOWN |  | E | 4306775 | bar: Attachment AI Criteria 1
| 441 | GARRISON-MALLARD |  | E | 1993083 | bar: Attachment AI Criteria 1
| 442 | GARRISON-WM. J. NEAL |  | E | 1540944 | bar: Attachment AI Criteria 1
| 443 | GAVINS POINT-BELDEN |  | E | 455727 | bar: Attachment AI Criteria 1
| 444 | GAVINS POINT-SIOUX FALLS |  | E | 2348919 | bar: Attachment AI Criteria 1
| 445 | GRANITE FALLS- MORRIS |  | E | 3279089 | bar: Attachment AI Criteria 1
| 446 | GRANITE FALLS-MINNESOTA VALLEY |  | E | 156778 | bar: Attachment AI Criteria 1
| 447 | GREAT FALLS-CONRAD | 230-kV | W | 12744945 | bar: Attachment AI Criteria 1
| 448 | GREGORY-MISSION |  | E | 2010227 | bar: Attachment AI Criteria 1
| 449 | GROTON-HURON |  | E | 1212199 | bar: Attachment AI Criteria 1
| 450 | GROTON-SUMMIT |  | E | 3176751 | bar: Attachment AI Criteria 1
| 451 | HAVRE-VERONA | 161-kV | W | 8685923 | bar: Attachment AI Criteria 1
| 452 | HAVRE-SHELBY#2 | 115-kV | W | 5561905 | bar: Attachment AI Criteria 1
| 453 | HESKETT-DEVAUL |  | E | 2270236 | bar: Attachment AI Criteria 1
| 454 | HETTINGER-NEW UNDERWOOD |  | E | 11228663 | bar: Attachment AI Criteria 1
| 455 | HURON-MT VERNON |  | E | 617623 | bar: Attachment AI Criteria 1
| 456 | HURON-WATERTOWN 230KV 1&3 |  | E | 6319622 | bar: Attachment AI Criteria 1
| 457 | JAMESTOWN-EDGELEY |  | E | 324360 | bar: Attachment AI Criteria 1
| 458 | JAMESTOWN-FARGO NO. 1 |  | E | 4941649 | bar: Attachment AI Criteria 1
| 459 | JAMESTOWN-FARGO NO. 2 |  | E | 3155850 | bar: Attachment AI Criteria 1
| 460 | JAMESTOWN-GRAND FORKS |  | E | 22285708 | bar: Attachment AI Criteria 1
| 461 | JAMESTOWN-VALLEY CITY |  | E | 1055414 | bar: Attachment AI Criteria 1
| 462 | LEEDS-DEVILS LAKE |  | E | 8982948 | bar: Attachment AI Criteria 1
| 463 | LEEDS-ROLLA |  | E | 2038631 | bar: Attachment AI Criteria 1
| 464 | MALLARD-RUGBY |  | E | 1089083 | bar: Attachment AI Criteria 1
| 465 | MARTIN-MISSION |  | E | 1816904 | bar: Attachment AI Criteria 1
| 466 | MARTIN-PHILIP |  | E | 1790108 | bar: Attachment AI Criteria 1
| 467 | MAURINE-RAPID CITY |  | E | 6346264 | bar: Attachment AI Criteria 1
| 468 | MILES CITY-BAKER |  | E | 10569338 | bar: Attachment AI Criteria 1
| 469 | MILES CITY-CUSTER | 230-kV | W | 3750704 | bar: Attachment AI Criteria 1
| 470 | NEW UNDERWOOD-PHILIP |  | E | 2720853 | bar: Attachment AI Criteria 1
| 471 | NEW UNDERWOOD-RAPID CITY NO. 1 |  | E | 1132486 | bar: Attachment AI Criteria 1
| 472 | NEW UNDERWOOD-RAPID CITY NO. 2 |  | E | 309991 | bar: Attachment AI Criteria 1
| 473 | NEW UNDERWOOD-STEGALL (HURON) |  | E | 2651860 | bar: Attachment AI Criteria 1
| 474 | OAHE-FORT THOMPSON 230KV 1&2 |  | E | 3850393 | bar: Attachment AI Criteria 1
| 475 | OAHE-FORT THOMPSON 230KV 3&4 |  | E | 5119119 | bar: Attachment AI Criteria 1
| 476 | OAHE-GLENHAM |  | E | 5768280 | bar: Attachment AI Criteria 1
| 477 | OAHE-MAURINE |  | E | 1967901 | bar: Attachment AI Criteria 1
| 478 | OAHE-NEW UNDERWOOD |  | E | 6683770 | bar: Attachment AI Criteria 1
| 479 | OAHE-PIERRE |  | E | 388816 | bar: Attachment AI Criteria 1
| 480 | O'FALLON CREEK-MILES CITY |  | E | 2488318 | bar: Attachment AI Criteria 1
| 481 | PIERRE-PHILIP |  | E | 1187034 | bar: Attachment AI Criteria 1
| 482 | RAPID CITY-DRY CREEK | bar: Attachment AI Criteria 1
| 483 | RAPID CITY-ELK CREEK 115-kV T/L |  | E | 52064 | bar: Attachment AI Criteria 1
| 484 | RUGBY-LEEDS |  | E | 2235655 | bar: Attachment AI Criteria 1
| 485 | SIOUX CITY-DENISON |  | E | 1825369 | bar: Attachment AI Criteria 1
| 486 | SIOUX CITY-SPENCER |  | E | 1938353 | bar: Attachment AI Criteria 1
| 487 | SIOUX FALLS- SIOUX CITY |  | E | 3217192 | bar: Attachment AI Criteria 1
| 488 | SIOUX FALLS-VIRGIL FODNESS 230KV T-LINE |  | E | 277897 | bar: Attachment AI Criteria 1
| 489 | SUMMIT-WATERTOWN |  | E | 6743203 | bar: Attachment AI Criteria 1
| 490 | TIBER TAP-TIBER | 115-kV | W | 1084858 | bar: Attachment AI Criteria 1 to Attachment AI Criteria 1(b)
| 491 | UTICA JCT-SIOUX FALLS |  | E | 3485236 | bar: Attachment AI Criteria 1
| 492 | VALLEY CITY-FORMAN |  | E | 1527895 | bar: Attachment AI Criteria 1
| 493 | VERONA GREAT FALLS | 161-kV | W | 4497482 | bar: Attachment AI Criteria 1
| 494 | VIRGIL FODNESS-UTICA JUNCTION-FT RANDALL/RASMUS |  | E | 312931 | bar: Attachment AI Criteria 1
| 495 | WATERTOWN-GRANITE FALLS 1&2 |  | E | 7381220 | bar: Attachment AI Criteria 1
| 496 | WATERTOWN-SIOUX CITY |  | E | 26679769 | bar: Attachment AI Criteria 1
| 497 | WATFORD CITY-BEULAH |  | E | 992709 | bar: Attachment AI Criteria 1
| 498 | WILLISTON-WATFORD CITY |  | E | 17608556 | bar: Attachment AI Criteria 1
| 499 | WOLF POINT-CIRCLE |  | E | 2783582 | bar: Attachment AI Criteria 1
| 500 | WM. J. NEAL-RUGBY |  | E | 4629316 | bar: Attachment AI Criteria 1
| 501 | YELLOWTAIL-CUSTER | 230-kV | W | 2265163 | bar: Attachment AI Criteria 1
| 502 | YELLOWTAIL-YELLOWTAIL (PACE) | 230-kV, 120 MW Capacity Rights on RMR Line | W | 0 | bar: Attachment AI Criteria 1
503
| 504 | Taps
CCR | 505 | Charlie Creek | 345-kV breakers 4096, 4192 and assoc switches | E | 1286118 | bar: Attachment AI Criteria 1
DNT | 506 | Denbigh Tap | 115kV breakers 1362, 1562 and assoc switches | E | 810134 | bar: Attachment AI Criteria 1
ON | 507 | O'Neill | 115-kV inerrupters and switches | E | 180660 | bar: Attachment AI Criteria 1
PET | 508 | Penn Tap | 115-kV switches 176x, 196x | E | 851881 | bar: Attachment AI Criteria 1
PLL | 509 | Pleasant Lake Tap | 115-kV switches 56x, 66x | E | 951783 | bar: Attachment AI Criteria 1
SL | 510 | Shirley Tap | 115-kV switches 561, 560 | E | 22102 | bar: Attachment AI Criteria 1
TR | 511 | Terry Tap | 115-kV switches 160, 161, 260, 261, 361 | E | 336089 | bar: Attachment AI Criteria 1
TT | 512 | Tiber Tap | 115-kV switches 163, 260, 261, 360, 361 | W | 166306 | [7 empty] | 2 customers from Tiber (Bureau of Reclamation and Tiber LLC) | bar: Attachment AI Criteria 1 to Attachment AI Criteria 1(b)
VE | 513 | Vetal Tap | 115-kV switches 16x, 26x, 36x | E | 232375 | bar: Attachment AI Criteria 1
514
| 515 | O&M Service & Maintenance Centers
| 516 | ARMOUR O&M SER. CEN. |  | E | 3488667 | bar: Attachment AI Criteria 3
| 517 | BISMARCK O&M SER. CEN. |  | E | 9536492 | bar: Attachment AI Criteria 3
| 518 | DAWSON SER. CEN. |  | E | 3934438 | bar: Attachment AI Criteria 3
| 519 | DEVILS LAKE O&M SER. CEN. |  | E | 3852064 | bar: Attachment AI Criteria 3
| 520 | FARGO LINE MAINTENANCE FACILITY |  | E | 2040287 | bar: Attachment AI Criteria 3
| 521 | FARGO O&M SER. CEN. |  | E | 794673 | bar: Attachment AI Criteria 3
| 522 | FORT PECK SER. CEN. |  | E | 5626463 | bar: Attachment AI Criteria 3
| 523 | FORT THOMPSON O&M S. C. |  | E | 315000 | bar: Attachment AI Criteria 3
| 524 | HAVRE SERVICE CENTER |  | W | 249377 | bar: Attachment AI Criteria 3
| 525 | HURON O&M SER. CEN. |  | E | 2512836 | bar: Attachment AI Criteria 3
| 526 | JAMESTOWN O&M SER. CEN. |  | E | 3841398 | bar: Attachment AI Criteria 3
| 527 | MILES CITY MTCE FAC. |  | W | 21817 | bar: Attachment AI Criteria 3
| 528 | MILES CITY MTCE FAC. |  | W | 1003437 | bar: Attachment AI Criteria 3
| 529 | NEW UNDERWOOD SER. CEN. |  | E | 96884 | bar: Attachment AI Criteria 3
| 530 | PHILIP O&M SER. CENT. |  | E | 1701681 | bar: Attachment AI Criteria 3
| 531 | PIERRE O&M SER. CEN. |  | E | 1051383 | bar: Attachment AI Criteria 3
| 532 | RAPID CITY GARAGE & STOR. |  | E | 2064165 | bar: Attachment AI Criteria 3
| 533 | SIOUX CITY O&M SER. CEN. |  | E | 3007882 | bar: Attachment AI Criteria 3
| 534 | SIOUX FALLS O&M SER. CEN. |  | E | 239920 | bar: Attachment AI Criteria 3
| 535 | WATERTOWN MAINT. CEN. |  | E | 2496402 | bar: Attachment AI Criteria 3
536
| 537 | Operation Centers
| 538 | WATERTOWN ALTERNATE OPERATIONS CENTER |  | E | 4564134 | bar: Attachment AI Criteria 3
| 539 | WATERTOWN OPERATIONS CENT |  | E | 664798 | bar: Attachment AI Criteria 3
| 540 | WATERTOWN OPER CTR (BFPS) |  | E | 8524893 | bar: Attachment AI Criteria 3
541
| 542 | Mobile Equipment
| 543 | MOB 115KV SWITCH TRAILER |  | E | 12328 | bar: Attachment AI Criteria 1
| 544 | MOB 115KV SWITCH TRAILER |  | E | 57413 | bar: Attachment AI Criteria 1
| 545 | MOB TRANSF 111KV 15MVA |  | E | 213000 | bar: Attachment AI Criteria 1
| 546 | MOB TRANSF 115KV 10MVA |  | E | 76258 | bar: Attachment AI Criteria 1
| 547 | MOB TRANSF 115KV 10MVA |  | E | 142235 | bar: Attachment AI Criteria 1
| 548 | MOB TRANSF 115KV 25MVA |  | W | 556464 | bar: Attachment AI Criteria 1
| 549 | MOB TRANSF 115KV 40MVA |  | E | 499220 | bar: Attachment AI Criteria 1
| 550 | MOB TRANSF 230KV 1-33MVA |  | E | 170278 | bar: Attachment AI Criteria 1
| 551 | MOBILE BY PASS KIT (BISMARCK) |  | E | 35071 | bar: Attachment AI Criteria 1
| 552 | MOBILE BY PASS KIT (HURON) |  | E | 163695 | bar: Attachment AI Criteria 1
| 553 | MOBILE CAPACITOR BANK |  | E | 19075 | bar: Attachment AI Criteria 1
| 554 | MOBILE SUB 110KV |  | E | 127144 | bar: Attachment AI Criteria 1
| 555 | MOBILE SUB 115KV 20MVA |  | E | 404166 | bar: Attachment AI Criteria 1
| 556 | MOBILE SUB 41.8 KV |  | E | 192498 | bar: Attachment AI Criteria 1
| 557 | MOBILE SUB 69KV |  | E | 71118 | bar: Attachment AI Criteria 1
| 558 | MOB SH.REACTOR |  | E | 179328 | bar: Attachment AI Criteria 1
559
| 560 | Transmission-Related Generation Facilities
| 561 | FORT THOMPSON-BIG BEND NO. 1 |  | E | 922164 | bar: Attachment AI Criteria 1
| 562 | FORT THOMPSON-BIG BEND NO. 2 |  | E | 690735 | bar: Attachment AI Criteria 1
563
| 564 | Communication Facilities
| 565 | ANITA | SCADA | E | 6259 | bar: Attachment AI Criteria 3
AB | 566 | ASSINNIBOINE | meters for NWMT NITS from Havre | W | 35005 | bar: Attachment AI Criteria 3
| 567 | BAKER | microwave, RTU | E | 280629 | bar: Attachment AI Criteria 3
| 568 | ATLANTIC COMMUNICATION SITE |  | E | 11571 | bar: Attachment AI Criteria 3
| 569 | BAKER RELAY |  | E | 45730 | bar: Attachment AI Criteria 3
| 570 | BANTRY |  | E | 230859 | bar: Attachment AI Criteria 3
| 571 | BARRETT |  | E | 164631 | bar: Attachment AI Criteria 3
| 572 | BATTLE MT. MICROWAVE |  | E | 218089 | bar: Attachment AI Criteria 3
| 573 | BELLE PRAIRIE |  | E | 102658 | bar: Attachment AI Criteria 3
| 574 | BENEDICT |  | E | 24740 | bar: Attachment AI Criteria 3
| 575 | BEULAH |  | E | 7185 | bar: Attachment AI Criteria 3
| 576 | BIG BEND |  | E | 76270 | bar: Attachment AI Criteria 3
| 577 | BIJOU REPEATER |  | E | 394136 | bar: Attachment AI Criteria 3
| 578 | BISMARCK REPEATER |  | E | 167147 | bar: Attachment AI Criteria 3
BI | 579 | Bison | microwave alarm system | E | 12472 | bar: Attachment AI Criteria 3
| 580 | BISON REPEATER |  | E | 153368 | bar: Attachment AI Criteria 3
| 581 | BOLE NORTH REPEATER |  | W | 100401 | bar: Attachment AI Criteria 3
| 582 | BRINSMADE |  | E | 189361 | bar: Attachment AI Criteria 3
| 583 | BRISTOL |  | E | 7698 | bar: Attachment AI Criteria 3
| 584 | BRUNSVILLE REPEATER |  | E | 62298 | bar: Attachment AI Criteria 3
| 585 | BUFFALO |  | E | 171598 | bar: Attachment AI Criteria 3
| 586 | CAHOON |  | E | 131000 | bar: Attachment AI Criteria 3
| 587 | CARRINGTON REPEATER |  | E | 466409 | bar: Attachment AI Criteria 3
| 588 | CHARTER OAK REPEATER |  | E | 10541 | bar: Attachment AI Criteria 3
| 589 | CHINOOK (BEFP) |  | W | 191107 | bar: Attachment AI Criteria 3
| 590 | CHINOOK REPEATER |  | W | 10289 | bar: Attachment AI Criteria 3
| 591 | CLARK MW REPEATER |  | E | 425677 | bar: Attachment AI Criteria 3
| 592 | CLEVELAND REPEATER, N.D. |  | E | 177362 | bar: Attachment AI Criteria 3
| 593 | COLEMAN REPEATER |  | E | 70833 | bar: Attachment AI Criteria 3
| 594 | COLOME REPEATER |  | E | 197198 | bar: Attachment AI Criteria 3
| 595 | CONRAD BUTTE REPEATER |  | W | 306573 | bar: Attachment AI Criteria 3
| 596 | COTTON | meters for Central MT (Basin NITS) | W | 1399 | bar: Attachment AI Criteria 3
| 597 | CRESTON REPEATER |  | E | 7473 | bar: Attachment AI Criteria 3
| 598 | CROW LAKE REPEATER |  | E | 209781 | bar: Attachment AI Criteria 3
| 599 | CROWN BUTTE |  | E | 35366 | bar: Attachment AI Criteria 3
| 600 | CULBERTSON RADIO RELAY SITE |  | E | 1296 | bar: Attachment AI Criteria 3
| 601 | CUSTER LOOKOUT |  | E | 54241 | bar: Attachment AI Criteria 3
| 602 | DALTON (WES) |  | E | 133229 | bar: Attachment AI Criteria 3
| 603 | DEVILS LAKE FIBER REGEN |  | E | 183706 | bar: Attachment AI Criteria 3
| 604 | DEVILS LAKE REPEATER |  | E | 337805 | bar: Attachment AI Criteria 3
| 605 | DICKINSON | communications equipment | E | 23704 | bar: Attachment AI Criteria 3
| 606 | DODSON REPEATER |  | W | 593944 | bar: Attachment AI Criteria 3
| 607 | DOGDEN BUTTE |  | E | 189249 | bar: Attachment AI Criteria 3
| 608 | DRISCOLL |  | E | 53227 | bar: Attachment AI Criteria 3
| 609 | DUPREE REPEATER |  | E | 1225 | bar: Attachment AI Criteria 3
| 610 | DUTTON REPEATER (BEFP) |  | W | 50588 | bar: Attachment AI Criteria 3
| 611 | EAGLE | microwave, RTU, SCADA | E | 91230 | bar: Attachment AI Criteria 3
| 612 | EAST RAINY BUTTE |  | E | 98929 | bar: Attachment AI Criteria 3
| 613 | ECKELSON |  | E | 156018 | bar: Attachment AI Criteria 3
| 614 | E. J. MANNING | fiber, microwave, SCADA | E | 49112 | bar: Attachment AI Criteria 3
| 615 | ELKTON |  | E | 111336 | bar: Attachment AI Criteria 3
| 616 | ELLENDALE REPEATER |  | E | 433673 | bar: Attachment AI Criteria 3
| 617 | ELLSWORTH AIR BASE |  | E | 137620 | bar: Attachment AI Criteria 3
| 618 | ERHARD |  | E | 203034 | bar: Attachment AI Criteria 3
| 619 | EXIRA REPEATER |  | E | 1700 | bar: Attachment AI Criteria 3
| 620 | F. L. BLAIR |  | E | 51407 | bar: Attachment AI Criteria 3
| 621 | FAIRPOINT REPEATER |  | E | 228099 | bar: Attachment AI Criteria 3
| 622 | FALLON REPEATER |  | E | 143269 | bar: Attachment AI Criteria 3
| 623 | FERGUS FALLS COMMUNICATIONS SITE |  | E | 326689 | bar: Attachment AI Criteria 3
| 624 | FLOWING WELLS |  | E | 46264 | bar: Attachment AI Criteria 3
| 625 | FORBES COMMUNICATION SITE |  | E | 30489 | bar: Attachment AI Criteria 3
| 626 | FORSYTH | radio, quarters, fence | W | 130348 | bar: Attachment AI Criteria 3
| 627 | FORT PECK RELAY (WES) |  | E/W | 168846 | bar: Attachment AI Criteria 3
| 628 | FORT PECK COMMUNICATIONS BUILDING |  | E/W | 255807 | bar: Attachment AI Criteria 3
| 629 | FORT PECK REPEATER |  | E/W | 73382 | bar: Attachment AI Criteria 3
FR | 630 | Fort Randall | Multiplexer, Termination Equiment | E | 253710.27 | bar: Attachment AI Criteria 3
| 631 | FORT THOMPSON REPEATER |  | E | 66757 | bar: Attachment AI Criteria 3
| 632 | FORT THOMPSON REPEATER (EAST RIVER) |  | E | 202926 | bar: Attachment AI Criteria 3
| 633 | FOX CREEK MICROWAVE |  | W | 284658 | bar: Attachment AI Criteria 3
| 634 | FRYBURG SUB & MICROWAVE |  | E | 41178 | bar: Attachment AI Criteria 3
| 635 | GARRISON |  | E | 180146 | bar: Attachment AI Criteria 3
| 636 | GARY REPEATER |  | E | 54362 | bar: Attachment AI Criteria 3
| 637 | GAVIN'S POINT |  | E | 100080 | bar: Attachment AI Criteria 3
| 638 | GAVINS POINT REPEATER |  | E | 286574 | bar: Attachment AI Criteria 3
| 639 | GETTYSBURG REPEATER |  | E | 248109 | bar: Attachment AI Criteria 3
| 640 | GLENHAM |  | E | 197602 | bar: Attachment AI Criteria 3
| 641 | GRAND FORKS MINNKOTA (MPC) |  | E | 16044 | bar: Attachment AI Criteria 3
| 642 | HAILSTONE BUTTE |  | E | 50349 | bar: Attachment AI Criteria 3
| 643 | HALLOWAY REPEATER |  | E | 73810 | bar: Attachment AI Criteria 3
| 644 | HARLEM | microwave, RTU | W | 98534 | bar: Attachment AI Criteria 3
| 645 | HARLEM REPEATER |  | W | 593805 | bar: Attachment AI Criteria 3
| 646 | HATHAWAY |  | W | 46350 | bar: Attachment AI Criteria 3
| 647 | HERMOSA MICROWAVE |  | E | 203657 | bar: Attachment AI Criteria 3
| 648 | HETTINGER | RTU, PTs | E | 10832 | bar: Attachment AI Criteria 3
| 649 | HIGHLAND REPEATER |  | E | 119734 | bar: Attachment AI Criteria 3
| 650 | HIGHMORE REPEATER |  | E | 98042 | bar: Attachment AI Criteria 3
| 651 | HIGHWOOD | meters NWMT NITS from Great Falls | W | 22896 | bar: Attachment AI Criteria 3
| 652 | HINSDALE |  | W | 135796 | bar: Attachment AI Criteria 3
| 653 | HINSDALE REPEATER |  | W | 44738 | bar: Attachment AI Criteria 3
| 654 | HOPEWELL REPEATER |  | E | 155533 | bar: Attachment AI Criteria 3
| 655 | HUNTER MICROWAVE |  | E | 141441 | bar: Attachment AI Criteria 3
| 656 | HURON DISTRICT OFFICE |  | E | 502619 | bar: Attachment AI Criteria 3
| 657 | HYSHAM |  | W | 60705 | bar: Attachment AI Criteria 3
| 658 | JAMESTOWN REPEATER |  | E | 31609 | bar: Attachment AI Criteria 3
| 659 | JONES CREEK |  | E | 168896 | bar: Attachment AI Criteria 3
| 660 | KELLY CREEK |  | E | 136058 | bar: Attachment AI Criteria 3
| 661 | KILLDEER REPEATER |  | E | 255683 | bar: Attachment AI Criteria 3
| 662 | KNEE HILL MW |  | W | 317560 | bar: Attachment AI Criteria 3
| 663 | LAC QUI PARLE |  | E | 515637 | bar: Attachment AI Criteria 3
| 664 | LAKE ANDES REPEATER |  | E | 431481 | bar: Attachment AI Criteria 3
| 665 | LEFOR |  | E | 32611 | bar: Attachment AI Criteria 3
| 666 | LINDSAY RIDGE |  | E | 53232 | bar: Attachment AI Criteria 3
| 667 | LINTON COMMUNICATIONS SITE |  | E | 228663 | bar: Attachment AI Criteria 3
| 668 | LITTLE MISSOURI SUBSTATION |  | E | 36678 | bar: Attachment AI Criteria 3
| 669 | LODGEPOLE REPEATER |  | E | 125517 | bar: Attachment AI Criteria 3
| 670 | MALLARD | RTU, SCADA | E | 29969 | bar: Attachment AI Criteria 3
| 671 | MALTA | microwave, RTU | W | 340848 | bar: Attachment AI Criteria 3
| 672 | MALTA REPEATER |  | W | 534098 | bar: Attachment AI Criteria 3
MDN | 673 | Mandan | multiplexer | E | 19476 | bar: Attachment AI Criteria 3
| 674 | MANDAN MICROWAVE SITE |  | E | 47088 | bar: Attachment AI Criteria 3
| 675 | MAPLE RIVER |  | E | 116254 | bar: Attachment AI Criteria 3
| 676 | MARTIN REPEATER |  | E | 202330 | bar: Attachment AI Criteria 3
| 677 | MAYVILLE |  | E | 132289 | bar: Attachment AI Criteria 3
| 678 | MIDLAND REPEATER |  | E | 347511 | bar: Attachment AI Criteria 3
| 679 | MILES CITY SUB (BEFP) |  | E | 205485 | bar: Attachment AI Criteria 3
| 680 | MOE REPEATER |  | E | 86970 | bar: Attachment AI Criteria 3
| 681 | MOORHEAD |  | E | 169157 | bar: Attachment AI Criteria 3
| 682 | MORRIS REPEATER & MICROWAVE |  | E | 86281 | bar: Attachment AI Criteria 3
| 683 | NEWCASTLE REPEATER |  | E | 145547 | bar: Attachment AI Criteria 3
| 684 | OAHE |  | E | 388794 | bar: Attachment AI Criteria 3
| 685 | O'KREEK REPEATER |  | E | 247341 | bar: Attachment AI Criteria 3
| 686 | ORCHARD REPEATER |  | E | 29362 | bar: Attachment AI Criteria 3
| 687 | OTO MICROWAVE |  | E | 11064 | bar: Attachment AI Criteria 3
| 688 | OTTUMWA ROAD REPEATER SITE |  | E | 5170 | bar: Attachment AI Criteria 3
| 689 | PAGE N.D. |  | E | 1107 | bar: Attachment AI Criteria 3
| 690 | PAHOJA SUB |  | E | 71992 | bar: Attachment AI Criteria 3
| 691 | PEAK |  | E | 56410 | bar: Attachment AI Criteria 3
| 692 | PHILIP JCT. REPEATER |  | E | 356893 | bar: Attachment AI Criteria 3
| 693 | PINE RIDGE |  | W | 126322 | bar: Attachment AI Criteria 3
| 694 | POPLAR (MDU) | antenna, meters for MDU | E | 3758 | bar: Attachment AI Criteria 3
| 695 | PRIMGHAR REPEATER |  | E | 18343 | bar: Attachment AI Criteria 3
| 696 | PUKWANNA REPEATER |  | E | 173825 | bar: Attachment AI Criteria 3
| 697 | RAPID CITY REPEATER |  | E | 229379 | bar: Attachment AI Criteria 3
| 698 | RICHARDSON COULEE |  | W | 108824 | bar: Attachment AI Criteria 3
| 699 | RICHARDSON COULEE REPEATER |  | W | 111897 | bar: Attachment AI Criteria 3
| 700 | RICHLAND MW REPEATER (BEPS) |  | W | 280406 | bar: Attachment AI Criteria 3
| 701 | ROCKY RIDGE REPEATER |  | E | 152681 | bar: Attachment AI Criteria 3
| 702 | ROLLAG |  | E | 116342 | bar: Attachment AI Criteria 3
| 703 | RUGBY REPEATER |  | E | 186136 | bar: Attachment AI Criteria 3
| 704 | RUTLAND |  | E | 261631 | bar: Attachment AI Criteria 3
| 705 | SACO |  | W | 832 | bar: Attachment AI Criteria 3
SA | 706 | Savage | land, steel structure, meter equipment | E | 74403 | bar: Attachment AI Criteria 3
| 707 | SENTINEL BUTTE |  | E | 58982 | bar: Attachment AI Criteria 3
| 708 | SHEEP COULEE REPEATER |  | W | 320081 | bar: Attachment AI Criteria 3
| 709 | SIOUX CITY REPEATER |  | E | 367518 | bar: Attachment AI Criteria 3
| 710 | SIOUX FALLS REPEATER |  | E | 222507 | bar: Attachment AI Criteria 3
| 711 | SIOUX PASS |  | E | 919 | bar: Attachment AI Criteria 3
| 712 | SNAKE BUTTE REPEATER |  | E | 451389 | bar: Attachment AI Criteria 3
| 713 | SPALDING REPEATER |  | E | 241993 | bar: Attachment AI Criteria 3
| 714 | SPIRIT MOUND |  | E | 199137 | bar: Attachment AI Criteria 3
| 715 | STANLEY | meters to MDU | E | 49735 | bar: Attachment AI Criteria 3
| 716 | STRASBERG |  | E | 1247 | bar: Attachment AI Criteria 3
SB | 717 | Sully Buttes | fiber termination equipment | E | 74428 | bar: Attachment AI Criteria 3
| 718 | SUMMIT REPEATER |  | E | 33676 | bar: Attachment AI Criteria 3
| 719 | TAPPEN COMMUNICATIONS SITE |  | E | 196301 | bar: Attachment AI Criteria 3
| 720 | TAPPEN REPEATER |  | E | 183266 | bar: Attachment AI Criteria 3
| 721 | TENNANT COMMUNICATIONS SITE |  | E | 5909 | bar: Attachment AI Criteria 3
| 722 | TORONTO REPEATER |  | E | 71381 | bar: Attachment AI Criteria 3
| 723 | TRIPP REPEATER |  | E | 77249 | bar: Attachment AI Criteria 3
| 724 | TURKEY RIDGE REPEATER |  | E | 430246 | bar: Attachment AI Criteria 3
| 725 | TYLER REPEATER |  | E | 311632 | bar: Attachment AI Criteria 3
VR | 726 | Verona | comm, miltiplex, battery | W | 25210 | bar: Attachment AI Criteria 3
| 727 | VICTOR (EREC) |  | E | 23905 | bar: Attachment AI Criteria 3
| 728 | VIDA |  | E | 66336 | bar: Attachment AI Criteria 3
| 729 | V. T. HANLON | SCADA | E | 5553 | bar: Attachment AI Criteria 3
| 730 | WALL REPEATER |  | E | 322502 | bar: Attachment AI Criteria 3
| 731 | WATERTOWN REPEATER |  | E | 479806 | bar: Attachment AI Criteria 3
| 732 | WAYSIDE |  | E | 11963 | bar: Attachment AI Criteria 3
| 733 | WESSINGTON SPGS. REPEATER |  | E | 420329 | bar: Attachment AI Criteria 3
| 734 | WESTFIELD |  | E | 12785 | bar: Attachment AI Criteria 3
WH2 | 735 | Whately (Northern) | Instrument Transformer | W | 40860 | bar: Attachment AI Criteria 3
| 736 | WHITE SWAN |  | E | 78401 | bar: Attachment AI Criteria 3
| 737 | WHITLOCK (BCPS) |  | E | 111412 | bar: Attachment AI Criteria 3
| 738 | WM. J. NEAL | multiplexer | E | 156417 | bar: Attachment AI Criteria 3
| 739 | WOLBACH REPEATER |  | E | 19027 | bar: Attachment AI Criteria 3
| 740 | YANKTON JCT. | multiplexer, channel bank, SCADA | E | 76396 | bar: Attachment AI Criteria 3
| 741 | YELLOWTAIL SWITCHYARD (BEPS) |  | W | 150281 | bar: Attachment AI Criteria 3
742
| 743 | Miles City Converter Station
| 744 | MILES CITY CONVERTER STATION - BEPS |  | E/W | 20992954 | bar: Attachment AI Criteria 1
| 745 | MILES CITY CONVERTER STATION - BEFP |  | E/W | 2754262 | bar: Attachment AI Criteria 1
746
| 747 | Rocky Mountain Region Facilities
| 748 | NEW UNDERWOOD-STEGALL |  | E | 287835 | bar: Attachment AI Criteria 1
| 749 | STEGALL SUBSTATION |  | E | 302609 | bar: Attachment AI Criteria 1
| 750 | STEGALL-WAYSIDE |  | E | 2978205 | bar: Attachment AI Criteria 1
YT | 751 | YELLOWTAIL SWITCHYARD | 230-kV breakers 182, 282, 9182 and assoc switches | W | 3115052 | bar: Attachment AI Criteria 1
752
| 753 | Corps Switchyard Facilities |  |  | 82985149
BG | 754 | Big Bend | 230-kV 1083, 1090, 7089, 4083, 4090 | E | bar: Attachment AI Criteria 1
FP | 755 | Fort Peck | 69-kV breaker 1142 and assoc. switches | W | bar: Attachment AI Criteria 1
| 756 |  | 161-kV breaker 762, 772, 776 and assoc switches | W | bar: Attachment AI Criteria 1
| 757 |  | 115-kV breakers 1572, 1576, 1672, 1676 and assoc switches | E | bar: Attachment AI Criteria 1
| 758 |  | 230-kV breaker 1382 and associated switches | E | bar: Attachment AI Criteria 1
| 759 |  | 230/115-kV transformer | E | bar: Attachment AI Criteria 1
| 760 |  | 115/69-kV transformer KV7A | E | bar: Attachment AI Criteria 1
FR | 761 | Fort Randall | 230-kV breakers 1182, 1186, 1982, 1986, 1282, 1286, 1382, 1386, 2182, 2186, 2282, 2286, 2382, 2386, 2482, 2486, 2682, 2686 and assoc breakers | E | bar: Attachment AI Criteria 1
| 762 |  | 115-kV breakers 1562, 1662, 1666, 1762, 1862, 1866, 1962 and assoc switches | E | bar: Attachment AI Criteria 1
| 763 |  | 230/115-kV transformer | E | bar: Attachment AI Criteria 1
GA | 764 | Garrison | 115-kV breakers 962, 1162, 1166, 1362, 1366, 1462 and assoc switches | E | bar: Attachment AI Criteria 1
| 765 |  | 230-kV breakers 3482, 3486, 3582, 3586, 3682, 3686, 3782, 3786, 3882, 3886, 3982, 3986, 4082, 4086, 4182, 4186 and assoc switches, switches 33xx | E | bar: Attachment AI Criteria 1
| 766 |  | 230/115-kV transformer | E | bar: Attachment AI Criteria 1
GP | 767 | Gavins Point | 115-kV breakers 462, 562, 662, 762, 862 and assoc switches | E | bar: Attachment AI Criteria 1
OA | 768 | Oahe | 230-kV breakers 2182, 2382, 2582, 2682, 2782, 2982, 3082 and assoc switches | E | bar: Attachment AI Criteria 1
| 769 |  | 115-kV breakers 1062, 1262, 1362, 1386, 1462 and assoc switches | E | bar: Attachment AI Criteria 1
| 770 |  | 230/115-kV transformer | E | bar: Attachment AI Criteria 1
One-Line Diagrams showing these included facilities are available upon request.
The diagrams include CEII material and therefore require execution of a Non-Disclosure Agreement with Western Area Power Administration - Upper Great Plains Region.
Criteria 1: Non-Radial above 60-kV / (b) Two or More Eligible Customers
Criteria 2: Interconnect Zones / Surrounding Entities
Criteria 3: Control and Protection
Criteria 4: High Side of Transformer
Criteria 5: DC Interconnection
Criteria 6: 7 Factor Test
* Based upon Attachment AI of SPP's Tariff and consistent with criteria set forth in the "Zone 19 (Upper Missouri Zone) - Attachment AI Guidance Document", dated 06/14/2016, as prepared by the Attachment AI Working
Group in FERC docket ER15-1775-000.

## FACILITIES - Excluded per AI
Western-UGP Facilities Excluded under AI January 1, 2017 Rates*
Line No. | Column1 | Facility | Specific Plant NOT Included | Further Description
1 |  | Substations
2
3 | AR | Armour | 34.5-kV breaker 542 and assoc. switches | NWPS
4 |  |  | 115/34.5-kV transformer KY2A
5 |  |  | 115-kV interrupter 462 and assoc. switches
6 | AUR | Aurora | 115-kV breaker 162, 362 and assoc. switches
7 | BEF | Belfield | 230-kV breaker 1482 and assoc switches
8 | BE | Beresford | 69-kV breaker 1552 and assoc. switches | East River
9 |  |  | 12.47-kV switch 821, 823, 829 | City of Beresford
10 | BG | Big Bend | 230-kV interrupters 1081, 2081, 2081, 4081 and assoc switches
11 | BB | Bisbee | 69/12.5-kV transformer KZ1A and switch 145
12 |  |  | 12.5-kV breaker 124 and assoc. switches | CPEC
13 | BS | Bismarck | 115-kV breaker 3462 and assoc. switches | Capitol Electric
14 |  |  | 12.5-kV switches 1527, 1529 | USBR
15 | BOL | Bole | 69-kV breaker 1452 and 1252 and assoc. switches | NWMT
16 | BO | Bonesteel | 115-kV breaker 362 and assoc. switches
17 |  |  | 115/12.47-kV transformer KY1A
18 |  |  | 12.47-kV breaker 1422 and assoc. switches | Rosebud Electric
19 | BFT | Buford Trenton Tap | All Not Included
20 | BP | Buford Trenton Pumping | All Not Included
21 | CA | Carrington | 115-kV interrupter 162 | protection for non-included transformer (transformer not owned by Western)
22 |  |  | 41.8-kV breakers 142, 242, 342, 442, 542, 642, 842 and assoc. switches | Otter Tail and CPE
23 | CR | Circle | 115-kV breaker 1162 and assoc. switches | Keystone
24 |  |  | 115-kV breaker 1262, 1362 and assoc. switches | McCone
25 |  |  | 115/34.5-kV transformer KY12A
26 |  |  | 34.5-kV breaker 142 and assoc. switches | McCone
27 | CON | Conrad | 115-kV breaker 1062 and assoc. switches | Sun River
28 | CU | Custer | 69-kV breakers 2252, 2352 and assoc. switches | Yellowstone Valley and Mid-Yellowstone
29 | CT | Custer Trail | All Not Included
30 | DC | Dawson County | 115-kV switch 1061 | protection for non-included transformer (transformer not owned by Western)
31 | DNT | Denbigh Tap | Switches 1460, 1461
32 | DN | Denison | 69-kV breaker 2552 and assoc. switches | City of Denison
33 | DV | Devaul | All Not Included
34 | DL | Devils Lake | 41.8-kV breaker 1442 and assoc. switches | Otter Tail normally open-emergency tie
35 |  |  | 12.5-kV breaker 1122 and assoc. switches | Minnkota
36 | EB | Eagle Butte | 115/69-kV transformer KY1A and 115-kV interrupter 762
37 |  |  | 69-kV breaker 1752 and assoc. switches | Moreau Grand
38 | ED | Edgeley | 115/41.8-kV transformer KY2A
39 |  |  | 115-kV breaker 362
40 |  |  | 41.8-kV breaker 2342 and assoc. switches | Otter Tail
41 |  |  | 69-kV breaker 1252 and assoc. switches
42 | ELC | Elk Creek | 115-kV ground switch 1160
43 | ELI | Elliot | 115-kV interrupter 2063 and assoc. switches, 115-kV switch 369
44 | END | Enderlin Tap | Remove Interrupter 1862 and assoc. switches
45 | EXI | Exira | Switches 169, 369, 569 | Generator Lead
46 | FH | Faith | 115/12.47-kV tranformer KY1A and 115-kV interrupter 362
47 |  |  | 12.47-kV breaker 1022 and assoc. switches | City of Faith
48 | FN | Fallon Pumping | All Not Included
49 | FE | Fallon Relift | All Not Included
50 | FL | Flandreau | 12.47-kV switches 3121, 3122, 3123, 3129, 3223 | City of Flandreau
51 | FO | Forman | 69-kV breaker 452 and assoc. switches
52 |  |  | 69/41.8-kV transformer KZ3A and 69-kV switches 353, 355
53 |  |  | 115-kV breaker 1662 and assoc. switches
54 |  |  | 41.8-kV breaker 2142 and assoc. switches | Otter Tail
55 |  |  | 41.8/12.5-kV transformer KX6A and switch 1443
56 |  |  | 12.5-kV breaker 2222 and assoc. switches | Dakota Valley
57 | FR | Fort Randall | 115-kV breaker 962 and assoc. switches
58 | FT | Fort Thompson | 69-kV breaker 4452 and assoc. switches | West Central
59 | FG | Frazer Pumping | All Not Included
60 | GA | Garrison | 115-kV breakers 462, 562 and assoc switches | generator leads
61 | GP | Gavins Point | 115-kV breakers 162, 262, 362 and assoc. switches | generator leads
62 | GGT | Glendive Pumping No. 1 Tap | All Not Included
63 | GG | Glendive Pumping No. 1 | All Not Included
64 | GF | Granite Falls | 69-kV breakers 4352, 4452, 4552, 4652 and assoc. switches | GRE normally open and Minn. Valley
65 |  |  | 115/69-kV transformer KY2A
66 |  |  | 115-kV breaker 3262 and assoc. switches
67 | GY | Gregory | 115-kV Disconnect Switch 463 | protection for non-included transformer (transformer not owned by Western)
68 |  |  | 12.47-kV breaker 422 and asswoc. Switches
69 | GR | Groton | 69-kV breakers 1352 and 1552 and assoc. switches | East River
70 | HV | Havre | 12.5-kV breaker 822 and assoc. switches | Hill County
71 | HLK | Hilken | take-off structure to Baldwin Wind | generator lead
72 | HU | Huron | 115-kV switches 1261, 1265
73 |  |  | 115/69-kV transformer KY1A
74 |  |  | 69-kV breakers 1952, 2052 and assoc. switches | East River
75 | IN | Intake | All Not Included
76 | INP | Intake Pumping | All Not Included
77 | JT | Jamestown | 115/41.8-kV transformers KY1A and KY2A
78 |  |  | 115-kV breaker 662 and assoc. switches
79 |  |  | 41.8-kV breaker 1142 and assoc. switches | Otter Tail, Normally Open - emergency tie
80 |  |  | 12.47-kV breaker 1522, 1722 and assoc. switches
81 | KD | Killdeer | 115/41.8-kV transformer KY4A and switch 469
82 |  |  | 41.8-kV breaker 442, 642 and switches 343, 345 | MDU and Upper Mo.
83 | LA | Lakota | 12.5-kV breaker 1022 and assoc. switches | City of Lakota
84 |  |  | 69-kV breaker 152 and assoc. switches
85 | LE | Leeds | 69/12.5-kV transformer KZ3A and switch 645
86 |  |  | 12.5-kV breaker 624 and assoc. switches | CPEC
87 | MR | Martin | 115/34.5-kV tranformer KY1A and interrupter 962
88 |  |  | 34.5-kV breaker 1242 and assoc. switches | LaCreek
89 | MA | Maurine | 115/69-kV transformer KY1A and switches 1263, 1265
90 |  |  | 69-kV breaker 2252 and assoc. switches | Grand Electric
91 | MD | Midland | Capacity Rights in 115/69 kV Transformer KY1A
92 | MS | Mission | 115/24.9-kV transformer KY1A and interrupter 362 | Cherry-Todd
93 | MO | Morris | 41.8-kV breakers 3132, 3232, 3332 and assoc switches
94 |  |  | 115/41.8-kV transformer KY3A
95 |  |  | 115-kV breaker 1362 and assoc switches
96 | MV | Mount Vernon | 69-kV breaker 1852 and assoc. switches | East River
97 | NAT | Nashua Tap | All Not Included
98 | NEL | Nelson Tap | Switch 1861
99 | NL | Newell | 69-kV breakers 2252, 2452 and assoc. switches | Rushmore
100 | NU | New Underwood | 13.8 kV interrupter 4423 and assoc. switch
101 | OA | Oahe | 230-kV breakers 2882, 2482, 2486, 2082, 1162 and assoc. switches | generator lead
102 |  |  | 115-kV breaker 1162 and assoc. switches | generator lead
103 | OF | O'Fallon Creek | 12.47-kV breaker 522 and assoc. switches and equipment | MDU
104 | PET | Penn Tap | Switches 1860, 1861
105 | PL | Philip | 115/69-kV transformer KY1A and switches 1963
106 |  |  | 69-kV breaker 2152 and assoc. switches | West Central
107 | PI | Pierre | 115/12.47-kV transformer KY1A and 115-kV interrupter 762
108 |  |  | 12.47-kV breakers 2212, 2312, 2412 and assoc. switches | City of Pierre
109 | PLL | Pleasant Lake Tap | Switched 760, 761
110 | RC | Rapid City | 115/12.47-kV transformer KY1A
111 | RH | Richland | All Not Included
112 | RY | Rudyard | 115/69/12.5-kV transformer KY1A and interrupter 362
113 |  |  | 69-kV breaker 752 and assoc. switches | Hill County
114 |  |  | 12.5-kV breaker 422 and assoc. switches | Hill County
115 | RG | Rugby | 115/41.8-kV transformer KY1A and switches 1163, 1165
116 |  |  | 41.8-kV breaker 2142 and assoc. switches | Otter Tail
117 | SV | Savage Pumping | All Not Included
118 | SH2 | Shelby | All Not Included
119 | SH2 | Shelby 2 | 115-kV breaker 1162 and assoc. switches | to Shelby
120 | SY | Shirley Pumping | All Not Included
121 | SF | Sioux Falls | 115-kV breaker 862 and assoc. switches | East River
122 |  |  | 69-kV breaker 1552 and assoc. switches | East River
123 | SP | Spencer | 69-kV breaker 1642 and assoc. switches | City of Spencer
124 | SU | Summit | 41.8-kV breakers 2142, 2242 and assoc. switches
125 |  |  | 115/41.8-kV transformer KY1B
126 |  |  | 115-kV interupter 862 and switch 861
127 | TE | Terry Pumping | All Not Included
128 | TR | Terry Tap | 115/34.5-kV transformer KY1A and switch 363
129 |  |  | 34.5-kV breaker 342 and assoc. switches | Buffalo Rapids and MDU
130 | TI | Tiber | 115/12.5-kV transformer KY1A and breaker 1262
131 |  |  | 12.5-kV breaker 122 and assoc. switches | USBR
132 | TY | Tyndall | 69-kV breaker 452 and assoc. switches | East River
133 |  |  | 115-kV interrupter 362 | protection for non-included transformer (transformer not owned by Western)
134 | VC | Valley City | 69-kV breakers 344, 1144 and assoc. switches | City of Valley City
135 | WL | Wall | 115/12.47-kV transformer KY1B and interrupters 461 and 562
136 |  |  | 12.47-kV breaker 622 and assoc. switches | West River
137 | WDD | Ward | 230-kV Switch 889
138 | WB | Washburn | 230/41.8-kV transformer KU1A and breaker 282
139 |  |  | 41.8-kV breaker 342 and assoc. switches | Otter Tail - emergency tie
140 | WC | Watford City | 115-kV interrupter 162 | protection for non-included transformer (transformer not owned by Western)
141 | WSG | Wessington Springs | 230-kV switch 989 | generator outlet
142 | WH | Whately | 69/12.5-kV transformer KYA and switches 253, 257
143 |  |  | 12.5-kV breaker 224 and assoc. switches | Norval
144 | WV | Wicksville | 115-kV interrupter 362 | protection for non-included transformer (transformer not owned by Western)
145 |  |  | 24.9-kV breaker 1032 and assoc. switches | West River
146 | WN | Williston | 60-kV breaker 3552 and assoc. switches | MDU non-credited line
147 | WN2 | Williston 2 | 115-kV breaker 2562 and assoc. switches
148 | WI | Winner | 12.47-kV breakers 2222, 2422, 2523 and assoc. switches | City of Winner and Rosebud Electric
149 | VAT | Wiota | All Not Included
150 | VAT | Wiota Tap | All Not Included
151 | WP | Wolf Point | 115/34.5-kV transformer KY1A and switches 1963, 1965
152 |  |  | 34.5-kV breakers 2142, 2242, 2342, 2442 and assoc. switches | MDU and Norval
153 |  |  | 12.5-kV breakers 3222, 3322, 3422 and assoc. switches | Norval and McCone
154 | WO | Woonsocket | 34.5-kV breakers 442 and 542 and assoc. switches | NWPS and City of Wessington Springs
155 |  |  | 115/69-kV transformer KY1B and 115-kV breaker 862
156 |  |  | Mobile Transformer 115/34.5-kV
157 |  |  | 115-kV interupters 362 and 862 and assoc. switches, switch M263, M261
158 |  | Transmission Lines
159 |  | SHELBY-SHELBY2 | 115-kV
* Based upon Attachment AI of SPP's Tariff and consistent with criteria set forth in the "Zone 19 (Upper Missouri Zone) - Attachment AI Guidance Document", dated 06/14/2016, as prepared by the Attachment
AI Working Group in FERC docket ER15-1775-000.

## Cost Data 2017 est
Western-UGP 2017 Estimate
|  | WESTERN-UGP |  | WESTERN-RMR |  | COE |  | BOR |  | TOTAL
Line No. | -1 | -2 |  | -3 |  | -4 |  | -5 |  | -6
1 | Net Plant Investment Worksheet
2 | Total PS Plant-in-Service | 1320408389.37 | 1/ | 769708741 | 2/ | 1099738736 | 3/ | 494063956 | 12/ | 3683919822.37
3 | PS-ED Transmission Plant-in-Service | 1261562766.32 | 4/ | 6735144.54 | 5/ | 95113194.93 | 6/ | 0 |  | 1363411105.79
4 | PS-ED Generation Plant-in-Service | 17420758.27 | 7/ | 0 |  | 1004625541.07 | L2-L3 | 494063956 | L2-L3 | 1516110255.34
5 | PS-ED SSCD Plant-in-Service | 11135329.35 | 8/
6 | Generation Plant to Total Plant | 0.013193 | L4/L2 | 0 | L4/L2 | 0.91351 | L4/L2 | 1 | L4/L2
7 | Transmission Plant to Total Plant | 0.95543 | L3/L2 | 0.0087503 | L3/L2 | 0.086487 | L3/L2 | 0 | L3/L2
8 | SSCD Plant to Total Plant | 0.0084332 | L5/L2
9 | PS Accumulated Depreciation | 654305118 | 9/ | 347454772 | 10/ | 603229913 | 11/ | 282332201 | 13/ | 1887322004
10 | PS-ED Trans. Accumulated Depreciation | 625145206.0792 | L7*L9 | 3040316.4027 | L7*L9 | 52171595.3295 | L7*L9 | 0 | L7*L9 | 680357117.8114
11 | PS-ED Gen. Accumulated Depreciation | 8632549.8893 | L6*L9 | 0 | L6*L9 | 551058317.6705 | L9-L10 | 282332201 | L6*L9 | 842023068.5598
12 | PS-ED SSCD Accumulated Depreciation | 5517916.3075 | [7 empty] | 5517916.3075
13 | PS-ED Net Transmission Plant | 636417560.2408 | L3-L10 | 3694828.1373 | L3-L9 | 42941599.6005 | L3-L10 | 0 | L3-L10 | 683053987.9786
14 | PS-ED Net Generation Plant | 8788208.3807 | L4-L11 | 0 | L4-L10 | 453567223.3995 | L4-L11 | 211731755 | L4-L11 | 674087186.7802
15 | PS-ED Net SSCD Plant | 5617413.0425 | L5-L12 | [6 empty] | 5617413.0425
15 | 1/ Transmission Plant-in-Service Worksheet, C2L480
16 | 2/ FY RMCSR - Pick-Sloan Missouri River Basin Results of Operations, Schedule 1
17 | 3/ FY Corps of Engineers Financial Statements, Electric and Power Multi-Purpose Plant in Service
18 | 4/ Transmission Plant-in-Service Worksheet, C5L480
19 | 5/ Transmission Plant-in-Service Worksheet, C5L476
20 | 6/ Transmission Plant-in-Service Worksheet, C5L478
21 | 7/ Transmission Plant-in-Service Worksheet, C3L480
22 | 8/ SSCD Plant-in-Service is based on a percentage of Watertown Operations Centers cost, based on FTE
23 | 9/ FY UGPCSR - Pick-Sloan Missouri River Basin and UGPCSR - Ft. Peck Power System Results of Operations, Schedule 4
24 | 10/ FY RMCSR - Pick-Sloan Missouri River Basin Results of Operations, Schedule 4
25 | 11/ FY Corps of Engineers Financial Statements, Statement of Assets and Liabilities
26 | 12/ FY Historical Financial Data in Support of the Power Repayment Study for the P-SMBP, Schedule 15
27 | 13/ FY Historical Financial Data in Support of the Power Repayment Study for the P-SMBP, Schedule 17
Western-UGP 2017 Estimate
|  | WESTERN-UGP |  | WESTERN-RMR |  | COE |  | BOR |  | TOTAL
Line No. | -1 | -2 |  | -3 |  | -4 |  | -5 |  | -6
1 | Depreciation Worksheet
2 | PS Depreciation Expense | 31821842 | 1/ | 18232948 | 2/ | 13917574 | 3/ | 2658188 | 4/ | 66630552
3 | PS-ED Transmission Depreciation 5/ | 30403662.4927 |  | 159542.8681 |  | 1203690.3725 |  | 0 |  | 31766895.7333
4 | PS-ED Generation Depreciation 6/ | 419840.2719 |  | 0 |  | 12713883.6275 |  | 2658188 |  | 15791911.8994
5 | PS-ED SSCD Depreciation 7/ | 268361.4358 | [7 empty] | 268361.4358
5 | 1/ FY UGPCSR - Pick-Sloan Missouri River Basin and UGPCSR - Ft. Peck Power System Results of Operations, Schedule 4
6 | 2/ FY RMCSR - Pick-Sloan Missouri River Basin Results of Operations, Schedule 4
7 | 3/ FY Corps of Engineers Statement of Revenues and Expenses
8 | 4/ From data provided by BOR
9 | 5/ For Western-UGP, Western-RMR, COE, and BOR the portion of depreciation expense allocated to PS-ED transmission is based on the ratio of transmission plant-in-service to total
10 | plant-in-service, calculated on L7 of the Net Plant Investment Worksheet
11 | 6/ For Western-UGP, Western-RMR and BOR the portion of depreciation expense allocated to PS-ED generation is based on the ratio of generation plant-in-service to total plant-in-service,
12 | calculated on L6 of the Net Plant Investment Worksheet. COE generation depreciation is COE total depreciation less transmission depreciation
13 | 7/ For Western-UGP, the portion of depreciation expense allocated to PS-ED SSCD is based on the ratio of SSCD plant-in-service to total plant in service, calculated on L8 of the Net Plant
14 | Investment Worksheet
Western-UGP 2017 Estimate
|  | WESTERN-UGP |  | WESTERN-RMR |  | COE |  | BOR |  | TOTAL
Line No. | -1 | -2 |  | -3 |  | -4 |  | -5 |  | -6
1 | Cost of Capital Worksheet
2 | Long Term Debt:
3 | FY Balances | 821772350 | 1/ | 468220639 | 1/ | 546786376 | 1/ | 156699895 | 1/ | 1993479260
4 | Interest Expenses:
5 | FY Interest | 41351949 | 13/ | 28057924 | 13/ | 18745135 | 2/ | 6908600 | 2/ | 95063608
6 | Average Interest Rate | 5.032% | L6/L3 | 5.992% | L6/L3 | 3.428% | L6/L3 | 4.409% | L6/L3
7 | Transmission Plant Factor | 0.9253 | 3/ | 0.0049399 | 4/ | 0.069761 | 5/ | 0 | 6/
8 | Weighted Trans. Composite Rate | [8 empty] | 4.925% | 7/
9 | Generation Plant Factor | 0.01149 | 8/ | 0 | 9/ | 0.66263 | 10/ | 0.32588 | 11/
10 | Weighted Gen. Composite Rate | [8 empty] | 3.766% | 12/
11 | 1/ FY Historical Financial Data in Support of the Power Repayment Study for the P-SMBP, Schedules 21X and 21RX
12 | 2/ FY Historical Financial Data in Support of the Power Repayment Study for the P-SMBP, Schedule 33, 33A and ROOs Schedule 5
13 | 3/ C2L3, Net Plant Investment Worksheet/C6L3, Net Plant Investment Worksheet
14 | 4/ C3L3, Net Plant Investment Worksheet/C6L3, Net Plant Investment Worksheet
15 | 5/ C4L3, Net Plant Investment Worksheet/C6L3, Net Plant Investment Worksheet
16 | 6/ C5L3, Net Plant Investment Worksheet/C6L3, Net Plant Investment Worksheet
17 | 7/ (C2L6*C2L7)+(C3L6*C3L7)+(C4L6*C4L7)+(C5L6*C5L7)
18 | 8/ C2L4, Net Plant Investment Worksheet/C6L4, Net Plant Investment Worksheet
19 | 9/ C3L4, Net Plant Investment Worksheet/C6L4, Net Plant Investment Worksheet
20 | 10/ C4L4, Net Plant Investment Worksheet/C6L4, Net Plant Investment Worksheet
21 | 11/ C5L4, Net Plant Investment Worksheet/C6L4, Net Plant Investment Worksheet
22 | 12/ (C2L6*C2L9)+(C3L6*C3L9)+(C4L6*C4L9)+(C5L6*C5L9)
23 | 13/ Interest from Results of Operations Schedule 5
Western-UGP 2017 Estimate
|  | WESTERN-UGP |  | WESTERN-RMR |  | COE |  | BOR |  | TOTAL
Line No. | -1 | -2 |  | -3 |  | -4 |  | -5 |  | -6
1 | A&G Expenses Worksheet
2 | Object Class | WESTERN-UGP 1/ |  | WESTERN-RMR 2/ |  | COE 3/ |  | BOR 3/ |  | Total
3 | 1411 |  |  |  |  | 0 |  | 0 |  | 0
4 | 1412 |  |  |  |  | 0 |  | 0 |  | 0
5 | 1415 |  |  |  |  | 0 |  | 0 |  | 0
6 | 1416 |  |  |  |  | 0 |  | 0 |  | 0
7 | 1421 |  |  |  |  | 0 |  | 0 |  | 0
8 | 1422 |  |  |  |  | 0 |  | 0 |  | 0
9 | 1425 |  |  |  |  | 0 |  | 0 |  | 0
10 | 1426 |  |  |  |  | 0 |  | 0 |  | 0
11 | 1431 |  |  |  |  | 0 |  | 0 |  | 0
12 | 1432 |  |  |  |  | 0 |  | 0 |  | 0
13 | 1441 |  |  |  |  | 0 |  | 0 |  | 0
14 | 1442 |  |  |  |  | 0 |  | 0 |  | 0
15 | PS Total A&G | 19989567 |  | 10413956 |  | 0 |  | 0 |  | 30403523
16 | PS-ED Transmission A&G 4/ | 19098707.3735 |  | 91124.727 |  | 0 |  | 0 |  | 19189832.1005
17 | PS-ED Generation A&G 5/ | 263731.5981 |  | 0 |  | 0 |  | 0 |  | 263731.5981
18 | PS-ED SSCD A&G 6/ | 168576.9448 |  | 0 |  | 0 |  | 0 |  | 168576.9448
19 | 1/ Western-UGP A&G Expenses are from the FY UGPCSR - Pick-Sloan Missouri River Basin and UGPCSR - Ft. Peck Power System Results of Operations, Schedule 11A
20 | 2/ Western RMR A&G Expenses are from the FY RMCSR - Pick-Sloan Missouri River Basin Results of Operations, Schedule 11A
21 | 3/ A&G Expenses for COE and BOR are unavailable. All COE and BOR A&G expenses are included in O&M Expenses
22 | 4/ The portion of A&G expenses allocated to PS-ED transmission is based on the ratio of transmission plant-in-service to total plant-in-service, calculated on L7 of the Net Plant
23 | Investment Worksheet
24 | 5/ The portion of A&G expenses allocated to PS-ED generation is based on the ratio of generation plant-in-service to total plant-in-service, calculated on L6 of the Net Plant
25 | Investment Worksheet
26 | 6/ The portion of A&G expenses allocated to PS-ED SSCD is based on the ratio of SSCD plant-in-service to total plant-in-service, calculated on L8 of the Net Plant Investment Worksheet
Western-UGP 2017 Estimate
|  | WESTERN-UGP |  | WESTERN-RMR |  | COE |  | BOR |  | TOTAL
Line No. | -1 | -2 |  | -3 |  | -4 |  | -5 |  | -6
1 | O&M Expenses Worksheet
2 |  | WESTERN-UGP 1/ |  | WESTERN-RMR 2/ |  | COE 3/ |  | BOR 4/
3 | Total Electric Operating Expense | 78019000 | [7 empty] | 78019000
4 | Less:
5 | Other Power Supply Expenses | [8 empty] | 0
6 | A&G Expenses | 19989567 | [7 empty] | 19989567
7 | Prior Year Adjustments | [8 empty] | 0
8 | Plus:
9 | Moveable Property Interest | 4350000 | [7 empty] | 4350000
10 | Warehouse Stores Interest | [8 empty] | 0
11 | Scheduling, System Control & Dispatch | 11349942.82 | [7 empty] | 11349942.82
12 | COE/BOR Total |  |  |  |  | 59862815 |  | 39626691 |  | 99489506
13 | PS Total O&M | 62379433 |  | 40730668 |  | 59862815 |  | 39626691 |  | 173218881.82
14 | PS-ED Transmission O&M 5/ | 59599416.8853 |  | 356403.561 |  | 5177360.2273 |  | 0 |  | 65133180.6736
15 | PS-ED Generation O&M 6/ | 823000.6959 |  | 0 |  | 54685454.7727 |  | 39626691 |  | 95135146.4686
16 | 1/ All Western-UGP O&M Expenses are from the FY UGPCSR - Pick-Sloan Missouri River Basin and UGPCSR - Ft. Peck Power System Results of Operations, Schedule 11; except
17 | Moveable Property and Warehouse Stores Interest, which are from Schedule 5
18 | 2/ All Western RMR O&M Expenses are from the FY RMCSR - Pick-Sloan Missouri River Basin Results of Operations, Schedule 11; except Moveable Property and Warehouse
19 | Stores Interest, which are from Schedule 5
20 | 3/ Total Corps O&M Expenses are from the FY Corps of Engineers Financial Statements
21 | 4/ Total BOR O&M Expenses are from the FY Historical Financial Data in Support of the Power Repayment Study for the Pick-Sloan Missouri Basin Program, Schedule 14
22 | 5/ The portion of O&M expenses allocated to PS-ED transmission is based on the ratio of transmission plant-in-service to total plant-in-service, calculated on L7 of the
23 | Net Plant Investment Worksheet
24 | 6/ The portion of O&M expenses allocated to PS-ED generation is based on the ratio of generation plant-in-service to total plant-in-service, calculated on L6 of the
25 | Net Plant Investment Worksheet

## WAUW-AS3 2017 est
Western-UGP 2017 Estimate
Rate for Regulation and Frequency Response
| DESCRIPTION | REGULATION and FREQUENCY RESPONSE | REFERENCE
Line No. | -1 | -2 | -3
1 | Western Regulation Revenue Requirement | 299435.9841 | (1)
2 | Under Collection - 2015 Regulation Revenue Rqmt | 2220 | (2)
3 | Average WAUW Control Area Load in 2015 | 120000
4 | Average Total Control Area(s) Load in 2015 True-up | 120000 | (3)
5 | Ratio WAUW Control Area to Total Control Area(s) | 1 | L3 / L4
6 | Under Collection - 2015 WAUW Regulation Revenue Rqmt | 2220 | L2 * L5
7 | Total Regulation Revenue Rqmt with True-up | 301655.9841 | L1 + L6
(1) | Regulation and Frequency Response Service from "Regulation and Frequency Response
for 2017, Western's Costs".
(2) | Over/Under Collection "True-up of Regulation and Frequency Response Rate for 2015"
(3) | Average of monthly peaks for 2015 Control Area(s).
Regulation and Frequency Response (Western's Costs)
11 | Fixed Charge Rate | 18.63% | (4)
12 | Corps Generation Net Plant Costs ($) | 453567223.4 | (5)
13 | Annual Corps Generation Cost ($) | 84481431.0305 | L1*L2
14 | Plant Capacity (kW) | 2500000
15 | Cost/kW ($/kW) | 33.7926 | L3/L4
16 | Capacity Used for Regulation (kW) | 8861
17 | Regulation Revenue Requirement ($) - Capacity | 299435.9841
18 | Regulation Revenue Requirement ($) - Purchases | 0 | (6)
19 | Total Regulation Revenue Requirement ($) | 299435.9841
(4) | Determination of Pick-Sloan Missouri Basin Program, Eastern Division
Annual Corps Revenue Requirement for 2017 Rate.
(5) | Corps Generation Net Plant is Total Electric Plant in Service less
less Depreciation Reserve.
(6) | Cost of Purchases Required to Regulate for Intermittent Resources.

## WAUW-AS5&6 2017 est
Western-UGP 2017 Estimate
Rate for Reserves
| DESCRIPTION | RESERVES | REFERENCE
Line No. | -1 | -2 | -3
1 | Fixed Charge Rate | 18.63% | (1)
2 | Corps Generation Net Plant Costs ($) | 453567223.4 | (2)
3 | Annual Corps Generation Cost ($) | 84481431.0305 | L1*L2
4 | Plant Capacity (kW) | 2500000
5 | Cost/kW ($/kW-Yr) | 33.7926 | L3/L4
6 | Prior Year True-Up | 5697
7 | Monthly Charge ($/kW-mo) | 2.816
8 | Western's Maximum Load in WAUW Control Area (kW) | 151000 | (3)
9 | Maximum Generation in WAUW Control Area (kW) | 97500 | (4)
10 | Capacity used for Reserves (kW) -- 3% Load + 3% Gen | 7455 | L8*3% + L9*3%
11 | Annual Reserves Revenue Requirement | 257620.6273 | L10*L5 + 6
(1) | Determination of Pick-Sloan Missouri Basin Program, Eastern Division
Annual Generation Revenue Requirement for 2017 Rate.
(2) | Generation Net Plant Costs include the total Corps Generation Plant-in-Service
less total Corps Generation Plant depreciation.
(3) | WAUW load monthly peaks for 2015.
(4) | Northwest Power Pool Reserve Sharing System.