## Cover Sheets
Western-UGP
Transmission and Ancillary Services
Rate Calculation
Effective January 1, 2018
2018 Rate Estimate Calculation
Western-UGP
Transmission and Ancillary Services List of Workpapers and Schedules
WAUGP-ATRR 2018 est | Projected ATRR -2018 estimate
WAUGP-AS1 2018 est | Scheduling, System Control and Dispatch Service ATRR - 2018 estimate
FACILITY COST DETAIL 2018 est | Facility Costs - 2018 estimate
FACILITIES - Included per AI | Western-UGP Facilities Included per AI
FACILITIES - Excluded per AI | Western-UGP Facilities Excluded per AI
Facility Changes 2018 | List of facility changes
COST DATA 2018 est | Cost Support - 2018 estimate
WAUW-AS3 2018 est | Regulation and Frequency Response ATRR - 2018 estimate
WAUW-AS5&6 2018 est | Reserves ATRR - 2018 estimate
Western-UGP
Timeline
September 1, 2017 (on or shortly after) | Annual recalculation of prior year (2016) and estimated ATRR for upcoming year (2018) will be available for review/comment on SPP's website and Western's website at www.wapa.gov/ugp/rates/default.htm
October 31, 2016 (on or before) | Western-UGP will provide opportunity to discuss/comment on recalculated (2016) ATRR and estimated ATRR (2018). Western will hold a WebEx and/or at joint meetings with other UMZ Transmission Owners to facilitate discussion. Specific WebEx and/or meeting information will be posted on SPP's website and Western's website at www.wapa.gov/ugp/rates/default.htm
January 1, 2018 | Recalculated revenue requirement will go into effect
September 1, 2018 (on or shortly after) | Annual recalculation of prior year (2017) and estimated ATRR for upcoming year (2019) will be available for review/comment on SPP's website and Western's website at www.wapa.gov/ugp/rates/default.htm
October 31, 2018 (on or before) | Western-UGP will provide opportunity to discuss/comment on recalculated (2017) ATRR and estimated ATRR (2019). Western will hold a WebEx/or joint meetings with other UMZ Tranmsisison Owners to facilitate discussion. Specific WebEx and/or meeting information will be posted on SPP's website and on Western's website at www.wapa.gov/ugp/rates/default.htm
January 1, 2019 | Recalculated revenue requirement will go into effect

## WAUGP-ATRR 2018 est
Western-UGP
Revenue Requirement - Non-Levelized
Utilizing Financial Statement Results of Operations
12 Months Ending 09/30/2018 ESTIMATE | [6 empty] | TRANSMISSION
Line |  | REFERENCE | COMPANY TOTAL | ALLOCATOR |  |  | ALLOCATED AMOUNT
No. | (1) | (2) | (3) |  | (4) |  | (5)
1 | GROSS REVENUE REQUIREMENT | (line 76) |  |  |  |  | 150606141.5641
| REVENUE CREDITS | (Note R)
2 | Short-Term Firm Point-to-Point Transmission Service Credit |  | 5064000 | NA | 1 |  | 5064000
3 | Non-Firm Point-to-Point Transmission Service Credit |  | 747000 | NA | 1 |  | 747000
4 | Revenue from Existing Transmission Agreements |  | 0 | NA | 1 |  | 0
5 | Scheduling, System Control, and Dispatch Service Credit |  | 11607517.8286 | NA | 1 |  | 11607517.8286
6 | Account No. 454 | (line 115) | 103100 | TP | 1 |  | 103100
7 | Account No. 456 | (line 119) | 0 | TP | 1 |  | 0
8 | TOTAL REVENUE CREDITS | [5 empty] | 17521617.8286
9 | PRIOR PERIOD TRUE-UP (Under-collection) | [5 empty] | 195354
10 | Portion of ATRR eligible for SPP region-wide cost sharing | [5 empty] | 0
11 | NET REVENUE REQUIREMENT | (line 1 - line 8 + line 9 + line 10) |  |  |  |  | 133279877.7354
| RATE BASE: | [5 empty] | (Col 3 times Col 4)
| GROSS PLANT IN SERVICE | (Note A)
12 | Production | Schedule 1A Total | 1014181514.39 | NA
13 | Transmission | Schedule 1A Total | 1438721122.215 | TP | 1 |  | 1438721122.215
14 | Distribution | Schedule 1A Total | 41839984.7 | NA
15 | General & Intangible | Bal Sheet - Other Assets - SGL 175002 | 0 | W/S | 1 |  | 0
16 | Common |  | 0 | CE | 0 |  | 0
17 | TOTAL GROSS PLANT | (sum lines 12 to 16) | 2494742621.305 | GP= | 57.67% |  | 1438721122.215
ACCUMULATED DEPRECIATION
18 | Production | Schedule 4 | 552202357.331 | NA
19 | Transmission | Schedule 4 | 714648443.7092 | TP | 1 |  | 714648443.7092
20 | Distribution | Schedule 4 | 20618439.1424 | NA
21 | General & Intangible | Bal Sheet - Other Assets - SGL 175902 | 0 | W/S | 1 |  | 0
22 | Common |  | 0 | CE | 0 |  | 0
23 | TOTAL ACCUM. DEPRECIATION | (sum lines 18 to 22) | 1287469240.1826 |  |  |  | 714648443.7092
NET PLANT IN SERVICE
24 | Production | (line 12 - line 18) | 461979157.059
25 | Transmission | (line 13 - line 19) | 724072678.5058 |  |  |  | 724072678.5058
26 | Distribution | (line 14 - line 20) | 21221545.5576
27 | General & Intangible | (line 15 - line 21) | 0 |  |  |  | 0
28 | Common | (line 16 - line 22) | 0 |  |  |  | 0
29 | TOTAL NET PLANT | (sum lines 24 to 28) | 1207273381.1224 | NP= | 59.98% |  | 724072678.5058
| ADJUSTMENTS TO RATE BASE | (Note B)
30 | Account No. 281 | (enter negative) | 0 |  | 0 |  | 0
31 | Account No. 282 | (enter negative) | 0 | NP | 0.59976 |  | 0
32 | Account No. 283 | (enter negative) | 0 | NP | 0.59976 |  | 0
33 | Account No. 190 |  | 0 | NP | 0.59976 |  | 0
34 | Account No. 255 | (enter negative) | 0 | NP | 0.59976 |  | 0
35 | TOTAL ADJUSTMENTS | (sum lines 30 to 34) | 0 |  |  |  | 0
36 | LAND HELD FOR FUTURE USE | (Note C) | 0 | TP | 1 |  | 0
| WORKING CAPITAL | (Note D)
37 | CWC | calculated | 22538017.625 |  |  |  | 0
38 | Materials & Supplies | Bal Sheet - Other Assets - SGL 151191 (Note C) | 0 | TE | 0 |  | 0
39 | Prepayments | Bal Sheet Other Assets | 0 | GP | 0.5767 |  | 0
40 | TOTAL WORKING CAPITAL | (sum lines 37 to 39) | 22538017.625 |  |  |  | 0
41 | RATE BASE | (sum lines 29, 35, 36, 40) | 1229811398.7474 |  |  |  | 724072678.5058
O&M
| Transmission | Schedule 11 (Note E)
42 | Western-UGP |  | 60656044.03 | PTP/UGP | 0.95642 |  | 58012660.3079
43 | Western-RMR |  | 46472157 | PTP/RMR | 0.0094015 |  | 436909.3956
44 | COE | COE Financial Stmts | 46357568 | PTP/COE | 0.10023 |  | 4646529.0021
45 | Less Account 565 | (Note E) |  | NA | 1 |  | 0
| A&G | Schedule 11 (Note F)
46 | Western-UGP |  | 19695955.97 | PTP/UGP | 0.95642 |  | 18837608.3769
47 | Western-RMR |  | 7122416 | PTP/RMR | 0.0094015 |  | 66961.6104
48 | Less FERC Annual Fees |  | 0 | W/S | 1 |  | 0
49 | Less EPRI & Reg. Comm. Exp. & Non-safety Ad | (Note G) | 0 | W/S | 1 |  | 0
50 | Plus Transmission Related Reg. Comm. Exp | (Note G) | 0 | TE | 0 |  | 0
51 | Common |  | 0 | CE | 0 |  | 0
52 | Transmission Lease Payments |  | 0 | NA | 1 |  | 0
53 | TOTAL O&M | (sum lines 42, 43, 44, 46, 47, 50, 51 less 45, 48, 49) | 180304141 |  |  |  | 82000668.6929
DEPRECIATION EXPENSE
54 | Transmission | Schedule 4
55 | Western-UGP |  | 33273126 | PTP/UGP | 0.95642 |  | 31823086.8315
56 | Western-RMR |  | 18424185 | PTP/RMR | 0.0094015 |  | 173215.5349
57 | COE |  | 10645769 | PTP/COE | 0.10023 |  | 1067050.6789
58 | General |  | 0 | W/S | 1 |  | 0
59 | Common |  | 0 | CE | 0 |  | 0
60 | TOTAL DEPRECIATION | (sum lines 54 to 59) | 62343080 |  |  |  | 33063353.0453
| TAXES OTHER THAN INCOME TAXES | (Note H)
LABOR RELATED
61 | Payroll |  | 0 | W/S | 1 |  | 0
62 | Highway and vehicle |  | 0 | W/S | 1 |  | 0
PLANT RELATED
63 | Property |  | 0 | GP | 0.5767 |  | 0
64 | Gross Receipts |  | 0 |  | 0 |  | 0
65 | Other |  | 0 | GP | 0.5767 |  | 0
66 | Payments in lieu of taxes |  | 0 | GP | 0.5767 |  | 0
67 | TOTAL OTHER TAXES | (sum lines 61 to 66) | 0 |  |  |  | 0
| INCOME TAXES | (Note I) |  | NA
68 | T=1 - {[(1 - SIT) * (1 - FIT)] / (1 - SIT * FIT * p)} = |  | 0%
69 | CIT=(T/1-T) * (1-(WCLTD/R)) = |  | 0%
where WCLTD= (line 107) and R= (line 109) and FIT, SIT & p are as given in footnote I.
70 | 1 / (1 - T) = (from line 68) |  | 0
71 | Amortized Investment Tax Credit | (enter negative) | 0 |  |  |  | 0
72 | Income Tax Calculation | (line 69 * line 75) | 0 | NA |  |  | 0
73 | ITC adjustment | (line 70 * line 71) | 0 | NP | 0.59976 |  | 0
74 | Total Income Taxes | (line 72 + line 73) | 0 |  |  |  | 0
75 | RETURN [ Rate Base * Rate of Return] | (line 41 * line 106) | 60367012.0349 | NA |  |  | 35542119.8259
76 | REV. REQUIREMENT | (sum lines 53, 60 ,67, 74, 75) | 303014233.0349 |  |  |  | 150606141.5641
SUPPORTING CALCULATIONS AND NOTES
TRANSMISSION PLANT INCLUDED IN UMZ RATES
77 | Total transmission plant | (line 13, column 3) |  |  |  |  | 1438721122.215
78 | Less transmission plant excluded from UMZ rates | (Note K) |  |  |  |  | 0
79 | Less transmission plant included in OATT Ancillary Services | (Note L) |  |  |  |  | 0
80 | Transmission plant included in UMZ rates | (line 77 less line 78 and 79) |  |  |  |  | 1438721122.215
81 | Percentage of transmission plant included in UMZ Rates | (line 80 / line 77) |  |  |  | TP= | 1
TRANSMISSION EXPENSES
82 | Total transmission expenses | (sum lines 42 to 44, column 3)
83 | Less transmission expenses included in OATT Ancillary Services | (Note J) |  |  |  |  | 0
84 | Included transmission expenses | (line 82 - line 83) |  |  |  |  | 0
85 | Percentage of transmission expenses after adjustment (line 8 divided by line 6) | (line 84/ line 82) |  |  |  |  | 0
86 | Percentage of transmission plant included in UMZ Rates | (line 81) |  |  |  | TP | 1
87 | Percentage of transmission expenses included in UMZ Rates | (line 86 * line 85) |  |  |  | TE= | 0
WAGES & SALARY ALLOCATOR (W&S)
|  |  | $ | TP | Allocation
88 | Production |  | 0 | 0 | 0
89 | Transmission |  | 22955931.9885 | 1 | 22955931.9885
90 | Distribution |  | 0 | 0 | 0 |  | W&S Allocator
91 | Other |  | 0 | 0 | 0 |  | ($ / Allocation)
92 | Total | (sum lines 88 to 91) | 22955931.9885 |  | 22955931.9885 | = | 1
| PERCENTAGE OF TOTAL PLANT ALLOCATOR PTP | (Note M)
$
93 | Transmission Plant in Service Western-UGP |  | 1320460041.02
94 | Total Plant in Service Western-UGP |  | 1380627641.67
95 | UGP Percentage of Transmission Plant to Total Plant | (line 93 / line 94) |  |  | PTP/UGP | = | 0.95642
96 | Transmission Plant in Service Western-RMR |  | 7324884.635
97 | Total Plant in Service Western-RMR |  | 779116201.71
98 | RMR Percentage of Transmission Plant to Total Plant | (line 96 / line 97) |  |  | PTP/RMR | = | 0.0094015
99 | Transmission Plant in Service COE |  | 110936196.56
100 | Total Plant in Service COE |  | 1106790095
101 | COE Percentage of Transmission Plant to Total Plant | (line 99 / line 100) |  |  | PTP/COE | = | 0.10023
| COMMON PLANT ALLOCATOR (CE) | (Note N) | [5 empty] | CE
|  |  | $ |  | % Electric |  | Labor Ratio = | 0
102 | Electric |  | 0 |  | (line 102 / line 105) |  | (line 92)
103 | Gas |  | 0 |  | 0 | * | 1
104 | Water |  | 0
105 | Total | (sum lines 102 to 104) | 0
| RETURN (R) |  | $
106 | Long Term Interest Schedule 5 |  | 42803963.2077
[5 empty] | Cost |  |  | =WCLTD
|  |  | $ | % | (Note O) |  | Weighted
107 | Long Term Debt | HFD Sch's 21RX & 21X Col 8 Lines 23,25,26,29,30 | 872012711.7435 | 100% | 0.049086 |  | 0.049086 | =R
108 | Proprietary Capital |  | 0 | 0% | 0.1238 |  | 0
109 | Total (sum lines 31-32) | (sum lines 107 to 108) | 872012711.7435 | 100% |  |  | 0.049086
110 | [5 empty] | Proprietary Capital Cost Rate = | 12.38%
111 | [5 empty] | TIER = | 1
REVENUE CREDITS
Load
ACCOUNT 447 (SALES FOR RESALE)
112 | a. Bundled Non-RQ Sales for Resale | (Note P) |  |  |  |  | 0
113 | b. Bundled Sales for Resale included in Divisor on page 1 | [5 empty] | 0
114 | Total of (a)-(b) | [5 empty] | 0
115 | ACCOUNT 454 (RENT FROM ELECTRIC PROPERTY) | (Note Q) |  |  |  |  | 103100
116 | ACCOUNT 456 (OTHER ELECTRIC REVENUES) | [5 empty] | 0
117 | a. Transmission charges for all transmission transactions | [5 empty] | 0
118 | b. Transmission charges for all transmission transactions included in Divisor on page 1 | [5 empty] | 0
119 | Total of (a)-(b) | [5 empty] | 0
Note | General Note: References to Results of Operations in this revenue requirement template indicate the Financial Statement Results of Operations (ROOs) Schedule where data is located.
Letter | To the extent the references to ROOs data are missing, the entity will include a "Notes" section to provide this data.
A | Combines plant data for both the Western-Upper Great Plains Region (Western-UGP) and Western-Rocky Mountain Region (Western-RMR).
B | Does not apply to Western. For others, the balances in Accounts 190, 281, 282 and 283, as adjusted by any contra accounts identified as regulatory assets amounts in or liabilities related to FASB 106 or 109. Balance of Account 255 is reduced by prior flow throughs and excluded if the utility chose to utilize amortization of tax credits against taxable income as discussed in Note K. Account 281 is not allocated.
C | Transmission related only.
D | Cash Working Capital assigned to transmission is one-eighth of O&M allocated to transmission at line 53 column 5. Prepayments are the electric related prepayments booked to Account No. 165 and reported in the Other Assets Section of the Balance Sheet.
E | For O&M Expense, Calculated as Total O&M from Results of Operations less Purchase Power, Transmission Service Provided by Others (FERC 565), O&M Expense Fort Peck Powerhouse, Prior Year Adjustments, A&G Expense from Schedule 11, plus CME and Warehouse Interest from Schedule 5. Depreciation Expense from Results of Operations Schedule 4.
F | Totals of Results of Operations Schedule 11A Object Classes 1411, 1412, 1415, 1416, 1421, 1422, 1425, 1426, 1431, 1432, 1441, 1442.
G | Line 49 - EPRI Annual Membership Dues, all Regulatory Commission Expenses, and non-safety related advertising. Line 50 - Regulatory Commission Expenses directly related to transmission service, ISO filings, or transmission siting.
H | Includes only FICA, unemployment, highway, property, gross receipts, and other assessments charged in the current year. Taxes related to income are excluded. Gross receipts taxes are not included in transmission revenue requirement in the Rate Formula Template, since they are recovered elsewhere.
I | Western is not subject to Federal or State Income Tax.
| Inputs Required: | FIT = | 0%
|  | SIT= | 0% | (State Income Tax Rate or Composite SIT)
|  | p = | 0% | (percent of federal income tax deductible for state purposes)
J | Removes dollar amount of transmission expenses included in the OATT ancillary services rates, including Acct No. 561. Western does not include transmission expenses in ancillary service rates.
K | Removes transmission plant determined by Commission order to be state-jurisdictional according to the seven-factor test (until RUS 12 balances are adjusted to reflect application of seven-factor test).
L | Removes dollar amount of transmission plant included in the development of OATT ancillary services rates and generation step-up facilities, which are deemed to included in OATT ancillary services. For these purposes, generation step-up facilities are those facilities at a generator substation on which there is no through-flow when the generator is shut down.
M | Percentage of Total Plant Allocators are developed separately for Western-UGP and Western-RMR to allocate O&M, A&G, and Depreciation Expenses between Transmission and Generation.
N | Western does not have Common Plant.
O | Debt cost rate = long-term interest (line 106) / long term debt (line 107). The Proprietary Capital Cost rate is implicit, a residual calculation after TIER is determined. TIER will be supported in the filing and no change in TIER may be made absent a filing with the ISO and the FERC, if the entity is under FERC's jurisdiction.
P | Line 112 must equal zero since all short-term power sales must be unbundled and the transmission component reflected in Account No. 456 and all other uses are to be included in the divisor.
Q | Includes income related only to transmission facilities, such as pole attachments, rentals and special use.
R | The revenues credited in lines 2-5 shall include only the amounts received directly reflecting the Transmission Owner's integrated transmission facilities. They do not include revenues associated with FERC annual charges, gross receipts taxes, facilities not included in this template (e.g., direct assignment facilites and GSUs) which are not recovered under this Revenue Requirement Template.
Schedule A
|  | UGP | RMR | COE | Total
| Total Operating Expense | 60656044.03 | 46472157 | 46357568 | 153485769.03
| Less FERC 555 (Purch Pwr) |  |  |  | 0
| Less Xmsn By Others |  |  |  | 0
| Less Ft. Peck FERC 567 |  |  |  | 0
| Less A&G Expense |  |  |  | 0
| Less Prior Year Adjustment |  |  |  | 0
| Depreciation MOVP |  |  |  | 0
| Disposition of Assets |  |  |  | 0
| Plus CME Interest |  |  |  | 0
| Plus Warehouse Interest |  |  |  | 0
|  | 60656044.03 | 46472157 | 46357568 | 153485769.03
| A&G | 19695955.97 | 7122416 | 0 | 26818371.97
180304141
|  |  |  | line 53 | 180304141
Schedule B
|  | UGP | RMR | COE | Total
| Total Plant | 1380627641.67 | 779116201.71 | 1106790095 | 3266533938.38
| Production Plant | 18327615.95 | 0 | 995853898.44 | 1014181514.39
| Transmission Plant | 1320460041.02 | 7324884.635 | 110936196.56 | 1438721122.215
| Distribution Plant | 41839984.7 | 0 | 0 | 41839984.7
0
0
0
|  | 1380627641.67 | 7324884.635 | 1106790095 | 2494742621.305 | line 17
| Accum Depr | 680363227 | 364537798 | 603678800 | 1648579825
| Production Plant | 9031715.3986 | 0 | 543170641.9324 | 552202357.331
| Transmission Plant | 650713072.459 | 3427213.1826 | 60508158.0676 | 714648443.7092
| Distribution Plant | 20618439.1424 |  |  | 20618439.1424
|  | 680363227 |  | 603678800 | 1287469240.1826
|  |  |  | line 23 | 1287469240.1826
Schedule C
|  | UGP | RMR | COE | Total
| Total Interest Expense | 42597309 | 27845333 | 17970756 | 88413398
| Total Plant | 1380627641.67 | 779116201.71 | 1106790095 | 3266533938.38
| Production Plant | 18327615.95 | 0 | 995853898.44 | 1014181514.39
| Transmission Plant | 1320460041.02 | 7324884.635 | 110936196.56 | 1438721122.215
| Distribution Plant | 41839984.7 | 0 |  | 41839984.7
| Percent Transmission Plant | 0.95642 | 0.0094015 | 0.10023
| Interest Attributable to | 40740922.9627 | 261788.744 | 1801251.501 | 42803963.2077
| Transmission Plant |  |  |  | line 106
From HFD Schedule 21RX and 21X
| Long Term Debt Estimate | 298038718 | 288273344 | 503254917
|  | 101549528 | 23892327 | 10519789
|  | 2420408 | 155358455 | 513774706
|  | 375205401 | 884855
|  | 72316423 | 468408981
3768281
| 2015 LT Debt | 853298759
0
853298759
|  | 816112093.0105 | 4403761.2622 | 51496857.4709 | 872012711.7435 | line 107
0.049086
Schedule 11B
Wage & Salary Allocator
|  | BXPS - Ops | BXPS - Maint | BEFP - Ops | BEFP - Maint
| 1110 | 4687453.15 | 8584174.74 | 336753.52 | 2377113.27
| 111A | -42265.74 | 269930.37 | 16074.59 | -31333.28
| 1120 | 941730.35 | 1725467.96 | 66850.06 | 475802.37
| 1130 | 27916.98 | 175018.93 | 3338.81 | 61612.78
| 1150 | 25206.7 | 31601.41 | 76.43 | 23446.69
| 1151 | 724942.76 | 967098.29 | 4612.23 | 217009.6
| 1152 | 38270 | 128065 | 0 | 26824.4
|  | 6403254.2 | 11881356.7 | 427705.64 | 3150475.83
[5 empty] | 21862792.37 | 22955931.9885

## WAUGP-AS1 2018 est
Western-UGP 2018 Estimate
Scheduling, System Control, and Dispatch Service
| DESCRIPTION | SSCD | REFERENCE
Line No. | -1 | -2 | -3
1 | A. Operation and Maintenance Expense | 10878077.96 | O&M Expenses Worksheet
2 | B. A&G Expense | 164842.5475 | A&G Expenses Worksheet
3 | C. Depreciation Expense | 278474.7723 | Depreciation Expense Worksheet
4 | D. Taxes Other than Income Taxes for Transmission | 0 | Not Applicable
5 | E. Allocation of General Plant | 0 | No General Plant identified at this time, all plant is identified as either generation or transmission related
6 | F. Cost of Capital
7 | Weighted Transmission Composite Interest Rate | 4.882% | Cost of Capital Worksheet
8 | Net Plant Investment | 5860765.0327
9 | Cost of Capital | 286122.5489 | L7*L8
10 | H. Revenue Requirement
11 | Annual Western-UGPR Cost | 11607517.8286 | L1+L2+L3+L9
12 | Estimated SSCD Revenue from non-Transmission facilities | 407927.39
13 | Prior Year True-Up | -2288252
14 | Revenue Requirement for SSCD for Transmission facilities | 8911338.4386 | L11-L12+L13

## Facilities 2018 est
Western-UGP
2018 Estimated Facility Costs
Line No. |  | FID | DESCRIPTION |  | SPP | PRIOR YEAR FACILITY TOTALS ($) | EST ADD/REPL/RETIRE | ESTIMATED FACILITY TOTAL ($) | ATTACHMENT AI ADJUSTMENTS | GENERATION ADJUSTMENTS | FY2018 EST SPP TOTALS ($) | NOTES
1 | TL | AUR BR | AURORA- BROOKINGS 115-KV T/L | 2016 ROOs Balance | 1 | 133158 |  | 133158 | 0 | 0 | 133158
2 | TL | AUR FL | AURORA-FLANDREAU 115-KV T/L | 2016 ROOs Balance | 1 | 96623 |  | 96623 | 0 | 0 | 96623
3 | TL | BK HET | BAKER-HETTINGER | 2016 ROOs Balance | 1 | 459778 |  | 459778 | 0 | 0 | 459778
4 | TL | BU GA | BEULAH-GARRISON | 2016 ROOs Balance | 1 | 351685 |  | 351685 | 0 | 0 | 351685
5 | TL | BS GH | BISMARCK-GLENHAM | 2016 ROOs Balance | 1 | 5076897 |  | 5076897 | 0 | 0 | 5076897
6 | TL | BS JT 1 | BISMARCK-JAMESTOWN NO. 1 | 2016 ROOs Balance | 1 | 7067948 |  | 7067948 | 0 | 0 | 7067948
7 | TL | BS JT 2 | BISMARCK-JAMESTOWN NO. 2 | 2016 ROOs Balance | 1 | 4229572 |  | 4229572 | 0 | 0 | 4229572
8 | TL | BS MDR | BISMARCK-MEDORA | 2016 ROOs Balance | 1 | 8861683 | 4250809 | 13112492 | 0 | 0 | 13112492
9 | TL | BR SF | BROOKINGS-SIOUX FALLS | 2016 ROOs Balance | 1 | 2067611 |  | 2067611 | 0 | 0 | 2067611
10 | TL | BR WT 1 | BROOKINGS-WATERTOWN NO. 1 | 2016 ROOs Balance | 1 | 1718240 |  | 1718240 | 0 | 0 | 1718240
11 | TL | BR WT 2 | BROOKINGS-WATERTOWN NO. 2 | 2016 ROOs Balance | 1 | 3318558 |  | 3318558 | 0 | 0 | 3318558
12 | TL | BR WHT | BROOKINGS-WHITE 115/230KV | 2016 ROOs Balance | 1 | 2952237 |  | 2952237 | 0 | 0 | 2952237
13 | TL | CF EH A | CANYON FERRY-EAST HELENA "A" | 2016 ROOs Balance |  | 141044 |  | 141044 | 0 | 0 | 141044
14 | TL | CF EH B | CANYON FERRY-EAST HELENA "B" | 2016 ROOs Balance |  | 141044 |  | 141044 | 0 | 0 | 141044
15 | TL | CA JT | CARRINGTON-JAMESTOWN | 2016 ROOs Balance | 1 | 1259668 |  | 1259668 | 0 | 0 | 1259668
16 | TL | WC BU | CHARLIE CREEK - WATFORD CITY | 2016 ROOs Balance | 1 | 13451446 |  | 13451446 | 0 | 0 | 13451446
17 | TL | CCRBEF | CHARLIE CREEK-BELFIELD | 2016 ROOs Balance | 1 | 14513308 |  | 14513308 | 0 | 0 | 14513308
18 | TL | CONSH2 | CONRAD-SHELBY #2 | 2016 ROOs Balance | 1 | 5804318 |  | 5804318 | 0 | 0 | 5804318
19 | TL | CS MY | CRESTON-MARYVILLE | 2016 ROOs Balance | 1 | 1366481 |  | 1366481 | 0 | 0 | 1366481
20 | TL | DC MC | DAWSON COUNTY - MILES CITY | 2016 ROOs Balance | 1 | 2605678 |  | 2605678 | 0 | 0 | 2605678
21 | TL | DC GL | DAWSON-GLENDIVE | 2016 ROOs Balance | 1 | 553800 |  | 553800 | 0 | 0 | 553800
22 | TL | DC MDR | DAWSON-MEDORA | 2016 ROOs Balance | 1 | 3026142 |  | 3026142 | 0 | 0 | 3026142
23 | TL | DC OF | DAWSON-O'FALLON CREEK | 2016 ROOs Balance | 1 | 918676 |  | 918676 | 0 | 0 | 918676
24 | TL | DC WN | DAWSON-WILLISTON | 2016 ROOs Balance | 1 | 1258900 |  | 1258900 | 0 | 0 | 1258900
25 | TL | DN CS | DENISON-CRESTON | 2016 ROOs Balance | 1 | 20977731 |  | 20977731 | 0 | 0 | 20977731
26 | TL | DL CA | DEVILS LAKE-CARRINGTON | 2016 ROOs Balance | 1 | 7671712 |  | 7671712 | 0 | 0 | 7671712
27 | TL | DL LA | DEVILS LAKE-LAKOTA | 2016 ROOs Balance | 1 | 1872142 |  | 1872142 | 0 | 0 | 1872142
28 | TL | ED FO | EDGELEY-FORMAN | 2016 ROOs Balance | 1 | 375316 |  | 375316 | 0 | 0 | 375316
29 | TL | ED GR | EDGELEY-GROTON | 2016 ROOs Balance | 1 | 771572 |  | 771572 | 0 | 0 | 771572
30 | TL | ELCMA | ELK CREEK-NEWELL-MAURINE 115-kV T/L | 2016 ROOs Balance | 1 | 60704 |  | 60704 | 0 | 0 | 60704
31 | TL | FA GK | FARGO-GRAND FORKS | 2016 ROOs Balance | 1 | 2369098 |  | 2369098 | 0 | 0 | 2369098
32 | TL | FA MO | FARGO-MORRIS | 2016 ROOs Balance | 1 | 7305876 |  | 7305876 | 0 | 0 | 7305876
33 | TL | FO SU D | FORMAN-SUMMIT (BISMARCK) | 2016 ROOs Balance | 1 | 922098 |  | 922098 | 0 | 0 | 922098
34 | TL | FO SU C | FORMAN-SUMMIT (HURON) | 2016 ROOs Balance | 1 | 3440115 |  | 3440115 | 0 | 0 | 3440115
35 | TL | FP DC 1 | FORT PECK-DAWSON 1 | 2016 ROOs Balance | 1 | 363285 |  | 363285 | 0 | 0 | 363285
36 | TL | FP DC 2 | FORT PECK-DAWSON 2 | 2016 ROOs Balance |  | 8301710 |  | 8301710 | 0 | 0 | 8301710
37 | TL | FP HV | FORT PECK-HAVRE | 2016 ROOs Balance | 1 | 28806330 |  | 28806330 | 0 | 0 | 28806330
38 | TL | FP WH | FORT PECK-WHATELY | 2016 ROOs Balance | 1 | 157876 |  | 157876 | 0 | 0 | 157876
39 | TL | FP WN | FORT PECK-WILLISTON | 2016 ROOs Balance | 1 | 10096097 |  | 10096097 | 0 | 0 | 10096097
40 | TL | FP WP 2 | FORT PECK-WOLF POINT #2 | 2016 ROOs Balance | 1 | 7554492 |  | 7554492 | 0 | 0 | 7554492
41 | TL | FR FT D | FORT RANDALL-FORT THOMPSON 1&2 | 2016 ROOs Balance | 1 | 7782247 |  | 7782247 | 0 | 0 | 7782247
42 | TL | FR GP | FORT RANDALL-GAVIN'S POINT | 2016 ROOs Balance | 1 | 2262949 |  | 2262949 | 0 | 0 | 2262949
43 | TL | FR GY | FORT RANDALL-GREGORY | 2016 ROOs Balance | 1 | 777327 |  | 777327 | 0 | 0 | 777327
44 | TL | FR MV | FORT RANDALL-MT VERNON | 2016 ROOs Balance | 1 | 967828 |  | 967828 | 0 | 0 | 967828
45 | TL | FR ON | FORT RANDALL-O'NEILL | 2016 ROOs Balance | 1 | 679540 |  | 679540 | 0 | 0 | 679540
46 | TL | FR SC D | FORT RANDALL-SIOUX CITY 1&2 | 2016 ROOs Balance | 1 | 11019006 |  | 11019006 | 0 | 0 | 11019006
47 | TL | FT GI | FORT THOMPSON-GRAND ISLAND | 2016 ROOs Balance | 1 | 16397505 |  | 16397505 | 0 | 0 | 16397505
48 | TL | FT HU D | FORT THOMPSON-HURON 230-KV 1&2 | 2016 ROOs Balance | 1 | 6788951 | 1333118 | 8122069 | 0 | 0 | 8122069
49 | TL | FT SF D | FORT THOMPSON-SIOUX FALLS 1&2 | 2016 ROOs Balance | 1 | 10455917 |  | 10455917 | 0 | 0 | 10455917
50 | TL | GA BS D | GARRISON-BISMARCK 230KV 1&2 | 2016 ROOs Balance | 1 | 6991140 |  | 6991140 | 0 | 0 | 6991140
51 | TL | GA JT | GARRISON-JAMESTOWN | 2016 ROOs Balance | 1 | 4760328 |  | 4760328 | 0 | 0 | 4760328
52 | TL | GA ML | GARRISON-MALLARD | 2016 ROOs Balance | 1 | 1993083 |  | 1993083 | 0 | 0 | 1993083
53 | TL | GA WJ | GARRISON-WM. J. NEAL | 2016 ROOs Balance | 1 | 1540944 |  | 1540944 | 0 | 0 | 1540944
54 | TL | GP BN | GAVINS POINT-BELDEN | 2016 ROOs Balance | 1 | 455727 |  | 455727 | 0 | 0 | 455727
55 | TL | GP SF | GAVINS POINT-SIOUX FALLS | 2016 ROOs Balance | 1 | 2782330 |  | 2782330 | 0 | 0 | 2782330
56 | TL | GF MO | GRANITE FALLS- MORRIS | 2016 ROOs Balance | 1 | 3279089 |  | 3279089 | 0 | 0 | 3279089
57 | TL | GF MNV | GRANITE FALLS-MINNESOTA VALLEY | 2016 ROOs Balance | 1 | 156778 |  | 156778 | 0 | 0 | 156778
58 | TL | GTFCON | GREAT FALLS-CONRAD | 2016 ROOs Balance | 1 | 12744945 |  | 12744945 | 0 | 0 | 12744945
59 | TL | GY MS | GREGORY-MISSION | 2016 ROOs Balance | 1 | 10144327 |  | 10144327 | 0 | 0 | 10144327
60 | TL | GR HU | GROTON-HURON | 2016 ROOs Balance | 1 | 1212199 |  | 1212199 | 0 | 0 | 1212199
61 | TL | GR SU | GROTON-SUMMIT | 2016 ROOs Balance | 1 | 3255847 |  | 3255847 | 0 | 0 | 3255847
62 | TL | HV RB | HAVRE-RAINBOW | 2016 ROOs Balance | 1 | 8681332 |  | 8681332 | 0 | 0 | 8681332
63 | TL | HV SH2 | HAVRE-SHELBY#2 | 2016 ROOs Balance | 1 | 5561905 |  | 5561905 | 0 | 0 | 5561905
64 | TL | HE DV | HESKETT-DEVAUL | 2016 ROOs Balance | 1 | 3647666 |  | 3647666 | 0 | 0 | 3647666
65 | TL | HETNU | HETTINGER-NEW UNDERWOOD | 2016 ROOs Balance | 1 | 11263708 |  | 11263708 | 0 | 0 | 11263708
66 | TL | HU MV | HURON-MT VERNON | 2016 ROOs Balance | 1 | 617623 |  | 617623 | 0 | 0 | 617623
67 | TL | HU WT D | HURON-WATERTOWN 230KV 1&3 | 2016 ROOs Balance | 1 | 6319622 |  | 6319622 | 0 | 0 | 6319622
68 | TL | JT ED | JAMESTOWN-EDGELEY | 2016 ROOs Balance | 1 | 324360 |  | 324360 | 0 | 0 | 324360
69 | TL | JT FA 1 | JAMESTOWN-FARGO NO. 1 | 2016 ROOs Balance | 1 | 4941649 |  | 4941649 | 0 | 0 | 4941649
70 | TL | JT FA 2 | JAMESTOWN-FARGO NO. 2 | 2016 ROOs Balance | 1 | 3155850 |  | 3155850 | 0 | 0 | 3155850
71 | TL | JT GK | JAMESTOWN-GRAND FORKS | 2016 ROOs Balance | 1 | 26295922 |  | 26295922 | 0 | 0 | 26295922
72 | TL | JT VC | JAMESTOWN-VALLEY CITY | 2016 ROOs Balance | 1 | 1055414 |  | 1055414 | 0 | 0 | 1055414
73 | TL | LE DL | LEEDS-DEVILS LAKE | 2016 ROOs Balance | 1 | 8982948 |  | 8982948 | 0 | 0 | 8982948
74 | TL | LE RL | LEEDS-ROLLA | 2016 ROOs Balance | 1 | 3762722 |  | 3762722 | 0 | 0 | 3762722
75 | TL | ML RG | MALLARD-RUGBY | 2016 ROOs Balance | 1 | 1089083 |  | 1089083 | 0 | 0 | 1089083
76 | TL | MR MS | MARTIN-MISSION | 2016 ROOs Balance | 1 | 1840716 |  | 1840716 | 0 | 0 | 1840716
77 | TL | MR PL | MARTIN-PHILIP | 2016 ROOs Balance | 1 | 1790108 |  | 1790108 | 0 | 0 | 1790108
78 | TL | MA RC | MAURINE-RAPID CITY | 2016 ROOs Balance | 1 | 6346265 |  | 6346265 | 0 | 0 | 6346265
79 | TL | MC BK | MILES CITY-BAKER | 2016 ROOs Balance | 1 | 10569338 |  | 10569338 | 0 | 0 | 10569338
80 | TL | MC CU | MILES CITY-CUSTER | 2016 ROOs Balance | 1 | 3750704 |  | 3750704 | 0 | 0 | 3750704
81 | TL | NU PL | NEW UNDERWOOD-PHILIP | 2016 ROOs Balance | 1 | 2915316 |  | 2915316 | 0 | 0 | 2915316
82 | TL | NU RC 1 | NEW UNDERWOOD-RAPID CITY NO. 1 | 2016 ROOs Balance | 1 | 1132486 |  | 1132486 | 0 | 0 | 1132486
83 | TL | NU RC 2 | NEW UNDERWOOD-RAPID CITY NO. 2 | 2016 ROOs Balance | 1 | 309991 |  | 309991 | 0 | 0 | 309991
84 | TL | NU SG C | NEW UNDERWOOD-STEGALL (HURON) | 2016 ROOs Balance | 1 | 2651860 |  | 2651860 | 0 | 0 | 2651860
85 | TL | OA FT N | OAHE-FORT THOMPSON 230KV 1&2 | 2016 ROOs Balance | 1 | 3973416 |  | 3973416 | 0 | 0 | 3973416
86 | TL | OA FT S | OAHE-FORT THOMPSON 230KV 3&4 | 2016 ROOs Balance | 1 | 5563296 |  | 5563296 | 0 | 0 | 5563296
87 | TL | OA GH | OAHE-GLENHAM | 2016 ROOs Balance | 1 | 5949648 |  | 5949648 | 0 | 0 | 5949648
88 | TL | OA MA | OAHE-MAURINE | 2016 ROOs Balance | 1 | 1967901 |  | 1967901 | 0 | 0 | 1967901
89 | TL | OA NU | OAHE-NEW UNDERWOOD | 2016 ROOs Balance | 1 | 6683770 |  | 6683770 | 0 | 0 | 6683770
90 | TL | OA PI | OAHE-PIERRE | 2016 ROOs Balance | 1 | 388816 |  | 388816 | 0 | 0 | 388816
91 | TL | OF MC | O'FALLON CREEK-MILES CITY | 2016 ROOs Balance | 1 | 2488318 |  | 2488318 | 0 | 0 | 2488318
92 | TL | PI PL | PIERRE-PHILIP | 2016 ROOs Balance | 1 | 2140436 |  | 2140436 | 0 | 0 | 2140436
93 | TL | ELCRC | RAPID CITY-ELK CREEK 115-kV T/L | 2016 ROOs Balance | 1 | 52064 |  | 52064 | 0 | 0 | 52064
94 | TL | RG LE | RUGBY-LEEDS | 2016 ROOs Balance | 1 | 2235655 |  | 2235655 | 0 | 0 | 2235655
95 | TL | SH SH2 | SHELBY-SHELBY #2 | 2016 ROOs Balance |  | 576090 |  | 576090 | 0 | 0 | 576090
96 | TL | SC DN | SIOUX CITY-DENISON | 2016 ROOs Balance | 1 | 4505781 |  | 4505781 | 0 | 0 | 4505781
97 | TL | SC SP | SIOUX CITY-SPENCER | 2016 ROOs Balance | 1 | 1938353 |  | 1938353 | 0 | 0 | 1938353
98 | TL | SC SF | SIOUX FALLS- SIOUX CITY | 2016 ROOs Balance | 1 | 3217192 |  | 3217192 | 0 | 0 | 3217192
99 | TL | SF VFO | SIOUX FALLS-VIRGIL FODNESS 230KV T-LINE | 2016 ROOs Balance | 1 | 277897 |  | 277897 | 0 | 0 | 277897
100 | TL | SU WT | SUMMIT-WATERTOWN | 2016 ROOs Balance | 1 | 6743203 |  | 6743203 | 0 | 0 | 6743203
101 | TL | TT TI | TIBER TAP-TIBER | 2016 ROOs Balance | 1,1(b) | 1084858 |  | 1084858 | 0 | 0 | 1084858
102 | TL | UJ SF | UTICA JCT-SIOUX FALLS | 2016 ROOs Balance | 1 | 3485236 |  | 3485236 | 0 | 0 | 3485236
103 | TL | VC FO | VALLEY CITY-FORMAN | 2016 ROOs Balance | 1 | 1527895 |  | 1527895 | 0 | 0 | 1527895
104 | TL | VR GTF | VERONA GREAT FALLS 161-kV LINE | 2016 ROOs Balance | 1 | 5110115 |  | 5110115 | 0 | 0 | 5110115
105 | TL | UJ VFO | VIRGIL FODNESS-UTICA JUNCTION-FT RANDALL/RASMUS | 2016 ROOs Balance | 1 | 312931 |  | 312931 | 0 | 0 | 312931
106 | TL | WT GF D | WATERTOWN-GRANITE FALLS 1&2 | 2016 ROOs Balance | 1 | 7488154 |  | 7488154 | 0 | 0 | 7488154
107 | TL | WT SC | WATERTOWN-SIOUX CITY | 2016 ROOs Balance | 1 | 26924889 |  | 26924889 | 0 | 0 | 26924889
108 | TL | WC BU | WATFORD CITY-BEULAH | 2016 ROOs Balance | 1 | 313380 |  | 313380 | 0 | 0 | 313380
109 | TL | WN WC | WILLISTON-WATFORD CITY | 2016 ROOs Balance | 1 | 17627868 |  | 17627868 | 0 | 0 | 17627868
110 | TL | WP CR | WOLF POINT-CIRCLE | 2016 ROOs Balance | 1 | 8867960 |  | 8867960 | 0 | 0 | 8867960
111 | TL | WJ RG | WM. J. NEAL-RUGBY | 2016 ROOs Balance | 1 | 4629316 |  | 4629316 | 0 | 0 | 4629316
112 | TL | YT CU | YELLOWTAIL-CUSTER | 2016 ROOs Balance | 1 | 2265163 |  | 2265163 | 0 | 0 | 2265163
113 | TL Total |  | TRANSMISSION LINES | SUBTOTAL |  | 534214845 | 5583927 | 539798772 | 0 | 0 | 539798772
114 | SUB | AN | ANITA | 2016 ROOs Balance |  | 6259 |  | 6259 | 0 | 0 | 6259
115 | SUB | APD | APPELDORN SUBSTATION | 2016 ROOs Balance |  | 5878984 |  | 5878984 | -224840.43 | 0 | 5654143.57
116 | SUB | AR | ARMOUR SUBSTATION | 2016 ROOs Balance |  | 2278492 |  | 2278492 | -749921 | 0 | 1528571
117 | SUB | AHS | ASH SUBSTATION | 2016 ROOs Balance |  | 63325 |  | 63325 | 0 | 0 | 63325
118 | SUB | AB | ASSINNIBOINE | 2016 ROOs Balance |  | 35005 |  | 35005 | 0 | 0 | 35005
119 | SUB | AUR | AURORA SUBSTATION | 2016 ROOs Balance |  | 2899881 |  | 2899881 | -124344 | 0 | 2775537
120 | SUB | BK | BAKER | 2016 ROOs Balance |  | 280629 |  | 280629 | 0 | 0 | 280629
121 | SUB | BN | BELDEN SUBSTATION | 2016 ROOs Balance |  | 164986 |  | 164986 | 0 | 0 | 164986
122 | SUB | BEF | BELFIELD SUBSTATION | 2016 ROOs Balance |  | 13779308 |  | 13779308 | -217101 | 0 | 13562207
123 | SUB | BE | BERESFORD SUBSTATION | 2016 ROOs Balance |  | 4706447 |  | 4706447 | -526660 | 0 | 4179787
124 | SUB | BB | BISBEE SUBSTATION | 2016 ROOs Balance |  | 272529 |  | 272529 | -215932 | 0 | 56597
125 | SUB | BS | BISMARK SUBSTATION | 2016 ROOs Balance |  | 16718172 | 4338955 | 21057127 | -168057 | 0 | 20889070
126 | SUB | BI | BISON | 2016 ROOs Balance |  | 12472 |  | 12472 | 0 | 0 | 12472
127 | SUB | BOL | BOLE SUB | 2016 ROOs Balance |  | 3019775 |  | 3019775 | -629203 | 0 | 2390572
128 | SUB | BO | BONESTEEL SUBSTATION | 2016 ROOs Balance |  | 3398446 |  | 3398446 | -1226624 | 0 | 2171822
129 | SUB | BR | BROOKINGS SUBSTATION | 2016 ROOs Balance |  | 4460377 |  | 4460377 | 0 | 0 | 4460377
130 | SUB | CB | CAMPBELL COUNTY SWITCHING STATION /1 | 2016 ROOs Balance |  | 0 |  | 0 | 0 | 0 | 0
131 | SUB | CF | CANYON FERRY | 2016 ROOs Balance |  | 45210 |  | 45210 | 0 | 0 | 45210
132 | SUB | CRP | CARPENTER SUBSTATION | 2016 ROOs Balance |  | 2463312 |  | 2463312 | 0 | 0 | 2463312
133 | SUB | CA | CARRINGTON SUBSTATION | 2016 ROOs Balance |  | 3819873 |  | 3819873 | -640966 | 0 | 3178907
134 | SUB | CCR | CHARLIE CREEK | 2016 ROOs Balance | 1 | 1376076 |  | 1376076 | 0 | 0 | 1376076
135 | SUB | CR | CIRCLE SUBSTATION | 2016 ROOs Balance |  | 9139054 |  | 9139054 | -1831811 | 0 | 7307243
136 | SUB | CON | CONRAD SUB | 2016 ROOs Balance |  | 5377877 |  | 5377877 | -315045 | 0 | 5062832
137 | SUB | CS | CRESTON SUBSTATION | 2016 ROOs Balance |  | 8453084 |  | 8453084 | 0 | 0 | 8453084
138 | SUB | CRO | CROSSOVER SUB | 2016 ROOs Balance |  | 11176976 |  | 11176976 | 0 | 0 | 11176976
139 | SUB | CQE | CULBERTSON EAST SWITCHING STATION | 2016 ROOs Balance |  | 2390851 |  | 2390851 | 0 | 0 | 2390851
140 | SUB | CU | CUSTER SUBSTATION | 2016 ROOs Balance |  | 4633608 |  | 4633608 | -595844 | 0 | 4037764
141 | SUB | CT | CUSTER TRAIL SUBSTATION | 2016 ROOs Balance |  | 1475222 |  | 1475222 | -1475222 | 0 | 0
142 | SUB | DC | DAWSON COUNTY SUBSTATION | 2016 ROOs Balance |  | 10551258 |  | 10551258 | -1027 | 0 | 10550231
143 | SUB | DNT | DENBIGH TAP | 2016 ROOs Balance |  | 848872 |  | 848872 | -38738 |  | 810134
144 | SUB | DN | DENISON SUBSTATION | 2016 ROOs Balance |  | 16187909 |  | 16187909 | -265285 | 0 | 15922624
145 | SUB | DV | DEVAUL SUBSTATION | 2016 ROOs Balance |  | 1654628 |  | 1654628 | -882271 | 0 | 772357
146 | SUB | DL | DEVILS LAKE SUBSTATION | 2016 ROOs Balance |  | 2918474 |  | 2918474 | -161971 | 0 | 2756503
147 | SUB | DK | DICKINSON | 2016 ROOs Balance |  | 23704 |  | 23704 | 0 | 0 | 23704
148 | SUB | EJ | E. J. MANNING | 2016 ROOs Balance |  | 49112 |  | 49112 | 0 | 0 | 49112
149 | SUB | EA | EAGLE | 2016 ROOs Balance |  | 66108 |  | 66108 | 0 | 0 | 66108
150 | SUB | EB | EAGLE BUTTE SUBSTATION | 2016 ROOs Balance |  | 1347433 |  | 1347433 | -240170 | 0 | 1107263
151 | SUB | ED | EDGELEY SUBSTATION | 2016 ROOs Balance |  | 6569979 |  | 6569979 | -749254 | 0 | 5820725
152 | SUB | ELC | ELK CREEK SUBSTATION | 2016 ROOs Balance |  | 2099907 |  | 2099907 | -24489.5 | 0 | 2075417.5
153 | SUB | EL | ELLENDALE SUBSTATION | 2016 ROOs Balance |  | 579 |  | 579 | -579 | 0 | 0
154 | SUB | ELI | ELLIOTT SWITCHING STATION | 2016 ROOs Balance |  | 3121488 |  | 3121488 | -75168.44 | 0 | 3046319.56
155 | SUB | END | ENDERLIN TAP STATION | 2016 ROOs Balance |  | 749768 |  | 749768 | -240634 | 0 | 509134
156 | SUB | EXI | EXIRA SWITCHING STATION | 2016 ROOs Balance |  | 5500776 |  | 5500776 | -115291 | 0 | 5385485
157 | SUB | FVW | FAIRVIEW WEST SWITCHING STATION | 2016 ROOs Balance |  | 4296873 |  | 4296873 | 0 | 0 | 4296873
158 | SUB | FH | FAITH SUBSTATION | 2016 ROOs Balance |  | 1224932 |  | 1224932 | -480608.98 | 0 | 744323.02
159 | SUB | FA | FARGO SUBSTATION | 2016 ROOs Balance |  | 25208645 | 2133263 | 27341908 | 0 | 0 | 27341908
160 | SUB | FL | FLANDREAU SUBSTATION | 2016 ROOs Balance |  | 4222330 |  | 4222330 | -40435 | 0 | 4181895
161 | SUB | FO | FORMAN SUBSTATION | 2016 ROOs Balance |  | 6217170 |  | 6217170 | -845327 | 0 | 5371843
162 | SUB | FTH | FORSYTH | 2016 ROOs Balance |  | 130348 |  | 130348 | 0 | 0 | 130348
163 | SUB | FR | FORT RANDALL | 2016 ROOs Balance |  | 253710 |  | 253710 | 0 | 0 | 253710
164 | SUB | FT2 | FORT THOMPSON #2 | 2016 ROOs Balance |  | 10793612 |  | 10793612 | 0 | 0 | 10793612
165 | SUB | FT | FORT THOMPSON SUBSTATION | 2016 ROOs Balance |  | 15644121 | 1961000 | 17605121 | -93602 | 0 | 17511519
166 | SUB | GL | GLENDIVE SUBSTATION | 2016 ROOs Balance |  | 1725310 |  | 1725310 | 0 | 0 | 1725310
167 | SUB | GK | GRAND FORKS SUBSTATION | 2016 ROOs Balance |  | 10447494 |  | 10447494 | 0 | 0 | 10447494
168 | SUB | GI | GRAND ISLAND SUBSTATION | 2016 ROOs Balance |  | 12413911 | 3863378 | 16277289 | 0 | 0 | 16277289
169 | SUB | GRP | GRAND PRAIRIE SUBSTATION /1 | 2016 ROOs Balance |  | 535.67 |  | 535.67 | 0 | 0 | 535.67
170 | SUB | GF | GRANITE FALLS SUBSTATION | 2016 ROOs Balance |  | 23650839 |  | 23650839 | -1737331.36 | 0 | 21913507.64
171 | SUB | GTF | GREAT FALLS SUB | 2016 ROOs Balance |  | 8439044 |  | 8439044 | 0 | 0 | 8439044
172 | SUB | GY | GREGORY SUBSTATION | 2016 ROOs Balance |  | 1543285 |  | 1543285 | -43752 | 0 | 1499533
173 | SUB | GR | GROTON SUBSTATION | 2016 ROOs Balance |  | 5310945 | 0 | 5310945 | -147845.3 | 0 | 5163099.7
174 | SUB | GSO | GROTON SOUTH SUBSTATION | 2016 ROOs Balance |  | 0 | 8536000 | 8536000 | 0 | 0 | 8536000
175 | SUB | HA | HARLEM | 2016 ROOs Balance |  | 98534 |  | 98534 | 0 | 0 | 98534
176 | SUB | HV | HAVRE SUBSTATION | 2016 ROOs Balance |  | 11822560 |  | 11822560 | -134374 | 0 | 11688186
177 | SUB | HBN | HEBRON SUBSTATION /1 | 2016 ROOs Balance |  | 0 |  | 0 | 0 | 0 | 0
178 | SUB | HET | HETTINGER | 2016 ROOs Balance |  | 10832 |  | 10832 | 0 | 0 | 10832
179 | SUB | HLK | HILKEN SUSTATION | 2016 ROOs Balance |  | 3894020 |  | 3894020 | -144034 | 0 | 3749986
180 | SUB | HU | HURON SUBSTATION | 2016 ROOs Balance |  | 11331376 |  | 11331376 | -334477 | 0 | 10996899
181 | SUB | JT | JAMESTOWN SUBSTATION | 2016 ROOs Balance |  | 18527159 | 2722951 | 21250110 | -1613879 | 0 | 19636231
182 | SUB | KD | KILLDEER SUBSTATION | 2016 ROOs Balance |  | 6501113 | 551423 | 7052536 | -468648 | 0 | 6583888
183 | SUB | LA | LAKOTA SUBSTATION | 2016 ROOs Balance |  | 2796418 |  | 2796418 | -1307837 | 0 | 1488581
184 | SUB | LE | LEEDS SUBSTATION | 2016 ROOs Balance |  | 3943917 |  | 3943917 | -158721.51 | 0 | 3785195.49
185 | SUB | LET | LETCHER SUBSTATION | 2016 ROOs Balance |  | 11108748 |  | 11108748 | 0 | 0 | 11108748
186 | SUB | ML | MALLARD | 2016 ROOs Balance |  | 29969 |  | 29969 | 0 | 0 | 29969
187 | SUB | MT | MALTA | 2016 ROOs Balance |  | 340848 |  | 340848 | 0 | 0 | 340848
188 | SUB | MDN | MANDAN SUBSTATION | 2016 ROOs Balance |  | 19476 |  | 19476 | 0 | 0 | 19476
189 | SUB | MR | MARTIN SUBSTATION | 2016 ROOs Balance |  | 1829481 |  | 1829481 | -981671 | 0 | 847810
190 | SUB | MA | MAURINE SUBSTATION | 2016 ROOs Balance |  | 8287348 |  | 8287348 | -183115 | 0 | 8104233
191 | SUB | MD | MIDLAND SUBSTATION | 2016 ROOs Balance |  | 836212 |  | 836212 | -147143 | 0 | 689069
192 | SUB | MC2 | MILES CITY SUB #2 | 2016 ROOs Balance |  | 6386403 |  | 6386403 | 0 | 0 | 6386403
193 | SUB | MC3 | MILES CITY SUB #3 | 2016 ROOs Balance |  | 1895702 |  | 1895702 | 0 | 0 | 1895702
194 | SUB | MC | MILES CITY SUBSTATION | 2016 ROOs Balance |  | 1242288 |  | 1242288 | 0 | 0 | 1242288
195 | SUB | MGV | MINGUSVILLE |  |  | 0 | 5440000 | 5440000 | 0 | 0 | 5440000
196 | SUB | MS | MISSION SUBSTATION | 2016 ROOs Balance |  | 3473710 |  | 3473710 | -585343 | 0 | 2888367
197 | SUB | MO | MORRIS SUBSTATION | 2016 ROOs Balance |  | 7229447 |  | 7229447 | -931621 | 0 | 6297826
198 | SUB | MV | MT VERNON SUBSTATION | 2016 ROOs Balance |  | 2030824 |  | 2030824 | -137931 | 0 | 1892893
199 | SUB | NA | NASHUA SUB | 2016 ROOs Balance |  | 72368 |  | 72368 | -72368 | 0 | 0
200 | SUB | NEL | NELSON SUBSTATION | 2016 ROOs Balance |  | 1944817 |  | 1944817 | -33744 | 0 | 1911073
201 | SUB | NU | NEW UNDERWOOD SUBSTATION | 2016 ROOs Balance |  | 16201185 | 2411366 | 18612551 | -41135 | 0 | 18571416
202 | SUB | NL | NEWELL SUBSTATION | 2016 ROOs Balance |  | 1152964 | 1415798 | 2568762 | -272194 | 0 | 2296568
203 | SUB | OF | O'FALLON CREEK SUBSTATION | 2016 ROOs Balance |  | 3264302 |  | 3264302 | -47361 | 0 | 3216941
204 | SUB | ON | O'NEILL SUB (NPP) | 2016 ROOs Balance |  | 180660 |  | 180660 | 0 | 0 | 180660
205 | SUB | PET | PENN TAP | 2016 ROOs Balance |  | 890607 |  | 890607 | -38726 | 0 | 851881
206 | SUB | PL | PHILIP SUBSTATION | 2016 ROOs Balance |  | 2037148 |  | 2037148 | -228649 | 0 | 1808499
207 | SUB | PI | PIERRE SUBSTATION | 2016 ROOs Balance |  | 4284664 |  | 4284664 | -711156 | 0 | 3573508
208 | SUB | PLL | PLEASANT LAKE TAP | 2016 ROOs Balance |  | 992415 |  | 992415 | -40632 | 0 | 951783
209 | SUB | RB | RAINBOW SUBSTATION | 2016 ROOs Balance |  | 250629 |  | 250629 | -250629 | 0 | 0
210 | SUB | RC | RAPID CITY SUBSTATION | 2016 ROOs Balance |  | 14783428 |  | 14783428 | -522623 | 0 | 14260805
211 | SUB | RH | RICHLAND SUBSTATION | 2016 ROOs Balance |  | 1733528 |  | 1733528 | -1733528 | 0 | 0
212 | SUB | RL | ROLLA SUBSTATION | 2016 ROOs Balance |  | 623513 |  | 623513 | 0 | 0 | 623513
213 | SUB | RY | RUDYARD SUBSTATION | 2016 ROOs Balance |  | 3234229 |  | 3234229 | -1420980 | 0 | 1813249
214 | SUB | RG | RUGBY SUBSTATION | 2016 ROOs Balance |  | 8848633 |  | 8848633 | -250184 | 0 | 8598449
215 | SUB | SA | SAVAGE SUB | 2016 ROOs Balance |  | 74403 |  | 74403 | 0 | 0 | 74403
216 | SUB | SH | SHELBY SUBSTATION | 2016 ROOs Balance |  | 861699 |  | 861699 | -958632 | 0 | -96933
217 | SUB | SH2 | SHELBY SUBSTATION #2 | 2016 ROOs Balance |  | 5188377 |  | 5188377 | -169696 | 0 | 5018681
218 | SUB | SL | SHIRLEY TAP | 2016 ROOs Balance |  | 22102 |  | 22102 | 0 | 0 | 22102
219 | SUB | SC2 | SIOUX CITY #2 | 2016 ROOs Balance |  | 11139013 | 2251474 | 13390487 | 0 | 0 | 13390487
220 | SUB | SC | SIOUX CITY SUBSTATION | 2016 ROOs Balance |  | 17042319 | 2131896 | 19174215 | 0 | 0 | 19174215
221 | SUB | SF | SIOUX FALLS SUBSTATION | 2016 ROOs Balance |  | 14642087 |  | 14642087 | -477901 | 0 | 14164186
222 | SUB | SP | SPENCER | 2016 ROOs Balance |  | 3564972 | 2291105 | 5856077 | -91276 | 0 | 5764801
223 | SUB | SNY | STANLEY | 2016 ROOs Balance |  | 49735 |  | 49735 | 0 | 0 | 49735
224 | SUB | SB | SULLY BUTTES | 2016 ROOs Balance |  | 74428 |  | 74428 | 0 | 0 | 74428
225 | SUB | SU | SUMMIT SUBSTATION | 2016 ROOs Balance |  | 2821313 |  | 2821313 | -373848 | 0 | 2447465
226 | SUB | TR | TERRY TAP | 2016 ROOs Balance |  | 606044 |  | 606044 | -88258 | 0 | 517786
227 | SUB | TT | TIBER TAP | 2016 ROOs Balance |  | 166306 |  | 166306 | 0 | 0 | 166306
228 | SUB | TN | TOWNER SUBSTATION |  |  | 0 | 6273000 | 6273000 | 0 | 0 | 6273000
229 | SUB | TY | TYNDALL SUBSTATION | 2016 ROOs Balance |  | 931157 |  | 931157 | -49083 | 0 | 882074
230 | SUB | UJ | UTICA JCT. | 2016 ROOs Balance |  | 12974150 |  | 12974150 | 0 | 0 | 12974150
231 | SUB | VH | V. T. HANLON | 2016 ROOs Balance |  | 5553 | 10219000 | 10224553 | 0 | 0 | 10224553
232 | SUB | VC | VALLEY CITY SUBSTATION | 2016 ROOs Balance |  | 6819468 |  | 6819468 | -246735.64 | 0 | 6572732.36
233 | SUB | VR | VERONA | 2016 ROOs Balance |  | 108751 |  | 108751 | 0 | 0 | 108751
234 | SUB | VE | VETAL TAP | 2016 ROOs Balance |  | 232375 |  | 232375 | 0 | 0 | 232375
235 | SUB | VFO | VIRGIL FODNESS SUBSTATION | 2016 ROOs Balance |  | 3206763 |  | 3206763 | 0 | 0 | 3206763
236 | SUB | WNB | WANBLEE TAP | 2016 ROOs Balance |  | 0 |  | 0 | 0 | 0 | 0
237 | SUB | WL | WALL SUBSTATION | 2016 ROOs Balance |  | 1569037 |  | 1569037 | -729025.54 | 0 | 840011.46
238 | SUB | WDD | WARD SUBSTATION | 2016 ROOs Balance |  | 3453847 |  | 3453847 | -45361 | 0 | 3408486
239 | SUB | WB | WASHBURN SUBSTATION | 2016 ROOs Balance |  | 2071165 |  | 2071165 | -948912 | 0 | 1122253
240 | SUB | WT2 | WATERTOWN #2 | 2016 ROOs Balance |  | 2900981 |  | 2900981 | 0 | 0 | 2900981
241 | SUB | WTS | WATERTOWN STATIC VAR SYSTEM | 2016 ROOs Balance |  | 11778775 |  | 11778775 | 0 | 0 | 11778775
242 | SUB | WT | WATERTOWN SUBSTATION | 2016 ROOs Balance |  | 16036010 |  | 16036010 | 0 | 0 | 16036010
243 | SUB | WC | WATFORD CITY SUB | 2016 ROOs Balance |  | 7600294 |  | 7600294 | 0 | 0 | 7600294
244 | SUB | WSG | WESSINGTON SPRINGS SUBSTATION | 2016 ROOs Balance |  | 5141440 |  | 5141440 | -173311 | 0 | 4968129
245 | SUB | WH2 | WHATELY (NORTHERN) | 2016 ROOs Balance |  | 40860 |  | 40860 | 0 | 0 | 40860
246 | SUB | WH | WHATELY SUBSTATION | 2016 ROOs Balance |  | 109910 |  | 109910 | -54247 | 0 | 55663
247 | SUB | WHT | WHITE 345/115 SUB | 2016 ROOs Balance |  | 11022034 |  | 11022034 | 0 | 0 | 11022034
248 | SUB | WV | WICKSVILLE SUBSTATION | 2016 ROOs Balance |  | 839174 |  | 839174 | -73126 | 0 | 766048
249 | SUB | WN2 | WILLISTON 2 SUBSTATION | 2016 ROOs Balance |  | 13797713 |  | 13797713 | 0 | 0 | 13797713
250 | SUB | WN | WILLISTON SUBSTATION | 2016 ROOs Balance |  | 10064217 |  | 10064217 | -97320 | 0 | 9966897
251 | SUB | WI | WINNER SUBSTATION | 2016 ROOs Balance |  | 3234614 |  | 3234614 | -99059 | 0 | 3135555
252 | SUB | WJ | WM. J. NEAL | 2016 ROOs Balance |  | 156417 |  | 156417 | 0 | 0 | 156417
253 | SUB | WP | WOLF POINT SUBSTATION | 2016 ROOs Balance |  | 7181905 |  | 7181905 | -1325734 | 0 | 5856171
254 | SUB | WO | WOONSOCKET SUBSTATION | 2016 ROOs Balance |  | 2953732 |  | 2953732 | -987524 | 0 | 1966208
255 | SUB | YJ | YANKTON JCT. | 2016 ROOs Balance |  | 76396 |  | 76396 | 0 | 0 | 76396
256 | SUB | YA | YANKTON SUBSTATION | 2016 ROOs Balance |  | 43844 |  | 43844 | -43844 | 0 | 0
257 | SUB Total |  | SUBSTATIONS | SUBTOTAL |  | 636274184.67 | 56540609 | 692814793.67 | -34950946.7 | 0 | 657863846.97
258 | O&M | ARC | ARMOUR O&M SER. CEN. | 2016 ROOs Balance | 3 | 3488667 |  | 3488667 | 0 | 0 | 3488667
259 | O&M | BSM | BISMARCK O&M SER. CEN. | 2016 ROOs Balance | 3 | 9917899 |  | 9917899 | 0 | 0 | 9917899
260 | O&M | DCF | DAWSON SER. CEN. | 2016 ROOs Balance | 3 | 6845966 |  | 6845966 | 0 | 0 | 6845966
261 | O&M | DLM | DEVILS LAKE O&M SER. CEN. | 2016 ROOs Balance | 3 | 3852064 |  | 3852064 | 0 | 0 | 3852064
262 | O&M | FAO | FARGO LINE MAINTENANCE FACILITY | 2016 ROOs Balance | 3 | 2040287 |  | 2040287 | 0 | 0 | 2040287
263 | O&M | FAM | FARGO O&M SER. CEN. | 2016 ROOs Balance | 3 | 794673 |  | 794673 | 0 | 0 | 794673
264 | O&M | FPM | FORT PECK SER. CEN. | 2016 ROOs Balance | 3 | 5650952 |  | 5650952 | 0 | 0 | 5650952
265 | O&M | FTM | FORT THOMPSON O&M S. C. | 2016 ROOs Balance | 3 | 315000 |  | 315000 | 0 | 0 | 315000
266 | O&M | HVM | HAVRE SERVICE CENTER | 2016 ROOs Balance | 3 | 249377 |  | 249377 | 0 | 0 | 249377
267 | O&M | HUM | HURON O&M SER. CEN. | 2016 ROOs Balance | 3 | 2512836 |  | 2512836 | 0 | 0 | 2512836
268 | O&M | JTM | JAMESTOWN O&M SER. CEN. | 2016 ROOs Balance | 3 | 3841398 |  | 3841398 | 0 | 0 | 3841398
269 | O&M | MCM | MILES CITY MTCE FAC. | 2016 ROOs Balance | 3 | 1025254 |  | 1025254 | 0 | 0 | 1025254
270 | O&M | NUM | NEW UNDERWOOD SER. CEN. | 2016 ROOs Balance | 3 | 96884 |  | 96884 | 0 | 0 | 96884
271 | O&M | PLM | PHILIP O&M SER. CENT. | 2016 ROOs Balance | 3 | 1679674 |  | 1679674 | 0 | 0 | 1679674
272 | O&M | PIM | PIERRE O&M SER. CEN. | 2016 ROOs Balance | 3 | 1051383 |  | 1051383 | 0 | 0 | 1051383
273 | O&M | RCM | RAPID CITY GARAGE & STOR. | 2016 ROOs Balance | 3 | 2221623 |  | 2221623 | 0 | 0 | 2221623
274 | O&M | SCM | SIOUX CITY O&M SER. CEN. | 2016 ROOs Balance | 3 | 3007882 |  | 3007882 | 0 | 0 | 3007882
275 | O&M | SFC | SIOUX FALLS O&M SER. CEN. | 2016 ROOs Balance | 3 | 239920 |  | 239920 | 0 | 0 | 239920
276 | O&M | WTM | WATERTOWN MAINT. CEN. | 2016 ROOs Balance | 3 | 7366309 |  | 7366309 | 0 | 0 | 7366309
277 | O&M Total |  | O&M SERVICE & MAINT. CENTERS | SUBTOTAL |  | 56198048 | 0 | 56198048 | 0 | 0 | 56198048
278 | OPS | WAO | WATERTOWN ALTERNATE OPERATIONS CENTER | 2016 ROOs Balance |  | 6304774 |  | 6304774 | 0 | -1825232 | 4479542
279 | OPS | WTO | WATERTOWN OPERATIONS CENT | 2016 ROOs Balance |  | 1104084 |  | 1104084 | 0 | -384368 | 719716
280 | OPS | WTO F | WATERTOWN OPER CTR (BFPS) | 2016 ROOs Balance |  | 11553752 |  | 11553752 | 0 | -3951746 | 7602006
281 | OPS Total |  | OPERATION CENTERS | SUBTOTAL |  | 18962610 | 0 | 18962610 | 0 | -6161346 | 12801264
282 | MOB | MOBW2 | MOB 115KV SWITCH TRAILER | 2016 ROOs Balance | 1 | 69741 |  | 69741 | 0 | 0 | 69741
283 | MOB | MOBT13 | MOB TRANSF 111KV 15MVA | 2016 ROOs Balance | 1 | 213000 |  | 213000 | 0 | 0 | 213000
284 | MOB | MOBT2 | MOB TRANSF 115KV 10MVA | 2016 ROOs Balance | 1 | 218493 |  | 218493 | 0 | 0 | 218493
285 | MOB | MOBT12 | MOB TRANSF 115KV 25MVA | 2016 ROOs Balance | 1 | 556464 |  | 556464 | 0 | 0 | 556464
286 | MOB | MOBT4 | MOB TRANSF 115KV 40MVA | 2016 ROOs Balance | 1 | 526201 |  | 526201 | 0 | 0 | 526201
287 | MOB | MOBT6 | MOB TRANSF 230KV 1-33MVA | 2016 ROOs Balance | 1 | 170278 |  | 170278 | 0 | 0 | 170278
288 | MOB | MOBB2 | MOBILE BY PASS KIT (BISMARCK) | 2016 ROOs Balance | 1 | 35071 |  | 35071 | 0 | 0 | 35071
289 | MOB | MOBB1 | MOBILE BY PASS KIT (HURON) | 2016 ROOs Balance | 1 | 163695 |  | 163695 | 0 | 0 | 163695
290 | MOB | MOBC4 | MOBILE CAPACITOR BANK | 2016 ROOs Balance | 1 | 19075 |  | 19075 | 0 | 0 | 19075
291 | MOB | MOBS6 | MOBILE SUB 110KV | 2016 ROOs Balance | 1 | 127144 |  | 127144 | 0 | 0 | 127144
292 | MOB | MOBS9 | MOBILE SUB 115KV 20MVA | 2016 ROOs Balance | 1 | 404166 |  | 404166 | 0 | 0 | 404166
293 | MOB | MOBS7 | MOBILE SUB 41.8 KV | 2016 ROOs Balance | 1 | 192498 |  | 192498 | -192498 | 0 | 0
294 | MOB | MOBS5 | MOBILE SUB 69KV | 2016 ROOs Balance | 1 | 71118 |  | 71118 | 0 | 0 | 71118
295 | MOB | MOBR2 | MOB SH.REACTOR | 2016 ROOs Balance | 1 | 179328 |  | 179328 | 0 | 0 | 179328
296 | MOB Total |  | MOBILE EQUIPMENT | SUBTOTAL |  | 2946272 | 0 | 2946272 | -192498 | 0 | 2753774
297 | GEN | BG FT L | BIG BEND-FORT THOMPSON (LOW VOLTAGE) | 2016 ROOs Balance |  | 81944 |  | 81944 | 0 | -81944 | 0
298 | GEN | FP | FORT PECK POWERPLANT (COE) | 2016 ROOs Balance |  | 64611 |  | 64611 | 0 | -64611 | 0
299 | GEN | FT BG 1 | FORT THOMPSON-BIG BEND NO. 1 | 2016 ROOs Balance |  | 922164 |  | 922164 | 0 | 0 | 922164
300 | GEN | FT BG 2 | FORT THOMPSON-BIG BEND NO. 2 | 2016 ROOs Balance |  | 690735 |  | 690735 | 0 | 0 | 690735
301 | GEN Total |  | TRANSMISSION-RELATED GEN. FACILITIES | SUBTOTAL |  | 1759454 | 0 | 1759454 | 0 | -146555 | 1612899
302 | COM | ATC | ATLANTIC COMMUNICATION SITE | 2016 ROOs Balance | 3 | 17199 |  | 17199 | 0 | -5452.083 | 11746.917 | Column 4 shows 31.95% of the Communication Facilities that were prorated to generation based on the number of communication channels dedicated to generation.
303 | COM | BK2 | BAKER RELAY | 2016 ROOs Balance | 3 | 248874 |  | 248874 | 0 | -78893.058 | 169980.942
304 | COM | BTY | BANTRY | 2016 ROOs Balance | 3 | 343131 |  | 343131 | 0 | -108772.527 | 234358.473
305 | COM | BAE | BARRETT | 2016 ROOs Balance | 3 | 99835 |  | 99835 | 0 | -31647.695 | 68187.305 | 0.317
306 | COM | BMW | BATTLE MT. MICROWAVE | 2016 ROOs Balance | 3 | 324151 |  | 324151 | 0 | -102755.867 | 221395.133
307 | COM | BPR | BELLE PRAIRIE | 2016 ROOs Balance | 3 | 152583 |  | 152583 | 0 | -48368.811 | 104214.189
308 | COM | BET | BENEDICT | 2016 ROOs Balance | 3 | 36772 |  | 36772 | 0 | -11656.724 | 25115.276
309 | COM | BU | BEULAH | 2016 ROOs Balance | 3 | 10679 |  | 10679 | 0 | -3385.243 | 7293.757
310 | COM | BG | BIG BEND | 2016 ROOs Balance | 3 | 113362 |  | 113362 | 0 | -35935.754 | 77426.246
311 | COM | BJR | BIJOU REPEATER | 2016 ROOs Balance | 3 | 564784 |  | 564784 | 0 | -179036.528 | 385747.472
312 | COM | BSR | BISMARCK REPEATER | 2016 ROOs Balance | 3 | 248435 |  | 248435 | 0 | -78753.895 | 169681.105
313 | COM | BIR | BISON REPEATER | 2016 ROOs Balance | 3 | 227955 |  | 227955 | 0 | -72261.735 | 155693.265
314 | COM | BON | BOLE NORTH REPEATER | 2016 ROOs Balance | 3 | 149228 |  | 149228 | 0 | -47305.276 | 101922.724
315 | COM | BRI | BRINSMADE | 2016 ROOs Balance | 3 | 147129 |  | 147129 | 0 | -46639.893 | 100489.107
316 | COM | BSL | BRISTOL | 2016 ROOs Balance | 3 | 11441 |  | 11441 | 0 | -3626.797 | 7814.203
317 | COM | BRV | BRUNSVILLE REPEATER | 2016 ROOs Balance | 3 | 92595 |  | 92595 | 0 | -29352.615 | 63242.385
318 | COM | BFF | BUFFALO | 2016 ROOs Balance | 3 | 107342 |  | 107342 | 0 | -34027.414 | 73314.586
319 | COM | CAH | CAHOON | 2016 ROOs Balance | 3 | 194709 |  | 194709 | 0 | -61722.753 | 132986.247
320 | COM | CAZ | CARRINGTON REPEATER | 2016 ROOs Balance | 3 | 693236 |  | 693236 | 0 | -219755.812 | 473480.188
321 | COM | CHK | CHARTER OAK REPEATER | 2016 ROOs Balance | 3 | 15667 |  | 15667 | 0 | -4966.439 | 10700.561
322 | COM | CHI F | CHINOOK (BEFP) | 2016 ROOs Balance | 3 | 284048 |  | 284048 | 0 | -90043.216 | 194004.784
323 | COM | CHR | CHINOOK REPEATER | 2016 ROOs Balance | 3 | 15293 |  | 15293 | 0 | -4847.881 | 10445.119
324 | COM | CKR | CLARK MW REPEATER | 2016 ROOs Balance | 3 | 731291 |  | 731291 | 0 | -231819.247 | 499471.753
325 | COM | CLV | CLEVELAND REPEATER, N.D. | 2016 ROOs Balance | 3 | 66872 |  | 66872 | 0 | -21198.424 | 45673.576
326 | COM | CMR | COLEMAN REPEATER | 2016 ROOs Balance | 3 | 105281 |  | 105281 | 0 | -33374.077 | 71906.923
327 | COM | CME | COLOME REPEATER | 2016 ROOs Balance | 3 | 293101 |  | 293101 | 0 | -92913.017 | 200187.983
328 | COM | CBR | CONRAD BUTTE REPEATER | 2016 ROOs Balance | 3 | 455668 |  | 455668 | 0 | -144446.756 | 311221.244
329 | COM | CNN | COTTON | 2016 ROOs Balance | 3 | 1399 |  | 1399 | 0 | -443.483 | 955.517
330 | COM | CSR | CRESTON REPEATER | 2016 ROOs Balance | 3 | 11107 |  | 11107 | 0 | -3520.919 | 7586.081
331 | COM | CLR | CROW LAKE REPEATER | 2016 ROOs Balance | 3 | 246521 |  | 246521 | 0 | -78147.157 | 168373.843
332 | COM | CBT | CROWN BUTTE | 2016 ROOs Balance | 3 | 52565 |  | 52565 | 0 | -16663.105 | 35901.895
333 | COM | CRR | CULBERTSON RADIO RELAY SITE | 2016 ROOs Balance | 3 | 1926 |  | 1926 | 0 | -610.542 | 1315.458
334 | COM | CUL | CUSTER LOOKOUT | 2016 ROOs Balance | 3 | 80620 |  | 80620 | 0 | -25556.54 | 55063.46
335 | COM | DAL | DALTON (WES) | 2016 ROOs Balance | 3 | 63660 |  | 63660 | 0 | -20180.22 | 43479.78
336 | COM | DLC | DEVILS LAKE FIBER REGEN | 2016 ROOs Balance | 3 | 273047 |  | 273047 | 0 | -86555.899 | 186491.101
337 | COM | DLZ | DEVILS LAKE REPEATER | 2016 ROOs Balance |  | 518898 |  | 518898 | 0 | -164490.666 | 354407.334
338 | COM | DOD | DODSON REPEATER | 2016 ROOs Balance | 3 | 882795 |  | 882795 | 0 | -279846.015 | 602948.985
339 | COM | DO | DOGDEN BUTTE | 2016 ROOs Balance | 3 | 281286 |  | 281286 | 0 | -89167.662 | 192118.338
340 | COM | DRS | DRISCOLL | 2016 ROOs Balance | 3 | 79113 |  | 79113 | 0 | -25078.821 | 54034.179
341 | COM | DU | DUPREE REPEATER | 2016 ROOs Balance | 3 | 1821 |  | 1821 | 0 | -577.257 | 1243.743
342 | COM | DUT | DUTTON REPEATER (BEFP) | 2016 ROOs Balance |  | 75190 |  | 75190 | 0 | -23835.23 | 51354.77
343 | COM | ERB | EAST RAINY BUTTE | 2016 ROOs Balance | 3 | 147041 |  | 147041 | 0 | -46611.997 | 100429.003
344 | COM | ECK | ECKELSON | 2016 ROOs Balance | 3 | 231893 |  | 231893 | 0 | -73510.081 | 158382.919
345 | COM | EKR | ELKTON | 2016 ROOs Balance | 3 | 165481 |  | 165481 | 0 | -52457.477 | 113023.523
346 | COM | ELZ | ELLENDALE REPEATER | 2016 ROOs Balance | 3 | 644579 |  | 644579 | 0 | -204331.543 | 440247.457
347 | COM | EWA | ELLSWORTH AIR BASE | 2016 ROOs Balance | 3 | 204548 |  | 204548 | 0 | -64841.716 | 139706.284
348 | COM | ERH | ERHARD | 2016 ROOs Balance | 3 | 99569 |  | 99569 | 0 | -31563.373 | 68005.627
349 | COM | EX | EXIRA REPEATER | 2016 ROOs Balance |  | 2527 |  | 2527 | 0 | -801.059 | 1725.941
350 | COM | FB | F. L. BLAIR | 2016 ROOs Balance | 3 | 76407 |  | 76407 | 0 | -24221.019 | 52185.981
351 | COM | FAP | FAIRPOINT REPEATER | 2016 ROOs Balance | 3 | 206550 |  | 206550 | 0 | -65476.35 | 141073.65
352 | COM | FNR | FALLON REPEATER | 2016 ROOs Balance | 3 | 212944 |  | 212944 | 0 | -67503.248 | 145440.752
353 | COM | FCS | FERGUS FALLS COMMUNICATIONS SITE | 2016 ROOs Balance | 3 | 485567 |  | 485567 | 0 | -153924.739 | 331642.261
354 | COM | FLW | FLOWING WELLS | 2016 ROOs Balance | 3 | 68763 |  | 68763 | 0 | -21797.871 | 46965.129
355 | COM | FBS | FORBES COMMUNICATION SITE | 2016 ROOs Balance | 3 | 45316 |  | 45316 | 0 | -14365.172 | 30950.828
356 | COM | FP1 | FORT PECK RELAY (WES) | 2016 ROOs Balance |  | 326153 |  | 326153 | 0 | -103390.501 | 222762.499
357 | COM | FPC | FORT PECK COMMUNICATIONS BUILDING | 2016 ROOs Balance | 3 | 380212 |  | 380212 | 0 | -120527.204 | 259684.796
358 | COM | FPR | FORT PECK REPEATER | 2016 ROOs Balance | 3 | 109069 |  | 109069 | 0 | -34574.873 | 74494.127
359 | COM | FTR | FORT THOMPSON REPEATER | 2016 ROOs Balance | 3 | 99223 |  | 99223 | 0 | -31453.691 | 67769.309
360 | COM | FTP | FORT THOMPSON REPEATER (EAST RIVER) | 2016 ROOs Balance | 3 | 301614 |  | 301614 | 0 | -95611.638 | 206002.362
361 | COM | FCR | FOX CREEK MICROWAVE | 2016 ROOs Balance | 3 | 423094 |  | 423094 | 0 | -134120.798 | 288973.202
362 | COM | FRY | FRYBURG SUB & MICROWAVE | 2016 ROOs Balance | 3 | 61204 |  | 61204 | 0 | -19401.668 | 41802.332
363 | COM | GA | GARRISON | 2016 ROOs Balance |  | 736244 |  | 736244 | 0 | -233389.348 | 502854.652
364 | COM | GRR | GARY REPEATER | 2016 ROOs Balance | 3 | 80799 |  | 80799 | 0 | -25613.283 | 55185.717
365 | COM | GP | GAVIN'S POINT | 2016 ROOs Balance | 3 | 148752 |  | 148752 | 0 | -47154.384 | 101597.616
366 | COM | GPR | GAVINS POINT REPEATER | 2016 ROOs Balance | 3 | 315049 |  | 315049 | 0 | -99870.533 | 215178.467
367 | COM | GET | GETTYSBURG REPEATER | 2016 ROOs Balance | 3 | 368771 |  | 368771 | 0 | -116900.407 | 251870.593
368 | COM | GH | GLENHAM | 2016 ROOs Balance | 3 | 293701 |  | 293701 | 0 | -93103.217 | 200597.783
369 | COM | GKM | GRAND FORKS MINNKOTA (MPC) | 2016 ROOs Balance | 3 | 23847 |  | 23847 | 0 | -7559.499 | 16287.501
370 | COM | HSB | HAILSTONE BUTTE | 2016 ROOs Balance |  | 74835 |  | 74835 | 0 | -23722.695 | 51112.305
371 | COM | HOY | HALLOWAY REPEATER | 2016 ROOs Balance | 3 | 109706 |  | 109706 | 0 | -34776.802 | 74929.198
372 | COM | HRT | HARLEM REPEATER | 2016 ROOs Balance | 3 | 882588 |  | 882588 | 0 | -279780.396 | 602807.604
373 | COM | HTH | HATHAWAY | 2016 ROOs Balance | 3 | 68891 |  | 68891 | 0 | -21838.447 | 47052.553
374 | COM | HMW | HERMOSA MICROWAVE | 2016 ROOs Balance | 3 | 302701 |  | 302701 | 0 | -95956.217 | 206744.783
375 | COM | HLR | HIGHLAND REPEATER | 2016 ROOs Balance | 3 | 22884 |  | 22884 | 0 | -7254.228 | 15629.772
376 | COM | HMR | HIGHMORE REPEATER | 2016 ROOs Balance | 3 | 145723 |  | 145723 | 0 | -46194.191 | 99528.809
377 | COM | HIW | HIGHWOOD | 2016 ROOs Balance |  | 22896 |  | 22896 | 0 | -7258.032 | 15637.968
378 | COM | HI | HINSDALE | 2016 ROOs Balance |  | 201837 |  | 201837 | 0 | -63982.329 | 137854.671
379 | COM | HIR | HINSDALE REPEATER | 2016 ROOs Balance | 3 | 66495 |  | 66495 | 0 | -21078.915 | 45416.085
380 | COM | HOE | HOPEWELL REPEATER | 2016 ROOs Balance | 3 | 231172 |  | 231172 | 0 | -73281.524 | 157890.476
381 | COM | HNT | HUNTER MICROWAVE | 2016 ROOs Balance | 3 | 210227 |  | 210227 | 0 | -66641.959 | 143585.041
382 | COM | HUD | HURON DISTRICT OFFICE | 2016 ROOs Balance | 3 | 768139 |  | 768139 | 0 | -243500.063 | 524638.937
383 | COM | HYS | HYSHAM | 2016 ROOs Balance | 3 | 90227 |  | 90227 | 0 | -28601.959 | 61625.041
384 | COM | JTR | JAMESTOWN REPEATER | 2016 ROOs Balance | 3 | 46981 |  | 46981 | 0 | -14892.977 | 32088.023
385 | COM | JCK | JONES CREEK | 2016 ROOs Balance |  | 267395 |  | 267395 | 0 | -84764.215 | 182630.785
386 | COM | KCK | KELLY CREEK | 2016 ROOs Balance | 3 | 202226 |  | 202226 | 0 | -64105.642 | 138120.358
387 | COM | KDZ | KILLDEER REPEATER | 2016 ROOs Balance | 3 | 572792 |  | 572792 | 0 | -181575.064 | 391216.936
388 | COM | KNE | KNEE HILL MW | 2016 ROOs Balance | 3 | 471997 |  | 471997 | 0 | -149623.049 | 322373.951
389 | COM | LAC | LAC QUI PARLE | 2016 ROOs Balance | 3 | 751513 |  | 751513 | 0 | -238229.621 | 513283.379
390 | COM | LKR | LAKE ANDES REPEATER | 2016 ROOs Balance | 3 | 722674 |  | 722674 | 0 | -229087.658 | 493586.342
391 | COM | LEF | LEFOR | 2016 ROOs Balance | 3 | 48470 |  | 48470 | 0 | -15364.99 | 33105.01
392 | COM | LI | LINDSAY RIDGE | 2016 ROOs Balance |  | 79074 |  | 79074 | 0 | -25066.458 | 54007.542
393 | COM | LCS | LINTON COMMUNICATIONS SITE | 2016 ROOs Balance |  | 339867 |  | 339867 | 0 | -107737.839 | 232129.161
394 | COM | LMO | LITTLE MISSOURI SUBSTATION | 2016 ROOs Balance | 3 | 54516 |  | 54516 | 0 | -17281.572 | 37234.428
395 | COM | LDP | LODGEPOLE REPEATER | 2016 ROOs Balance | 3 | 32445 |  | 32445 | 0 | -10285.065 | 22159.935
396 | COM | MRP | MALTA REPEATER | 2016 ROOs Balance | 3 | 793844 |  | 793844 | 0 | -251648.548 | 542195.452
397 | COM | MNM | MANDAN MICROWAVE SITE | 2016 ROOs Balance | 3 | 69988 |  | 69988 | 0 | -22186.196 | 47801.804
398 | COM | MPR | MAPLE RIVER | 2016 ROOs Balance | 3 | 172792 |  | 172792 | 0 | -54775.064 | 118016.936
399 | COM | MRR | MARTIN REPEATER | 2016 ROOs Balance |  | 300728 |  | 300728 | 0 | -95330.776 | 205397.224
400 | COM | MAV | MAYVILLE | 2016 ROOs Balance | 3 | 196624 |  | 196624 | 0 | -62329.808 | 134294.192
401 | COM | MLR | MIDLAND REPEATER | 2016 ROOs Balance | 3 | 516515 |  | 516515 | 0 | -163735.255 | 352779.745
402 | COM | MOX | MOE REPEATER | 2016 ROOs Balance | 3 | 129266 |  | 129266 | 0 | -40977.322 | 88288.678
403 | COM | MH | MOORHEAD | 2016 ROOs Balance | 3 | 125057 |  | 125057 | 0 | -39643.069 | 85413.931
404 | COM | MSR | MORRIS REPEATER & MICROWAVE | 2016 ROOs Balance | 3 | 128242 |  | 128242 | 0 | -40652.714 | 87589.286
405 | COM | NWC | NEWCASTLE REPEATER | 2016 ROOs Balance | 3 | 216330 |  | 216330 | 0 | -68576.61 | 147753.39
406 | COM | OA | OAHE | 2016 ROOs Balance | 3 | 577874 |  | 577874 | 0 | -183186.058 | 394687.942
407 | COM | OK | O'KREEK REPEATER | 2016 ROOs Balance | 3 | 367630 |  | 367630 | 0 | -116538.71 | 251091.29
408 | COM | OR | ORCHARD REPEATER | 2016 ROOs Balance | 3 | 428707 |  | 428707 | 0 | -135900.119 | 292806.881
409 | COM | OTO | OTO MICROWAVE | 2016 ROOs Balance | 3 | 16445 |  | 16445 | 0 | -5213.065 | 11231.935
410 | COM | OTW | OTTUMWA ROAD REPEATER SITE | 2016 ROOs Balance | 3 | 7685 |  | 7685 | 0 | -2436.145 | 5248.855
411 | COM | PGE | PAGE N.D. | 2016 ROOs Balance | 3 | 1646 |  | 1646 | 0 | -521.782 | 1124.218
412 | COM | PAH | PAHOJA SUB | 2016 ROOs Balance | 3 | 107003 |  | 107003 | 0 | -33919.951 | 73083.049
413 | COM | PEK | PEAK | 2016 ROOs Balance | 3 | 83844 |  | 83844 | 0 | -26578.548 | 57265.452
414 | COM | PLJ | PHILIP JCT. REPEATER | 2016 ROOs Balance | 3 | 530459 |  | 530459 | 0 | -168155.503 | 362303.497
415 | COM | PIR | PINE RIDGE | 2016 ROOs Balance | 3 | 186735 |  | 186735 | 0 | -59194.995 | 127540.005
416 | COM | PO | POPLAR (MDU) | 2016 ROOs Balance |  | 3758 |  | 3758 | 0 | -1191.286 | 2566.714
417 | COM | PRR | PRIMGHAR REPEATER | 2016 ROOs Balance | 3 | 27264 |  | 27264 | 0 | -8642.688 | 18621.312
418 | COM | PUR | PUKWANNA REPEATER | 2016 ROOs Balance | 3 | 258360 |  | 258360 | 0 | -81900.12 | 176459.88
419 | COM | RCR | RAPID CITY REPEATER | 2016 ROOs Balance | 3 | 340932 |  | 340932 | 0 | -108075.444 | 232856.556
420 | COM | RE | RICHARDSON COULEE | 2016 ROOs Balance | 3 | 161748 |  | 161748 | 0 | -51274.116 | 110473.884
421 | COM | RER | RICHARDSON COULEE REPEATER | 2016 ROOs Balance | 3 | 166315 |  | 166315 | 0 | -52721.855 | 113593.145
422 | COM | RHM | RICHLAND MW REPEATER (BEPS) | 2016 ROOs Balance | 3 | 528922 |  | 528922 | 0 | -167668.274 | 361253.726
423 | COM | RRR | ROCKY RIDGE REPEATER | 2016 ROOs Balance | 3 | 226934 |  | 226934 | 0 | -71938.078 | 154995.922
424 | COM | ROG | ROLLAG | 2016 ROOs Balance | 3 | 172922 |  | 172922 | 0 | -54816.274 | 118105.726
425 | COM | RGZ | RUGBY REPEATER | 2016 ROOs Balance | 3 | 472290 |  | 472290 | 0 | -149715.93 | 322574.07
426 | COM | RI | RUTLAND | 2016 ROOs Balance | 3 | 890560 |  | 890560 | 0 | -282307.52 | 608252.48
427 | COM | SAO | SACO | 2016 ROOs Balance | 3 | 1237 |  | 1237 | 0 | -392.129 | 844.871
428 | COM | SNB | SENTINEL BUTTE | 2016 ROOs Balance | 3 | 87667 |  | 87667 | 0 | -27790.439 | 59876.561
429 | COM | SRE | SHEEP COULEE REPEATER | 2016 ROOs Balance | 3 | 475744 |  | 475744 | 0 | -150810.848 | 324933.152
430 | COM | SCQ | SIOUX CITY REPEATER | 2016 ROOs Balance | 3 | 427162 |  | 427162 | 0 | -135410.354 | 291751.646
431 | COM | SFR | SIOUX FALLS REPEATER | 2016 ROOs Balance | 3 | 330718 |  | 330718 | 0 | -104837.606 | 225880.394
432 | COM | SI | SIOUX PASS | 2016 ROOs Balance | 3 | 1366 |  | 1366 | 0 | -433.022 | 932.978
433 | COM | SNA | SNAKE BUTTE REPEATER | 2016 ROOs Balance | 3 | 670911 |  | 670911 | 0 | -212678.787 | 458232.213
434 | COM | SPN | SPALDING REPEATER | 2016 ROOs Balance | 3 | 549514 |  | 549514 | 0 | -174195.938 | 375318.062
435 | COM | SM | SPIRIT MOUND | 2016 ROOs Balance | 3 | 295982 |  | 295982 | 0 | -93826.294 | 202155.706
436 | COM | STR | STRASBERG | 2016 ROOs Balance | 3 | 1853 |  | 1853 | 0 | -587.401 | 1265.599
437 | COM | SMR | SUMMIT REPEATER | 2016 ROOs Balance | 3 | 50053 |  | 50053 | 0 | -15866.801 | 34186.199
438 | COM | TCS | TAPPEN COMMUNICATIONS SITE | 2016 ROOs Balance | 3 | 291767 |  | 291767 | 0 | -92490.139 | 199276.861
439 | COM | TA | TAPPEN REPEATER | 2016 ROOs Balance | 3 | 431247 |  | 431247 | 0 | -136705.299 | 294541.701
440 | COM | TEN | TENNANT COMMUNICATIONS SITE | 2016 ROOs Balance | 3 | 8782 |  | 8782 | 0 | -2783.894 | 5998.106
441 | COM | TOR | TORONTO REPEATER | 2016 ROOs Balance | 3 | 106096 |  | 106096 | 0 | -33632.432 | 72463.568
442 | COM | TFR | TRIPP REPEATER | 2016 ROOs Balance | 3 | 235958 |  | 235958 | 0 | -74798.686 | 161159.314
443 | COM | TU | TURKEY RIDGE REPEATER | 2016 ROOs Balance | 3 | 586206 |  | 586206 | 0 | -185827.302 | 400378.698
444 | COM | TYE | TYLER REPEATER | 2016 ROOs Balance | 3 | 1239694 |  | 1239694 | 0 | -392982.998 | 846711.002
445 | COM | VIC | VICTOR (EREC) | 2016 ROOs Balance | 3 | 35530 |  | 35530 | 0 | -11263.01 | 24266.99
446 | COM | VIA | VIDA | 2016 ROOs Balance | 3 | 98597 |  | 98597 | 0 | -31255.249 | 67341.751
447 | COM | WLR | WALL REPEATER | 2016 ROOs Balance | 3 | 479343 |  | 479343 | 0 | -151951.731 | 327391.269
448 | COM | WTR | WATERTOWN REPEATER | 2016 ROOs Balance | 3 | 713148 |  | 713148 | 0 | -226067.916 | 487080.084
449 | COM | WS | WAYSIDE | 2016 ROOs Balance | 3 | 17781 |  | 17781 | 0 | -5636.577 | 12144.423
450 | COM | WSR | WESSINGTON SPGS. REPEATER | 2016 ROOs Balance | 3 | 677279 |  | 677279 | 0 | -214697.443 | 462581.557
451 | COM | WEF | WESTFIELD | 2016 ROOs Balance | 3 | 19003 |  | 19003 | 0 | -6023.951 | 12979.049
452 | COM | WSW | WHITE SWAN | 2016 ROOs Balance | 3 | 91987 |  | 91987 | 0 | -29159.879 | 62827.121
453 | COM | WK C | WHITLOCK (BCPS) | 2016 ROOs Balance | 3 | 165594 |  | 165594 | 0 | -52493.298 | 113100.702
454 | COM | WOB | WOLBACH REPEATER | 2016 ROOs Balance | 3 | 28280 |  | 28280 | 0 | -8964.76 | 19315.24
455 | COM | YT P | YELLOWTAIL SWITCHYARD (BEPS) | 2016 ROOs Balance | 3 | 223367 |  | 223367 | 0 | -70807.339 | 152559.661
456 | COM Total |  | COMMUNICATION FACILITIES | SUBTOTAL |  | 37917082 | 0 | 37917082 | 0 | -12019714.994 | 25897367.006
457 | MCCS | MC4 | MILES CITY CONVERTER STATION - BEPS | 2016 ROOs Balance |  | 19890751 |  | 19890751 | 0 | 0 | 19890751
458 | MCCS | MC4 | MILES CITY CONVERTER STATION - BEFP | 2016 ROOs Balance |  | 3643319 |  | 3643319 | 0 | 0 | 3643319
459 | MCCS Total |  | MILES CITY CONVERTER STATION | SUBTOTAL |  | 23534070 | 0 | 23534070 | 0 | 0 | 23534070
460 | DIST | BFTBP | BUFORD TRENTON TAP - BUFORD TRENTON P.P. | 2016 ROOs Balance |  | 650001 |  | 650001 | -650001 | 0 | 0
461 | DIST | BP | BUFORD TRENTON PUMP SUB | 2016 ROOs Balance |  | 184827 |  | 184827 | -184827 | 0 | 0
462 | DIST | FN | FALLON PUMPING PLANT SUBS | 2016 ROOs Balance |  | 223594 |  | 223594 | -223594 | 0 | 0
463 | DIST | FE | FALLON RELIFT PUMPING PLA | 2016 ROOs Balance |  | 171257 |  | 171257 | -171257 | 0 | 0
464 | DIST | FN GG | FALLON-GLENDIVE PUMP #4 | 2016 ROOs Balance |  | 25506 |  | 25506 | -25506 | 0 | 0
465 | DIST | FP WP | FORT PECK-WOLF POINT | 2016 ROOs Balance |  | 190500 |  | 190500 | -190500 | 0 | 0
466 | DIST | FG | FRAZER PUMP SUB | 2016 ROOs Balance |  | 253597 |  | 253597 | -253597 | 0 | 0
467 | DIST | GA SK | GARRISON-SNAKE CREEK | 2016 ROOs Balance |  | 1103389 |  | 1103389 | -1103389 | 0 | 0
468 | DIST | GG | GLENDIVE P.P. #1 SUB. | 2016 ROOs Balance |  | 425706 |  | 425706 | -425706 | 0 | 0
469 | DIST | IN | INTAKE SUBSTATION | 2016 ROOs Balance |  | 108040 |  | 108040 | -108040 | 0 | 0
470 | DIST | IN INP | INTAKE-INTAKE PUMP | 2016 ROOs Balance |  | 6494 |  | 6494 | -6494 | 0 | 0
471 | DIST | SV | SAVAGE PUMPING PLANT SUBS | 2016 ROOs Balance |  | 102283 |  | 102283 | -102283 | 0 | 0
472 | DIST | SY | SHIRLEY PUMP SUBSTATION | 2016 ROOs Balance |  | 1321270 |  | 1321270 | -1321270 | 0 | 0
473 | DIST | SK | SNAKE CREEK PUMP SUBSTATION | 2016 ROOs Balance |  | 920941 |  | 920941 | -920941 | 0 | 0
474 | DIST | TE | TERRY PUMPING PLANT SWITCH | 2016 ROOs Balance |  | 474404 |  | 474404 | -474404 | 0 | 0
475 | DIST | TI | TIBER DAM SUBSTATION | 2016 ROOs Balance |  | 318568 |  | 318568 | -318568 | 0 | 0
476 | DIST | VA | WIOTA SUBSTATION | 2016 ROOs Balance |  | 216163 |  | 216163 | -216163 | 0 | 0
477 | DIST Total |  | DISTRIBUTION FACILITIES | SUBTOTAL |  | 6696540 | 0 | 6696540 | -6696540 | 0 | 0
478 | RMR | NU SG | NEW UNDERWOOD-STEGALL | 2016 ROOs Balance |  | 287835 |  | 287835 | 0 | 0 | 287835
479 | RMR | SG | STEGALL SUBSTATION | 2016 ROOs Balance |  | 9030765 |  | 9030765 | -8728156 | 0 | 302609
480 | RMR | SG WY | STEGALL-WAYSIDE | 2016 ROOs Balance |  | 2978205 |  | 2978205 | 0 | 0 | 2978205
481 | RMR | WY | WAYSIDE | 2016 ROOs Balance |  | 237296 |  | 237296 |  |  | 237296
482 | RMR | YT PY | YELLOWTAIL SWITCHYARD-YELLOWTAIL (PPL) | 2016 ROOs Balance |  | 121495 |  | 121495 | -91121.25 |  | 30373.75
483 | RMR | PY | YELLOWTAIL (PPL) | 2016 ROOs Balance |  | 692335 |  | 692335 | -519251.25 |  | 173083.75
484 | RMR | YT P | YELLOWTAIL SWITCHYARD | 2016 ROOs Balance |  | 12779484.54 |  | 12779484.54 | -9584613.405 | 0 | 3194871.135
485 | RMR | YT | YELLOWTAIL SWITCHYARD (YT) | 2016 ROOs Balance |  | 120611 |  | 120611 |  |  | 120611
486 | RMR Total |  | ROCKY MOUNTAIN REGION FACILITIES | SUBTOTAL |  | 26248026.54 | 0 | 26248026.54 | -18923141.905 | 0 | 7324884.635
487 | COE |  | CORPS SWITCHYARD FACILITIES | 2016 Financial Statements |  | 108267357.34 | 36850100 | 145117457.34 | -8589529 | -25591731.78 | 110936196.56
488 | COE Total |  | CORPS OF ENGINEERS FACILITIES | SUBTOTAL |  | 108267357.34 | 36850100 | 145117457.34 | -8589529 | -25591731.78 | 110936196.56
489 | Grand Total |  | TOTAL |  |  | 1453018489.55 | 98974636 | 1551993125.55 | -69352655.605 | -43919347.774 | 1438721122.171
490 |  |  | SUBTOTAL WESTERN-UGP ONLY |  |  | 1318503105.67 | 62124536 | 1380627641.67 | -41839984.7 | 18327615.994 | 1320460040.976
491 |  |  | 1/ Plant balance does not include customer liability for network upgrades. Investment is only brought
492 |  |  | into plant balance as WAPA incurs expense (e.g. if transmission credits are provided to customer).
[9 empty] | 50429513.7 |  | 1434964886.536
1259335249.22
59167856.45
Note on H51: Baker, Sara: This is listed as SDMO HU FR and also has fiber optic, so may not be on correct line for estimate, unable to tell at this time.
Note on D172: Baker, Sara: ROOs Schedule 7A
Note on D180: Baker, Sara: ROOs Schedule 7A
Note on G490: Baker, Sara: This number is from the COE switchyard plant sheet

## FACILITIES - Included per AI
Western-UGP Facilities Included per AI for January 1, 2018 Rates*
Attachment AI Criteria
FID | Line No. | Facility | Specific Plant Included | East or West | Costs | 1 | 1(b) | 2 | 3 | 4 | 5 | 6 | Further Description
| 1 | Substations
APD | 2 | Appeldorn | 230-kV breakers 482, 586, 682 and assoc. switches and switch 487 | E | 5878984 | bar: Attachment AI Criteria 1
| 3 |  | station service KW4A, KW30A and switches | E | bar: Attachment AI Criteria 1
AR | 4 | Armour | 115-kV switches 16x, 26x, 76x | E | 1117933 | bar: Attachment AI Criteria 1
| 5 |  | 12.47-kV switches 172x, KW1A | E | [8 empty] | maintenance building SS | bar: Attachment AI Criteria 1
| 6 |  | station service KZ1A, KX2A and switches | E | bar: Attachment AI Criteria 1
| 7 |  | 115/69 kV transformer KY1A | E | [8 empty] | Three East River members are served through KY1A (Charles Mix, Douglas and Southeastern) | bar: Attachment AI Criteria 1(b)
| 8 |  | 69 kV breaker 1052 and assoc switches | E | [8 empty] | Two East River members are served through 1052 (Douglas and Southeastern) | bar: Attachment AI Criteria 1(b)
AHT | 9 | Ash Tap | 115-kV switches 1161, 1261, 1361 | E | 63325 | bar: Attachment AI Criteria 1
AUR | 10 | Aurora | 115-kV breakers 266, 464, 562, 662 and assoc. switches | E | 2775537 | bar: Attachment AI Criteria 1
| 11 |  | capacitor PY4A | E | bar: Attachment AI Criteria 1
| 12 |  | station service KY2A and KW2A | E | bar: Attachment AI Criteria 1
BN | 13 | Belden (NPPD) | 115-kV breaker 1106 and assoc. switches | E | 164986 | bar: Attachment AI Criteria 1
BEF | 14 | Belfield | 230-kV breakers 1282, 1382, 1582 and assoc. switches | E | 13937668 | bar: Attachment AI Criteria 1
| 15 |  | 345/230-kV transformer KU1A | E | bar: Attachment AI Criteria 1
| 16 |  | 345-kV breakers 292, 396, 492 and assoc. switches | E | bar: Attachment AI Criteria 1
| 17 |  | station service KW1B and assoc. switches | E | bar: Attachment AI Criteria 1
| 18 |  | reactor KW2A, 13.8 breaker 3224 and assoc. switches | E | bar: Attachment AI Criteria 1
BE | 19 | Beresford | 115-kV breakers 262, 362, 462, 566, 764, 864 and assoc. switches | E | 3901175 | bar: Attachment AI Criteria 1
| 20 |  | capacitors PY7A, PY8A | E | bar: Attachment AI Criteria 1
| 21 |  | station service KZ1A and switch 1451 | E | bar: Attachment AI Criteria 1
| 22 |  | 115/69kV transformer KY1A | E | [8 empty] | Two East River members are served through KY1A (Clay-Union and Southeastern) | bar: Attachment AI Criteria 1(b)
| 23 |  | 69kV breaker 1652 and assoc. switches | E | [8 empty] | Two East River members are served through 1652 (Clay-Union and Southeastern) | bar: Attachment AI Criteria 1(b)
BB | 24 | Bisbee | 69-kV switches 247, 347 | E | 56597 | bar: Attachment AI Criteria 1
BS | 25 | Bismarck | 230-kV breakers 182, 282, 382, 386, 482, 582, 682, 782, 882, 986, 9182 and assoc. switches | E | 15065318 | bar: Attachment AI Criteria 1
| 26 |  | 230/115-kV transformers KV3A, KV8A | E | bar: Attachment AI Criteria 1
| 27 |  | 115-kV breakers 3062, 3162, 3362, 3562 and assoc. switches | E | bar: Attachment AI Criteria 1
| 28 |  | station service KW4A, KW4E, KW4F and assoc. switches | E | bar: Attachment AI Criteria 1
| 29 |  | 12.47-kV breaker 1422, switches 142x, 152x, 1221, 1829 | E | [8 empty] | maintenance buildings ss | bar: Attachment AI Criteria 1
BOL | 30 | Bole | 230-kV switches 182, 282, 481, 482 | W | 2316776 | bar: Attachment AI Criteria 1
| 31 |  | station service KW21A, switch 2123 | W | bar: Attachment AI Criteria 1
| 32 |  | 230/69-kV transformer KV1A | W | bar: Attachment AI Criteria 1
| 33 |  | 69-kV switches 1351, 1355 | W | bar: Attachment AI Criteria 1
| 34 |  | 69-kV breaker 1152 and assoc. switches | W | [8 empty] | Sun River Electric Cooperative and NorthWestern MT | bar: Attachment AI Criteria 1(b)
BO | 35 | Bonesteel | 115-kV breakers 664, 764 and assoc. switches | E | 2216942 | bar: Attachment AI Criteria 1
| 36 |  | capacitors PY6A, PY7A | E | bar: Attachment AI Criteria 1
| 37 |  | 115-kV switches 46x, 26x | E | bar: Attachment AI Criteria 1
| 38 |  | station service KW1A, switch 1521 | E | bar: Attachment AI Criteria 1
BR | 39 | Brookings | 115-kV breakers 1164, 1362, 1462, 1666, 1862, 1962, 2064 and assoc. switches | E | 3573151 | bar: Attachment AI Criteria 1
| 40 |  | capacitors PY11A and PY20A | E | bar: Attachment AI Criteria 1
| 41 |  | station service KW1A, KZ1A and assoc. switches | E | bar: Attachment AI Criteria 1
| 42 |  | 115/69kV transformer KY1A | E | [8 empty] | One East River member and two municipal customers served through KY1A (Sioux Valley Energy, City of White, and City of Volga) | bar: Attachment AI Criteria 1(b)
| 43 |  | 115 kV switches 161, 361, 461 | E | [8 empty] | One East River member and two municipal customers served through KY1A (Sioux Valley Energy, City of White, and City of Volga) | bar: Attachment AI Criteria 1(b)
| 44 |  | 69 kV breaker 1052 and assoc. switches | E | [8 empty] | One East River member and two municipal customers served through 1052 (Sioux Valley Energy, City of White, and City of Volga) | bar: Attachment AI Criteria 1(b)
| 45 | Campbell County | 230-kV breakers 182, 282, 382 and assoc. switches | bar: Attachment AI Criteria 1
CD | 46 | Cando Tap | 69-kV switches 1751, 1753 | E | 0 | bar: Attachment AI Criteria 1
CF | 47 | Canyon Ferry | 100-kV breakers 162, 262, 266, 362, 366 and assoc. switches | bar: Attachment AI Criteria 1
CRP | 48 | Carpenter | 230-kV breakers 182, 382, 486 and assoc. switches | E | 2463312 | [7 empty] | Two East River members (Coddington Clark and Kingsbury) | bar: Attachment AI Criteria 1 to Attachment AI Criteria 1(b)
| 49 |  | station service KW1A, KW3A and assoc. switches | E | bar: Attachment AI Criteria 1
CA | 50 | Carrington | 115-kV breakers 262, 362 and assoc. switches, switch 161 | E | 3157165 | bar: Attachment AI Criteria 1
| 51 |  | capacitor PX3A | E | bar: Attachment AI Criteria 1
| 52 |  | station service KW9A and assoc. switches | E | bar: Attachment AI Criteria 1
| 53 | Charlie Creek | 345-kV breakers 4096, 4192 and assoc switches | E | 1286118 | bar: Attachment AI Criteria 1
CR | 54 | Circle | 115-kV breakers 1462, 1562, 1666, 1764, 1864 and assoc. switches | E | 7760738 | bar: Attachment AI Criteria 1
| 55 |  | capacitors PY17A, PY18A | E | bar: Attachment AI Criteria 1
| 56 |  | reactor KY17A | E | bar: Attachment AI Criteria 1
| 57 |  | station service KX9A, switches 94x | E | bar: Attachment AI Criteria 1
CON | 58 | Conrad | 230-kV breakers 182, 382, 482 and assoc. switches | W | 5320569 | bar: Attachment AI Criteria 1
| 59 |  | 230/115-kV transformer KV1A | W | bar: Attachment AI Criteria 1
| 60 |  | reactor KW31A, breaker 3124, switch 3123 | W | bar: Attachment AI Criteria 1
| 61 |  | 115-kV breaker 1162, 1362, 1452, and assoc. switches / switches 1263, 1265 | W | bar: Attachment AI Criteria 1
| 62 |  | station service KW30A, switch 3023 | W | bar: Attachment AI Criteria 1
CS | 63 | Creston | 161 kV breakers 162, 262, 362, 466, 562, 662, 762, 964, 8161, 8262 and assoc. switches | E | 8549123 | bar: Attachment AI Criteria 1
| 64 |  | 161/69-kV transformer KY3A | E | bar: Attachment AI Criteria 1
| 65 |  | capacitors PZ21A and PY9A | E | bar: Attachment AI Criteria 1
| 66 |  | 69-kV breakers 2252, 2352, 2456 and assoc. switches | E | bar: Attachment AI Criteria 1
| 67 |  | station service KW3A, KW6A, Breakers 323, 623 and assoc. switches | E | bar: Attachment AI Criteria 1
CRO | 68 | Crossover | 230-kV breakers 582, 586, 786, 882 and assoc. switches | W | 11177951 | [7 empty] | to NWMT | bar: Attachment AI Criteria 2
| 69 |  | 230-kV switches 981, 983, 985, 987, 989, 990 | W | bar: Attachment AI Criteria 1
| 70 |  | phase shifter KV8A | W | bar: Attachment AI Criteria 1
CQE | 71 | Culbertson East | 115-kV switches 16x, 26x, 36x | E | 2390851 | [7 empty] | two customers (Oreg Generation and Basin Generation) | bar: Attachment AI Criteria 1 to Attachment AI Criteria 1(b)
CU | 72 | Custer | 230-kV breakers 182, 382, 482 and assoc. switches | W | 2575384 | bar: Attachment AI Criteria 1
| 73 |  | station service KW2A and assoc. switches | W | bar: Attachment AI Criteria 1
| 74 |  | reactor KW1B and assoc. switches | W | bar: Attachment AI Criteria 1
| 75 |  | 230/69/12.47-kV transformer KV1A | W | bar: Attachment AI Criteria 1
| 76 |  | reactor KZ2A, 69-kV breaker 2152 and assoc. switches | W | bar: Attachment AI Criteria 1
DC | 77 | Dawson County | 115-kV breakers 162, 262, 362, 462, 662, 762, 862 and assoc. switches | E | 10656664 | bar: Attachment AI Criteria 1
| 78 |  | 230-kV breakers 2282, 2382, 2482, 2582, 2682 and assoc switches | E | bar: Attachment AI Criteria 1
| 79 |  | 230/115-kV transformer KU5A | E | bar: Attachment AI Criteria 1
| 80 |  | capacitors PY7A, PY8A | E | bar: Attachment AI Criteria 1
| 81 |  | reactor KY8A | E | bar: Attachment AI Criteria 1
| 82 |  | station service KZ2B, KW2B and assoc. switches | E | bar: Attachment AI Criteria 1
| 83 |  | reactors KZ1A, KZ2A, KZ3A, breakers 3122, 3222, 3322 and assoc. switches | E | bar: Attachment AI Criteria 1
DN | 84 | Denison | 161-kV breakers 1362, 1566, 1662 and assoc. switches / switches 1461, 1465 | E | 14743978 | bar: Attachment AI Criteria 1
| 85 |  | 230-kV breakers 186, 282, 382, 386 and assoc. switches | E | bar: Attachment AI Criteria 1
| 86 |  | 230/161-kV transformer KV1A | E | bar: Attachment AI Criteria 1
| 87 |  | reactor KW30A and assoc. switches | E | bar: Attachment AI Criteria 1
| 88 |  | 230/69-kV transformers KV2A and KV3A | E | bar: Attachment AI Criteria 1
| 89 |  | 69-kV breakers 2156, 2254, 2352, 2452, 2652, 2754, 2952, 5152 and assoc. switches | E | bar: Attachment AI Criteria 1
| 90 |  | capacitors PZ27A, PZ22A | E | bar: Attachment AI Criteria 1
| 91 |  | reactors KZ27A, KZ22A | E | bar: Attachment AI Criteria 1
| 92 |  | station service KW30B, KW20C and assoc. switches | E | bar: Attachment AI Criteria 1
DL | 93 | Devils Lake | 115-kV breakers 162, 262, 462, 562, 662, 2062 and assoc. switches | E | 2779274 | bar: Attachment AI Criteria 1
| 94 |  | 115-kV switches 361, 365 | E | bar: Attachment AI Criteria 1
| 95 |  | 50 percent of 115/41.8-kV transformer KY1A | E | [8 empty] | capacitors and maintenance building | bar: Attachment AI Criteria 1
| 96 |  | 41.8-kV breaker 1042 and assoc. switches | E | bar: Attachment AI Criteria 1
| 97 |  | capacitors PX5A, PX5B and assoc. switches | E | bar: Attachment AI Criteria 1
| 98 |  | station service KX3A and KW4A and assoc. switches | E | bar: Attachment AI Criteria 1
| 99 |  | transformers KX3B, KW4B and assoc. switches | E | [8 empty] | warehouse and maintenance buildings | bar: Attachment AI Criteria 1
EB | 100 | Eagle Butte | 115-kV breakers 162, 362 and assoc. switches / switch 763 | E | 950210 | bar: Attachment AI Criteria 1
| 101 |  | Station Service KW1A | bar: Attachment AI Criteria 1
ED | 102 | Edgeley | 115-kV breakers 462, 562, 662, 762 and assoc. switches | E | 5403827 | bar: Attachment AI Criteria 1
| 103 |  | 115/69-kV transformer KY6A | E | bar: Attachment AI Criteria 1
| 104 |  | 69-kV breaker 1352 and assoc. switches | E | bar: Attachment AI Criteria 1
| 105 |  | capacitor KW31A, breaker 3124 and assoc. switches | E | bar: Attachment AI Criteria 1
ELC | 106 | Elk Creek | 115-kV breakers 1162, 1262, 1462 and assoc switches | E | 2086660 | bar: Attachment AI Criteria 1
| 107 |  | station service KY22A, switches 2261, 2221 | E | bar: Attachment AI Criteria 1
ELI | 108 | Elliot | 115-kV breakers 262, 362, 462 and assoc switches | E | 3121488 | bar: Attachment AI Criteria 1
END | 109 | Enderlin Tap | 115-kV switches 176x, 196x | E | 749768 | bar: Attachment AI Criteria 1
EXI | 110 | Exira | 161-kV breakers 162, 166, 262, 362, 366, 462, 562, 662 and assoc. switches | E | 4679262 | bar: Attachment AI Criteria 1
| 111 |  | station service KHA | E | bar: Attachment AI Criteria 1
FVW | 112 | Fairview West | 115-kV breakers 162, 262, 362, 462 and assoc. switches | E | 4296873 | bar: Attachment AI Criteria 1
| 113 |  | transformer KY20A for station service, switches 2011, 2061 | E | bar: Attachment AI Criteria 1
FH | 114 | Faith | 115-kV switches 16x and 26x | E | 757992 | bar: Attachment AI Criteria 1
FA | 115 | Fargo | 230-kV breakers 182, 282, 382, 582, 682, 782, 882, 9182 and assoc. switches | E | 20373151 | bar: Attachment AI Criteria 1
| 116 |  | 115-kV breakers 1162, 1262, 1362, 1462, 1662, 1862, 1962, 2362, 2462, 2764, 2864, 2964 and asscoc switches | E | bar: Attachment AI Criteria 1
| 117 |  | 115-kV switch 5461 | E | bar: Attachment AI Criteria 1
| 118 |  | capacitors PY14A, PY14B, PY14C | E | bar: Attachment AI Criteria 1
| 119 |  | 230/115-kV transformers KV1A, KV2A | E | bar: Attachment AI Criteria 1
| 120 |  | 115/69-kV transformers KY3A and KY3B | E | [8 empty] | to Minnkota | bar: Attachment AI Criteria 2
| 121 |  | 69-kV breakers 3552, 3652 and assoc switches | E | [8 empty] | to Minnkota | bar: Attachment AI Criteria 2
| 122 |  | 69-kV switches 315x, 335x, 345x | E | [8 empty] | to Minnkota | bar: Attachment AI Criteria 2
| 123 |  | station service KY4A, KSB, KSA, switches 5447, 552x | E | bar: Attachment AI Criteria 1
| 124 |  | 13.2-kV breakers 4122, 4322, 4622, 4722, 4822 and assoc. switches | E | bar: Attachment AI Criteria 1
| 125 |  | reactors KW6A, KW7A, KW8A | E | bar: Attachment AI Criteria 1
| 126 |  | SVC and associated equipment | E | bar: Attachment AI Criteria 1
FL | 127 | Flandreau | 115-kV breakers 1162, 1262, 1362, 1662 and assoc. switches | E | 4222330 | bar: Attachment AI Criteria 1
| 128 |  | capacitor PY3A | E | bar: Attachment AI Criteria 1
| 129 |  | station service KZ1A, KW1C switches 302x, 205x, 401x | E | bar: Attachment AI Criteria 1
| 130 |  | 115/69-kV transformer KY1A | E | [8 empty] | One East River member, two municipal customers and Basin generation served through KY1A (Sioux Valley Energy, City of Colman, and City of Madison) | bar: Attachment AI Criteria 1(b)
| 131 |  | 69-kV breaker 2152 and assoc. switches | E | [8 empty] | One East River member, two municipal customers and Basin generation served through 2152 (Sioux Valley Energy, City of Colman, and City of Madison) | bar: Attachment AI Criteria 1(b)
FO | 132 | Forman | 115-kV breakers 1162, 1362, 1462, 1562, 1764 and assoc switches | E | 5313905 | bar: Attachment AI Criteria 1
| 133 |  | capacitor PY7A | E | bar: Attachment AI Criteria 1
| 134 |  | station service KW9A, switches 92x | E | bar: Attachment AI Criteria 1
| 135 |  | 115/69-kV transformer KY1A, switches 126x | E | bar: Attachment AI Criteria 1
| 136 |  | 69-kV breakers 152, 252, 452 and assoc. switches | E | bar: Attachment AI Criteria 1
| 137 |  | 69-kV switches 353, 355 | E | bar: Attachment AI Criteria 1
FT | 138 | Fort Thompson | 230-kV breakers 582, 586, 682, 782, 786, 882, 1182, 1186, 1282, 1382, 1386, 1482, 1582, 1586, 1682, 1782, 1786, 1882, 2382, 2386, 2482 and assoc. switches | E | 15371304 | bar: Attachment AI Criteria 1
| 139 |  | 230-kV switches 181, 281, 381, 2583, 2683 | E | bar: Attachment AI Criteria 1
| 140 |  | 230/69-kV transformers KV1B, KV1A | E | bar: Attachment AI Criteria 1
| 141 |  | 13.8-kV switches 121, 221, 253, 153, 6323, 6321, 6022, 3121, 3221 | E | bar: Attachment AI Criteria 1
| 142 |  | station service KW1A, KW1B and assoc switches | E | bar: Attachment AI Criteria 1
| 143 |  | 69-kV breakers 4352 | E | bar: Attachment AI Criteria 1
FT2 | 144 | Fort Thompson 2 | 345-kV breakers 3392, 3396 and assoc. switches | E | 10761312 | bar: Attachment AI Criteria 1
| 145 |  | reactor KU4A, switch 3991 | E | bar: Attachment AI Criteria 1
| 146 |  | 345/230-kV transformers KU1A, KU1B and 345-kV switches 2391, 2491 | E | bar: Attachment AI Criteria 1
| 147 |  | reactors KW2A, KW2B, breakers 6422, 6822 and assoc. switches | E | bar: Attachment AI Criteria 1
| 148 |  | capacitor PW2A | E | bar: Attachment AI Criteria 1
| 149 |  | reactor KW3A, breaker 6522 and assoc. switches | E | bar: Attachment AI Criteria 1
| 150 |  | capacitor PW3A | E | bar: Attachment AI Criteria 1
| 151 |  | station service KW1D, KW1C, switches 662x, 6611, 6311, 632x | E | bar: Attachment AI Criteria 1
GL | 152 | Glendive | 115-kV switch 362 | E | 1725310 | bar: Attachment AI Criteria 1
| 153 |  | 115/57-kV transformer KY1A | E | [8 empty] | 2 customers - MDU and Lower Yellowstone | bar: Attachment AI Criteria 1(b)
| 154 |  | 57-kV breaker 342 and assoc. switches | E | [8 empty] | 2 customers - MDU and Lower Yellowstone | bar: Attachment AI Criteria 1(b)
GK | 155 | Grand Forks | 230-kV breakers 286, 382, 486 and associated switches / switches 183 and 580 | E | 10146043 | bar: Attachment AI Criteria 1
| 156 |  | 230/115-kV transformer KV1A | E | bar: Attachment AI Criteria 1
| 157 |  | reactor KW43A, breaker 4324 and assoc. switches | E | bar: Attachment AI Criteria 1
| 158 |  | station service KW41A, KW42A and associated switches | E | bar: Attachment AI Criteria 1
| 159 |  | 115-kV breakers 1462, 1562, 1662, 1862, 1962 and assoc. switches | E | bar: Attachment AI Criteria 1
| 160 |  | 115/69-kV transformer KY2B, switch 3261 and 3259 | E | bar: Attachment AI Criteria 1
| 161 |  | 69-kV breakers 2252, 2352, 2452, 2552 and assoc. switches / switches 2151, 2153 | E | [8 empty] | 2452 to MPC, 2552 to NSP | bar: Attachment AI Criteria 2
| 162 |  | capacitors PZ3A, PZ3B, switches 335x, 345x | E | bar: Attachment AI Criteria 1
GI | 163 | Grand Island | 345-kV breakers 1092, 1192, 1196, 1292, 1596, 1592, 1692, 1796 and assoc. switches | E | 12342545 | bar: Attachment AI Criteria 1
| 164 |  | reactor KU4A, switch 1098 | E | bar: Attachment AI Criteria 1
| 165 |  | reactors KW1B, KW1A, breakers 5122, 5022 and assoc. switches | E | bar: Attachment AI Criteria 1
| 166 |  | 345/230-kV transformers KU1A, KU1B and switch 293 | E | bar: Attachment AI Criteria 1
| 167 |  | reactors KW2A, breakers 6022 and assoc. switches | E | bar: Attachment AI Criteria 1
| 168 |  | station service KHA, KHB and assoc switches | E | bar: Attachment AI Criteria 1
| 169 | Grande Prairie | 345-kV breakers 196, 292, 396, 298, 198 and assoc. switches | bar: Attachment AI Criteria 1
| 170 |  | reactors KU1A and KU2A | bar: Attachment AI Criteria 1
GF | 171 | Granite Falls | 230-kV breakers 184, 282, 382, 486, 582, 682, 782, 882, 1082, 1184, 9182 and assoc. switches | E | 19532694 | bar: Attachment AI Criteria 1
| 172 |  | capacitors PV1A, PV11A | E | bar: Attachment AI Criteria 1
| 173 |  | reactors KV1A, KV11A | E | bar: Attachment AI Criteria 1
| 174 |  | 230/115-kV transformers KV3A, KV8A | E | bar: Attachment AI Criteria 1
| 175 |  | reactors KW3A, KW54A, KW55A, KW56A, KW57A | E | bar: Attachment AI Criteria 1
| 176 |  | 13.8-kV breakers 5424, 5524, 5624, 5724 with assoc. switches and switches 5121, 5123 | E | bar: Attachment AI Criteria 1
| 177 |  | 115-kV breakers 2062, 2262, 2366, 2762, 3162, 8162 and assoc. switches | E | bar: Attachment AI Criteria 1
| 178 |  | 115-kV switches 246x, 296x | E | bar: Attachment AI Criteria 1
| 179 |  | capacitors PY25A, PY26A, breakers 2564, 2664 and assoc. switches | E | bar: Attachment AI Criteria 1
| 180 |  | reactors KY25A, KY26A | E | bar: Attachment AI Criteria 1
| 181 |  | station service KW50A, KW51A and assoc switches | E | bar: Attachment AI Criteria 1
GTF | 182 | Great Falls | 230-kV breakers 230/99, 230/100, 230/22, 230/23 and assoc. switches | W | 8188497 | [7 empty] | in NWMT Great Falls Sub | bar: Attachment AI Criteria 2
| 183 |  | 230 kV switch 26B | W | [8 empty] | in NWMT Great Falls Sub | bar: Attachment AI Criteria 2
| 184 |  | 230/161-kV transformer KV1A | W | bar: Attachment AI Criteria 1
| 185 |  | 161-kV breaker 162 and assoc switchers | W | bar: Attachment AI Criteria 1
| 186 |  | station service KW1A and switch 221 | W | bar: Attachment AI Criteria 1
GY | 187 | Gregory | 115-kV breakers 162, 262, 762 and assoc. switches | E | 1506124 | bar: Attachment AI Criteria 1
| 188 |  | station service KW1A and switch 521 | E | bar: Attachment AI Criteria 1
GR | 189 | Groton | 115-kV breakers 262, 362, 462, 562, 862, 966 and assoc. switches / switches 16x | E | 4239318 | [7 empty] | 862 due to Groton Synch Condensor | bar: Attachment AI Criteria 1
| 190 |  | 115-kV switches 16x, 126x | E | bar: Attachment AI Criteria 1
| 191 |  | 115/69-kV transformer KY1A | E | [8 empty] | Two East River members served through KY1A (Lake Region, Northern) | bar: Attachment AI Criteria 1(b)
| 192 |  | station service KZ1A and KW2A | bar: Attachment AI Criteria 1
| 193 |  | 115/69-kV transformer KY2A | [9 empty] | NWPS line is networked and included | bar: Attachment AI Criteria 1
| 194 |  | 69-kV breakers 1152 and 1352 and assoc. switches | [9 empty] | East River 2 customers | bar: Attachment AI Criteria 1
| 195 | Groton South | 115-kV breakers 1162, 1262, 1266, 1362, 1462, 1466, 1562, 1662, 1666, 2062, 2066 and assoc. switches | bar: Attachment AI Criteria 1
HV | 196 | Havre | 161-kV breakers 162, 262, 362 and assoc. switches | W | 10685663 | bar: Attachment AI Criteria 1
| 197 |  | 115-kV breaker 1362, 1462, 1562, 1662 and assoc. switches | W | [8 empty] | Hill County Coop and Tiber LLC | bar: Attachment AI Criteria 1(b)
| 198 |  | 161/115-kV transformer KZ1A | W | bar: Attachment AI Criteria 1
| 199 |  | 12.47-kv breaker 522 and assoc switches | W | bar: Attachment AI Criteria 1
| 200 |  | reactor KW1A | W | bar: Attachment AI Criteria 1
| 201 |  | station service KW1E, KW2A, switches 921, 221, 223 | W | bar: Attachment AI Criteria 1
| 202 | Hebron | 230-kV breakers 586, 682, 882, 986 and assoc switches | bar: Attachment AI Criteria 1
HLK | 203 | Hilken | 230-kV breakers 186, 386, 482 and assoc. switches | E | 3684814 | bar: Attachment AI Criteria 1
HU | 204 | Huron | 230-kV breakers 582, 586, 782, 786, 882 and assoc. switches, switches 181, 281 | E | 10553364 | bar: Attachment AI Criteria 1
| 205 |  | 230/115-kV transformers KV1A | E | bar: Attachment AI Criteria 1
| 206 |  | reactors KW1A, KW3A, breakers 132, 332 and assoc. switches | E | bar: Attachment AI Criteria 1
| 207 |  | station service KW1C, KW1D and assoc. switches | E | bar: Attachment AI Criteria 1
| 208 |  | 115-kV breakers 1062, 1162, 1362, and assoc. switches, switches 126x, 1761 | E | bar: Attachment AI Criteria 1
JT | 209 | Jamestown | 230-kV breakers 3182, 3282, 3382, 3482, 3582, 3682, 3782, 3882, 3982, 9182 and assoc switches | E | 17106123 | bar: Attachment AI Criteria 1
| 210 |  | 115-kV breakers 162, 262, 362, 462, 562, 762, 1864, 1964, 2064 and assoc switches | E | [8 empty] | not 662 - to OTP N.O. | bar: Attachment AI Criteria 1
| 211 |  | capacitors PY20A, PY19A | E | bar: Attachment AI Criteria 1
| 212 |  | reactors KY20A, KY19A, KY7A | E | bar: Attachment AI Criteria 1
| 213 |  | 230/115-kV transformers KU3A, KU6A | E | bar: Attachment AI Criteria 1
| 214 |  | reactor KW21A, breaker 2122 and assoc. switches | E | bar: Attachment AI Criteria 1
| 215 |  | station service KWA, KWB switches 222x, 232x | E | bar: Attachment AI Criteria 1
| 216 |  | station service KW4B, wiches 242x, 252x 302x | E | bar: Attachment AI Criteria 1
| 217 |  | reactor KW26A, breaker 2622 and assoc. switches | E | bar: Attachment AI Criteria 1
KD | 218 | Killdeer | 115-kV breakers 162, 166, 366, 462 and assoc. switches | E | 6032465 | bar: Attachment AI Criteria 1
| 219 |  | Capacitor PY2A, 115-kV breaker 264 and assoc. switches | bar: Attachment AI Criteria 1
| 220 |  | station service KY1A, switch 3163, KX3A and assoc. switches | E | bar: Attachment AI Criteria 1
LA | 221 | Lakota | 115-kV breaker 162 and assoc switches | E | 2709424 | bar: Attachment AI Criteria 1
| 222 |  | station service KW1A, switches 825, 921 | E | bar: Attachment AI Criteria 1
LE | 223 | Leeds | 115-kV breakers 262, 362, 462, 562 and assoc. switches | E | 3760923 | bar: Attachment AI Criteria 1
| 224 |  | capacitor PZ4A, breaker 744 and assoc. switches | E | bar: Attachment AI Criteria 1
| 225 |  | 115/69-kV transformer KY1A, switches 161, 162 | E | bar: Attachment AI Criteria 1
| 226 |  | 69-kV breakers 444, 544 and assoc switches / switch 143 | E | bar: Attachment AI Criteria 1
| 227 |  | station service KW3B and switch 1021 | E | bar: Attachment AI Criteria 1
LET | 228 | Letcher | 230-kV breakers 382, 582, 686 and assoc. switches | E | 10852062 | [7 empty] | NWPS line to Mitchell is Networked | bar: Attachment AI Criteria 1
| 229 |  | 230/115-kV transformer KV3A | E | bar: Attachment AI Criteria 1
| 230 |  | 115-kV breakers 1266, 1362, 1562 and assoc. switches | E | bar: Attachment AI Criteria 1
| 231 |  | station service KW3B and assoc switches | E | bar: Attachment AI Criteria 1
MR | 232 | Martin | 115-kV switches 163, 261, 361, 360, 961 | E | 845694 | bar: Attachment AI Criteria 1
| 233 |  | station service KW1A and switch 2021 | E | bar: Attachment AI Criteria 1
MA | 234 | Maurine | 230-kV breakers 182, 282, 582 and assoc. switches | E | 7737533 | bar: Attachment AI Criteria 1
| 235 |  | 230/115-kV transformer KV1A | E | bar: Attachment AI Criteria 1
| 236 |  | 115-kV breakers 1362, 1462, 1562, 1662, 1762, 1964, 2064 and assoc switches | bar: Attachment AI Criteria 1
| 237 |  | capacitors PY19A, PY20A | E | bar: Attachment AI Criteria 1
| 238 |  | reactors KY19A, KY20A | E | bar: Attachment AI Criteria 1
| 239 |  | reactor KW32A, breaker 3224 and assoc switches | E | bar: Attachment AI Criteria 1
| 240 |  | station service KW30A, KW31A and assoc switches | E | bar: Attachment AI Criteria 1
MD | 241 | Midland | 115-kV switches 16x and 26x / switch 361 | E | 689069 | bar: Attachment AI Criteria 1
| 242 |  | station service KW20A, switches 2031, 2011, 3011 | E | bar: Attachment AI Criteria 1
MC | 243 | Miles City | 57-kV breaker 152 and assoc. switches | E | 875329 | [7 empty] | 2 customers (MDU, Kinsey Irrigation) | bar: Attachment AI Criteria 1(b) to Attachment AI Criteria 2
MC2 | 244 | Miles City 2 | 230-kV breakers 382, 386, 482, 582 and assoc. switches and switch 783 | E | 6387656 | bar: Attachment AI Criteria 1
| 245 |  | 230/115-kV transformer KV1A | E | bar: Attachment AI Criteria 1
| 246 |  | 115-kV breakers 1362, 1462, 1662 and assoc. switches, switches 1161 and 1165 | E | bar: Attachment AI Criteria 1
| 247 |  | reactor KW7A, breaker 724 and assoc switches | E | bar: Attachment AI Criteria 1
| 248 |  | station service K2, K1 and assoc switches | E | bar: Attachment AI Criteria 1
| 249 |  | 13.8-kV SS to Miles City DC Converter Station | E | bar: Attachment AI Criteria 1
MC3 | 250 | Miles City 3 | All Facilities and Equipment | W | 1895702 | bar: Attachment AI Criteria 1
| 251 | Mingusville | 230-kV breakers 182, 282, 382 and assoc. switches, and line disconnects | bar: Attachment AI Criteria 1
| 252 |  | station service transformer KV10A and station service equipment | bar: Attachment AI Criteria 1
MS | 253 | Mission | 115-kV breakers 162, 262, 462 and assoc. switches, switches 863, 865 | E | 2888367 | bar: Attachment AI Criteria 1
| 254 |  | reactors KY30A, KY31A, KY7A | E | bar: Attachment AI Criteria 1
| 255 |  | capacitors PY30A, PY31A | E | bar: Attachment AI Criteria 1
| 256 |  | 115-kV breakers 764, 3064, 3164 and assoc. switches | E | bar: Attachment AI Criteria 1
| 257 |  | station service KX2A, KX1A and switches 243x, 253x | E | bar: Attachment AI Criteria 1
MO | 258 | Morris | 230-kV breakers 182, 382, 482, 582 and assoc switches | E | 7229447 | bar: Attachment AI Criteria 1
| 259 |  | 230/115-kV transformer KV1A | E | bar: Attachment AI Criteria 1
| 260 |  | 115-kV breakers 1162, 1462, 1562, 1762 and assoc switches | E | bar: Attachment AI Criteria 1
| 261 |  | station service KW1B and switches 512x | E | bar: Attachment AI Criteria 1
MV | 262 | Mount Vernon | 115-kV breakers 162, 262 and assoc switches | E | 1769604 | bar: Attachment AI Criteria 1
| 263 |  | station service KZ1A and assoc switches | E | bar: Attachment AI Criteria 1
| 264 |  | 115/69 kV transformer KY1A | E | [8 empty] | One East River member and one municipal customer served through KY1A and East River 1952 (Central and City of Plankinton) | bar: Attachment AI Criteria 1(b)
NEL | 265 | Nelson Tap | 115-kV switches 176x, 196x | E | 1910050 | bar: Attachment AI Criteria 1
NU | 266 | New Underwood | 230-kV breakers 282, 382, 384, 484, 582, 682, 782, 882, 986, 9182, 9282 and assoc switches | E | 16311512 | bar: Attachment AI Criteria 1
| 267 |  | reactor KV3A, KV4A | E | bar: Attachment AI Criteria 1
| 268 |  | 230/115-kV transformers KV2A, KV1A | E | bar: Attachment AI Criteria 1
| 269 |  | 115-kV breakers 1262, 1362, 1462, 1562, 1662, 1866, 8162, 8262 and assoc switches | E | bar: Attachment AI Criteria 1
| 270 |  | 13.8-kV breaker 4522, 4022, 4122, 4222 and assoc switches | E | bar: Attachment AI Criteria 1
| 271 |  | reactor KW45A, KW40A, KW41A, KW42A | E | bar: Attachment AI Criteria 1
| 272 |  | station service KW1A, KW1B and assoc switches | E | bar: Attachment AI Criteria 1
NL | 273 | Newell | 115-kV switches 116x, 1262, 136x | E | 722677 | bar: Attachment AI Criteria 1
| 274 |  | 115/69-kV transformer KY1A | E | [8 empty] | 2 customers: Butte Electric and West River | bar: Attachment AI Criteria 1(b)
| 275 |  | Station Service KW1A and assoc equipment | bar: Attachment AI Criteria 1
OF | 276 | O'Fallon Creek | 115-kV breakers 162, 262, 362 and assoc switches | E | 1673183 | bar: Attachment AI Criteria 1
| 277 |  | 115/69-kV transformer KY1A | E | [8 empty] | 2 customers: Buffalo Rapids Irrigation and Tongue River Electric | bar: Attachment AI Criteria 1(b)
| 278 |  | 69kV breaker 452 and assoc switches | E | [8 empty] | 2 customers: Buffalo Rapids Irrigation and Tongue River Electric | bar: Attachment AI Criteria 1(b)
| 279 |  | Station Service KW1B | bar: Attachment AI Criteria 1
PY | 280 | Pace Yellowtail | 230-kV breakers IH278, IH296 and assoc switches | W | bar: Attachment AI Criteria 1
PL | 281 | Philip | 115-kV breakers 1462, 1562, 1762, 1862 and assoc switches | E | 1663692 | bar: Attachment AI Criteria 1
| 282 |  | station service KW32A, KW31A and assoc switches | E | bar: Attachment AI Criteria 1
PI | 283 | Pierre | 115-kV breakers 162, 362, 662, 862 and assoc switches | E | 3881526 | bar: Attachment AI Criteria 1
| 284 |  | 115-kV switches 563, 565, 761 | E | bar: Attachment AI Criteria 1
| 285 |  | station service KW1A, KW2A, KW1B, switches 271x, 281x, 302x | E | bar: Attachment AI Criteria 1
| 286 |  | 69kV breaker 1252 and assoc breakers | E | [8 empty] | One East River member and two irrigation districts served through KY2A and 1252 (Oahe, Grey Goose Irrigation and Crow Creek Irrigation) | bar: Attachment AI Criteria 1(b)
| 287 |  | Station Service KW1D, KW1E, KW1F and assoc switches | bar: Attachment AI Criteria 1
RC | 288 | Rapid City | 115-kV breakers 162, 262, 362, 462, 562, 664, 766, 862, 2164 and assoc switches | E | 4281555 | bar: Attachment AI Criteria 1
| 289 |  | reactors KY10A, KY21A | E | bar: Attachment AI Criteria 1
| 290 |  | capacitors PY6A, PY21A | E | bar: Attachment AI Criteria 1
| 291 |  | station service KW20A, KW43A KW42A, switches 202x, 422x, 432x, 431x | E | bar: Attachment AI Criteria 1
RL | 292 | Rolla | 115-kV breaker 1162 and assoc switches | E | 623513 | bar: Attachment AI Criteria 1
RY | 293 | Rudyard | 115-kV switches 260, 261, 160, 161 | W | 1147874 | bar: Attachment AI Criteria 1
| 294 |  | station service KW1A, switches 521, 523 | W | bar: Attachment AI Criteria 1
RG | 295 | Rugby | 115-kV breakers 1262, 1362, 1462, 1566, 1662, 1864 and assoc switches | E | 5686832 | bar: Attachment AI Criteria 1
| 296 |  | capacitor PY8A | E | bar: Attachment AI Criteria 1
| 297 |  | reactor KY2A | E | bar: Attachment AI Criteria 1
| 298 |  | Station Service KX2A, KW1A and assoc. switches and equipment | bar: Attachment AI Criteria 1
SH2 | 299 | Shelby 2 | 115-kV breakers 1062, 1362, 1462 and assoc. switches, switches 1263, 1265 | W | 5035255 | bar: Attachment AI Criteria 1
| 300 |  | 230/115-kV transformer KV3A | W | bar: Attachment AI Criteria 1
| 301 |  | reactor KW3A, breaker 3124 and assoc switches | W | bar: Attachment AI Criteria 1
| 302 |  | station service KW2A and assoc. switches | W | bar: Attachment AI Criteria 1
| 303 |  | 230-kV breakers 482, switches 481, 383, 281, 183 | W | bar: Attachment AI Criteria 1
SC | 304 | Sioux City | 230-kV breakers 182, 282, 382, 482, 582, 682, 9182 and assoc switches, switch 7283 | E | 16733099 | bar: Attachment AI Criteria 1
| 305 |  | 230/161-kV transformers KV1A and KV5A | E | bar: Attachment AI Criteria 1
| 306 |  | 161-kV breakers 1062, 1162, 1262, 1362, 1562, 1662, 8162 | E | bar: Attachment AI Criteria 1
| 307 |  | reactors KW53A, KW54A, breakers 5324, 5424 and assoc switches | E | bar: Attachment AI Criteria 1
| 308 |  | station service KW1B, KW1C, switches 502x, 512x, 522x | E | bar: Attachment AI Criteria 1
| 309 |  | 69-kV breakers 2156, 2352, 2852, 2952, 3052, 3152 and assoc switches | E | [8 empty] | to NIPCO (looped) and MEC | bar: Attachment AI Criteria 1 to Attachment AI Criteria 1(b)
SC2 | 310 | Sioux City 2 | 345-kV breakers 8498, 8592, 8692, 8696 and assoc switches | E | 11004091 | bar: Attachment AI Criteria 1
| 311 |  | reactor KU6A | E | bar: Attachment AI Criteria 1
| 312 |  | 345/230-kV transformers KU1A, KU1B, switches 8091, 8081, 8291, 8281 | E | bar: Attachment AI Criteria 1
| 313 |  | 230-kV breakers 7382, 7482 and assoc switches | E | bar: Attachment AI Criteria 1
| 314 |  | reactors KW10A, KW10B, breakers 5522, 5622 and assoc switches | E | bar: Attachment AI Criteria 1
| 315 |  | station service K1, K2 and assoc switches | E | bar: Attachment AI Criteria 1
SF | 316 | Sioux Falls | 230-kV breakers 2182, 2282, 2382, 2482, 2582, 2682, 2782, 9182 and assoc switches | E | 12916958 | bar: Attachment AI Criteria 1
| 317 |  | 230/115-kV transformers KV3A, KV5A | E | bar: Attachment AI Criteria 1
| 318 |  | reactors KW31A, KW51A | E | bar: Attachment AI Criteria 1
| 319 |  | breakers 3124, 5124 and assoc switches | E | bar: Attachment AI Criteria 1
| 320 |  | station service KW33A, KW53A, KZ1A, switches 33xx, 53xx, 1851 | E | bar: Attachment AI Criteria 1
| 321 |  | 115-kV breakers 162, 262, 362, 462, 562, 662, 762, 966, 7162 and assoc switches | E | bar: Attachment AI Criteria 1
SP | 322 | Spencer | 161-kV breakers 162,462,562, 662 and assoc switches | E | 2518646 | bar: Attachment AI Criteria 1
| 323 |  | Reactor PY6A | E | bar: Attachment AI Criteria 1
| 324 |  | 161/69-kV transformer KY1A | E | bar: Attachment AI Criteria 1
| 325 |  | 69-kV breakers 1142, 1242, 1342, 1442, 1542 and assoc switches | E | [8 empty] | to NIPCO and Wisdom Sub | bar: Attachment AI Criteria 1 to Attachment AI Criteria 1(b)
| 326 |  | station service KW10A and assoc switches | E | bar: Attachment AI Criteria 1
| 327 | Stegall | 230 kV main and transfer bus, breaker 382 and assoc switches | bar: Attachment AI Criteria 1
| 328 |  | Reactor KV3A, breaker 384 and assoc. switches | bar: Attachment AI Criteria 1
SU | 329 | Summit | 115-kV breakers 262, 362, 462, 562, 762, and assoc switches , switch 163 | E | 2344448 | bar: Attachment AI Criteria 1
| 330 |  | station service KZ1A, switch 1351 | E | bar: Attachment AI Criteria 1
| 331 |  | 115/69 kV transformer KY1A | E | [8 empty] | Four East River members served through KY1A (Whetstone, Lake Region, Traverse, and Codington-Clark) | bar: Attachment AI Criteria 1(b)
| 332 |  | 69 kV breaker 1152 and assoc. switches | E | [8 empty] | Three East River members served through 1152 (Whetstone, Lake Region, and Traverse) | bar: Attachment AI Criteria 1(b)
TI | 333 | Tiber | 115-kV switches 1260, 1261 | W | [8 empty] | 2 customers (generator and Marias) | bar: Attachment AI Criteria 1(b)
| 334 | Towner | 115-kV Ring Bus | bar: Attachment AI Criteria 1
TY | 335 | Tyndall | 115-kV switches 16x, 26x, 361 | E | 882074 | bar: Attachment AI Criteria 1
| 336 |  | Station Service KZ1A and switches 351 and 751 | E | bar: Attachment AI Criteria 1
UJ | 337 | Utica Junction | 230-kV breakers 382, 486, 582, 686 and assoc switches | E | 12863876 | bar: Attachment AI Criteria 1
| 338 |  | 230/115-kV transformer KV3A | E | bar: Attachment AI Criteria 1
| 339 |  | 115-kV breakers 1266, 1362, 1562, 1762 and assoc switches | E | bar: Attachment AI Criteria 1
| 340 |  | station service KW3A and assoc switches | E | bar: Attachment AI Criteria 1
VC | 341 | Valley City | 115-kV 162, 262, 362, 462, 562 and assoc switches | E | 3786849 | bar: Attachment AI Criteria 1
| 342 |  | 115/69-kV transformer KY1A | E | [8 empty] | 2 customers (Minnkota Power and City of Valley City) | bar: Attachment AI Criteria 1(b) to Attachment AI Criteria 2
| 343 |  | station service KW2A and switch 321 | E | bar: Attachment AI Criteria 1
VFO | 344 | Virgil Fodness | 230-kV breakers 382, 386, 482, 486 and assoc switches | E | 3206763 | bar: Attachment AI Criteria 1
| 345 |  | 230-kV switches 185 and 283 | bar: Attachment AI Criteria 1
| 346 | VT Hanlon | 230-kV Ring Bus | bar: Attachment AI Criteria 1
WL | 347 | Wall | 115-kV switches 16x, 26x, 36x, 461 | E | 770265 | bar: Attachment AI Criteria 1
| 348 |  | station service KW1B, switch 821 | E | bar: Attachment AI Criteria 1
| 349 | Wanblee Tap | 115-kV interrupters 162 and 262 and assoc. switches | [9 empty] | Zero costs, customer funded | bar: Attachment AI Criteria 1
WDD | 350 | Ward | 230-kV breakers 182, 282, 286 and assoc switches | E | 3111719 | bar: Attachment AI Criteria 1
| 351 |  | new 230-kV breaker in ring bus | [9 empty] | Zero costs, customer funded | bar: Attachment AI Criteria 1
WB | 352 | Washburn | 230-kV switches 18x, 28x | E | 1115828 | bar: Attachment AI Criteria 1
| 353 |  | station service KX3A, KW9A and assoc switches | E | bar: Attachment AI Criteria 1
WT | 354 | Watertown | 230-kV breakers 182, 282, 382, 482, 582, 682, 882, 984, 1182, 9182 and assoc switches | E | 14589532 | bar: Attachment AI Criteria 1
| 355 |  | reactor KV9A | E | bar: Attachment AI Criteria 1
| 356 |  | capacitor PV9A | E | bar: Attachment AI Criteria 1
| 357 |  | 230/115-kV transformers KV2A, KV8A | E | bar: Attachment AI Criteria 1
| 358 |  | 115-kV breakers 862, 1162, 1262, 1362, 1562, 1762, 1862, 1962, 8162 and assoc switches | E | [8 empty] | 1762 - two customers MRES and NorthWestern Energy | bar: Attachment AI Criteria 1 to Attachment AI Criteria 1(b)
| 359 |  | station service KY3A, KHA, KHB, K1, K2 and assoc switches | E | bar: Attachment AI Criteria 1
| 360 |  | reactor KW1A, breaker 3122 and assoc switches | E | bar: Attachment AI Criteria 1
| 361 |  | 13.2-kV switches 372x, 362x, 82x | E | bar: Attachment AI Criteria 1
| 362 |  | 115/69 kV transformer KY3A | E | [8 empty] | Two East River members are served through KY3A (Codington-Clark and H-D) | bar: Attachment AI Criteria 1(b)
| 363 |  | 69 kV breaker 2752 and assoc switches | E | [8 empty] | Two East River members served through 2752 (Codington-Clark and H-D) | bar: Attachment AI Criteria 1(b)
WT2 | 364 | Watertown 2 | 345-kV breakers 7296, 7292, 7398 and assoc switches | E | 2900981 | bar: Attachment AI Criteria 1
| 365 |  | reactor KU3A | E | bar: Attachment AI Criteria 1
WTS | 366 | Watertown Static Var | All Facilities and Equipment | E | 11751835 | bar: Attachment AI Criteria 1
WC | 367 | Watford City | 230-kV breakers 682, 782, 882 and assoc switches | E | 7130269 | bar: Attachment AI Criteria 1
| 368 |  | 230-kV switches 282, 283, 182, 183 | E | bar: Attachment AI Criteria 1
| 369 |  | station service KW1B, switches 121, 123 | E | bar: Attachment AI Criteria 1
| 370 |  | reactor KY16A, switches 166x | E | bar: Attachment AI Criteria 1
| 371 |  | capacitor PY16A | E | bar: Attachment AI Criteria 1
| 372 |  | 115-kV breakers 1262, 1362 and assoc switches | E | bar: Attachment AI Criteria 1
| 373 |  | reactor KY17A, switches 176x | E | bar: Attachment AI Criteria 1
| 374 |  | capacitor PY17A | E | bar: Attachment AI Criteria 1
| 375 |  | 230-kV Bay Addition | [9 empty] | MDU | bar: Attachment AI Criteria 2
WSG | 376 | Wessington Springs | 230-kV breakers 586, 682, 786, 882 and assoc switches | E | 5041642 | bar: Attachment AI Criteria 1
| 377 |  | Station Service | bar: Attachment AI Criteria 1
WH | 378 | Whately | 69 kV switches 151, 351 | W | 55663 | bar: Attachment AI Criteria 1
WHT | 379 | White | 345-kV breakers 292, 296, 392, 396, 492, 496, 592, 596 and assoc switches | E | 10936510 | bar: Attachment AI Criteria 1
| 380 |  | 115-kV breakers 2262, 2362, and assoc switches | E | bar: Attachment AI Criteria 1
| 381 |  | 345/115-kV transformer KU1A, switches 2163, 2165 | E | bar: Attachment AI Criteria 1
| 382 |  | station service KWA, KWB switches 312x, 3311, 3511 | E | bar: Attachment AI Criteria 1
| 383 |  | reactor KW32A, breaker 3224 and assoc switches | E | bar: Attachment AI Criteria 1
WV | 384 | Wicksville | 115-kV breakers 162, 262, and assoc switches / switch 361 | E | 613605 | bar: Attachment AI Criteria 1
WN | 385 | Williston | 115-kV breakers 1262, 1362, 1462, 1562, 1662, 1762, 1866 and assoc switches | E | 7852641 | bar: Attachment AI Criteria 1
| 386 |  | 115/57-kV transformers KY4B, switches 2465, 2469 | E | [8 empty] | to MDU | bar: Attachment AI Criteria 2
| 387 |  | 57-kV breakers 3152, 3252, 3352, 3452 and assoc switches | E | [8 empty] | to MDU | bar: Attachment AI Criteria 2
WN2 | 388 | Williston 2 | 230-kV breakers 182, 286, 382, 482, 486, 582, 686 and assoc switches | E | 15292177 | bar: Attachment AI Criteria 1
| 389 |  | 115-kV breakers 2162, 2266, 2362, 2466, 2562, 2662, 2666 and assoc switches | E | bar: Attachment AI Criteria 1
| 390 |  | station service KW1B, KW2B and assoc switches | E | bar: Attachment AI Criteria 1
WI | 391 | Winner | 115-kV breakers 162, 362, 462, 1062 and assoc switches / switches 661, 761 | E | 3120406 | bar: Attachment AI Criteria 1
| 392 |  | reactor KY10A | E | bar: Attachment AI Criteria 1
| 393 |  | capacitor PY10A, PY11A, switches 1160, 1161 | E | bar: Attachment AI Criteria 1
WP | 394 | Wolf Point | 115-kV breakers 1362, 1562, 1662, 1762, 1862 and assoc switches/switches 1963, 1965 | E | 6003327 | bar: Attachment AI Criteria 1
| 395 |  | station service KW1A | E | bar: Attachment AI Criteria 1
WO | 396 | Woonsocket | 115-kV breakers 162, 262 and assoc switches/ switches 361 and 861 | E | 1315661 | bar: Attachment AI Criteria 1
| 397 |  | station service KX1A, KW1B and assoc switches | E | bar: Attachment AI Criteria 1
398
| 399 | Transmission Lines
| 400 | AURORA- BROOKINGS 115-KV T/L |  | E | 133158 | bar: Attachment AI Criteria 1
| 401 | AURORA-FLANDREAU 115-KV T/L |  | E | 96623 | bar: Attachment AI Criteria 1
| 402 | BAKER-HETTINGER |  | E | 459778 | bar: Attachment AI Criteria 1
| 403 | BEULAH-GARRISON |  | E | 351685 | bar: Attachment AI Criteria 1
| 404 | BISMARCK-GLENHAM |  | E | 5000750 | bar: Attachment AI Criteria 1
| 405 | BISMARCK-JAMESTOWN NO. 1 |  | E | 5697945 | bar: Attachment AI Criteria 1
| 406 | BISMARCK-JAMESTOWN NO. 2 |  | E | 4229572 | bar: Attachment AI Criteria 1
| 407 | BISMARCK-MEDORA |  | E | 7763675 | bar: Attachment AI Criteria 1
| 408 | BROOKINGS-SIOUX FALLS |  | E | 1954466 | bar: Attachment AI Criteria 1
| 409 | BROOKINGS-WATERTOWN NO. 1 |  | E | 1718240 | bar: Attachment AI Criteria 1
| 410 | BROOKINGS-WATERTOWN NO. 2 |  | E | 3318558 | bar: Attachment AI Criteria 1
| 411 | BROOKINGS-WHITE 115/230KV |  | E | 2952237 | bar: Attachment AI Criteria 1
| 412 | CANYON FERRY - CANYON FERRY TAP |  | W | bar: Attachment AI Criteria 1
| 413 | CARRINGTON-JAMESTOWN |  | E | 1259668 | bar: Attachment AI Criteria 1
| 414 | CHARLIE CREEK - WATFORD CITY |  | E | 7750195 | bar: Attachment AI Criteria 1
| 415 | CHARLIE CREEK-BELFIELD |  | E | 14513308 | bar: Attachment AI Criteria 1
| 416 | CHARLIE CREEK - BEULAH |  | E | 4705536 | bar: Attachment AI Criteria 1
| 417 | CONRAD-SHELBY #2 | 230-kV | W | 5804318 | bar: Attachment AI Criteria 1
| 418 | CRESTON-MARYVILLE |  | E | 1366481 | bar: Attachment AI Criteria 1
| 419 | DAWSON COUNTY - MILES CITY |  | E | 2605678 | bar: Attachment AI Criteria 1
| 420 | DAWSON-GLENDIVE |  | E | 553800 | bar: Attachment AI Criteria 1
| 421 | DAWSON-MEDORA |  | E | 2867800 | bar: Attachment AI Criteria 1
| 422 | DAWSON-O'FALLON CREEK |  | E | 918676 | bar: Attachment AI Criteria 1
| 423 | DAWSON-WILLISTON |  | E | 1258900 | bar: Attachment AI Criteria 1
| 424 | DENISON-CRESTON |  | E | 21014624 | bar: Attachment AI Criteria 1
| 425 | DEVILS LAKE-CARRINGTON |  | E | 8311002 | bar: Attachment AI Criteria 1
| 426 | DEVILS LAKE-LAKOTA |  | E | 1872142 | bar: Attachment AI Criteria 1
| 427 | EDGELEY-FORMAN |  | E | 375316 | bar: Attachment AI Criteria 1
| 428 | EDGELEY-GROTON |  | E | 771572 | bar: Attachment AI Criteria 1
| 429 | ELK CREEK-NEWELL-MAURINE 115-kV T/L |  | E | 60704 | bar: Attachment AI Criteria 1
| 430 | FARGO-GRAND FORKS |  | E | 2369098 | bar: Attachment AI Criteria 1
| 431 | FARGO-MORRIS |  | E | 7305877 | bar: Attachment AI Criteria 1
| 432 | FORMAN-SUMMIT (BISMARCK) |  | E | 922098 | bar: Attachment AI Criteria 1
| 433 | FORMAN-SUMMIT (HURON) |  | E | 3440115 | bar: Attachment AI Criteria 1
| 434 | FORT PECK-DAWSON #1 |  | E | 444780 | bar: Attachment AI Criteria 1
| 435 | FORT PECK-DAWSON #2 |  | E | 7919832 | bar: Attachment AI Criteria 1
| 436 | FORT PECK-HAVRE | 161-kV | W | 28806330 | bar: Attachment AI Criteria 1
| 437 | FORT PECK-WHATELY | 69-kV | W | 157876 | bar: Attachment AI Criteria 1
| 438 | FORT PECK-WILLISTON |  | E | 10096097 | bar: Attachment AI Criteria 1
| 439 | FORT PECK-WOLF POINT #2 |  | E | 7554492 | bar: Attachment AI Criteria 1
| 440 | FORT RANDALL-FORT THOMPSON 1&2 |  | E | 7326839 | bar: Attachment AI Criteria 1
| 441 | FORT RANDALL-GAVIN'S POINT |  | E | 2262949 | bar: Attachment AI Criteria 1
| 442 | FORT RANDALL-GREGORY |  | E | 777327 | bar: Attachment AI Criteria 1
| 443 | FORT RANDALL-MT VERNON |  | E | 967828 | bar: Attachment AI Criteria 1
| 444 | FORT RANDALL-O'NEILL |  | E | 679540 | bar: Attachment AI Criteria 1
| 445 | FORT RANDALL-SIOUX CITY 1&2 |  | E | 10230863 | bar: Attachment AI Criteria 1
| 446 | FORT THOMPSON-GRAND ISLAND |  | E | 16397505 | bar: Attachment AI Criteria 1
| 447 | FORT THOMPSON-HURON 230-KV 1&2 |  | E | 5033030 | bar: Attachment AI Criteria 1
| 448 | FORT THOMPSON-SIOUX FALLS 1&2 |  | E | 10035507 | bar: Attachment AI Criteria 1
| 449 | GARRISON-BISMARCK 230KV 1&2 |  | E | 6133398 | bar: Attachment AI Criteria 1
| 450 | GARRISON-JAMESTOWN |  | E | 4306775 | bar: Attachment AI Criteria 1
| 451 | GARRISON-MALLARD |  | E | 1993083 | bar: Attachment AI Criteria 1
| 452 | GARRISON-WM. J. NEAL |  | E | 1540944 | bar: Attachment AI Criteria 1
| 453 | GAVINS POINT-BELDEN |  | E | 455727 | bar: Attachment AI Criteria 1
| 454 | GAVINS POINT-SIOUX FALLS |  | E | 2348919 | bar: Attachment AI Criteria 1
| 455 | GRANITE FALLS- MORRIS |  | E | 3279089 | bar: Attachment AI Criteria 1
| 456 | GRANITE FALLS-MINNESOTA VALLEY |  | E | 156778 | bar: Attachment AI Criteria 1
| 457 | GREAT FALLS-CONRAD | 230-kV | W | 12744945 | bar: Attachment AI Criteria 1
| 458 | GREGORY-MISSION |  | E | 2010227 | bar: Attachment AI Criteria 1
| 459 | GROTON-HURON |  | E | 1212199 | bar: Attachment AI Criteria 1
| 460 | GROTON-SUMMIT |  | E | 3176751 | bar: Attachment AI Criteria 1
| 461 | HAVRE-VERONA | 161-kV | W | 8685923 | bar: Attachment AI Criteria 1
| 462 | HAVRE-SHELBY#2 | 115-kV | W | 5561905 | bar: Attachment AI Criteria 1
| 463 | HESKETT-DEVAUL |  | E | 2270236 | bar: Attachment AI Criteria 1
| 464 | HETTINGER-NEW UNDERWOOD |  | E | 11228663 | bar: Attachment AI Criteria 1
| 465 | HURON-MT VERNON |  | E | 617623 | bar: Attachment AI Criteria 1
| 466 | HURON-WATERTOWN 230KV 1&3 |  | E | 6319622 | bar: Attachment AI Criteria 1
| 467 | JAMESTOWN-EDGELEY |  | E | 324360 | bar: Attachment AI Criteria 1
| 468 | JAMESTOWN-FARGO NO. 1 |  | E | 4941649 | bar: Attachment AI Criteria 1
| 469 | JAMESTOWN-FARGO NO. 2 |  | E | 3155850 | bar: Attachment AI Criteria 1
| 470 | JAMESTOWN-GRAND FORKS |  | E | 22285708 | bar: Attachment AI Criteria 1
| 471 | JAMESTOWN-VALLEY CITY |  | E | 1055414 | bar: Attachment AI Criteria 1
| 472 | LEEDS-DEVILS LAKE |  | E | 8982948 | bar: Attachment AI Criteria 1
| 473 | LEEDS-ROLLA |  | E | 2038631 | bar: Attachment AI Criteria 1
| 474 | MALLARD-RUGBY |  | E | 1089083 | bar: Attachment AI Criteria 1
| 475 | MARTIN-MISSION |  | E | 1816904 | bar: Attachment AI Criteria 1
| 476 | MARTIN-PHILIP |  | E | 1790108 | bar: Attachment AI Criteria 1
| 477 | MAURINE-RAPID CITY |  | E | 6346264 | bar: Attachment AI Criteria 1
| 478 | MILES CITY-BAKER |  | E | 10569338 | bar: Attachment AI Criteria 1
| 479 | MILES CITY-CUSTER | 230-kV | W | 3750704 | bar: Attachment AI Criteria 1
| 480 | NEW UNDERWOOD-PHILIP |  | E | 2720853 | bar: Attachment AI Criteria 1
| 481 | NEW UNDERWOOD-RAPID CITY NO. 1 |  | E | 1132486 | bar: Attachment AI Criteria 1
| 482 | NEW UNDERWOOD-RAPID CITY NO. 2 |  | E | 309991 | bar: Attachment AI Criteria 1
| 483 | NEW UNDERWOOD-STEGALL (HURON) |  | E | 2651860 | bar: Attachment AI Criteria 1
| 484 | OAHE-FORT THOMPSON 230KV 1&2 |  | E | 3850393 | bar: Attachment AI Criteria 1
| 485 | OAHE-FORT THOMPSON 230KV 3&4 |  | E | 5119119 | bar: Attachment AI Criteria 1
| 486 | OAHE-GLENHAM |  | E | 5768280 | bar: Attachment AI Criteria 1
| 487 | OAHE-MAURINE |  | E | 1967901 | bar: Attachment AI Criteria 1
| 488 | OAHE-NEW UNDERWOOD |  | E | 6683770 | bar: Attachment AI Criteria 1
| 489 | OAHE-PIERRE |  | E | 388816 | bar: Attachment AI Criteria 1
| 490 | O'FALLON CREEK-MILES CITY |  | E | 2488318 | bar: Attachment AI Criteria 1
| 491 | PIERRE-PHILIP |  | E | 1187034 | bar: Attachment AI Criteria 1
| 492 | RAPID CITY-DRY CREEK | bar: Attachment AI Criteria 1
| 493 | RAPID CITY-ELK CREEK 115-kV T/L |  | E | 52064 | bar: Attachment AI Criteria 1
| 494 | RUGBY-LEEDS |  | E | 2235655 | bar: Attachment AI Criteria 1
| 495 | SIOUX CITY-DENISON |  | E | 1825369 | bar: Attachment AI Criteria 1
| 496 | SIOUX CITY-SPENCER |  | E | 1938353 | bar: Attachment AI Criteria 1
| 497 | SIOUX FALLS- SIOUX CITY |  | E | 3217192 | bar: Attachment AI Criteria 1
| 498 | SIOUX FALLS-VIRGIL FODNESS 230KV T-LINE |  | E | 277897 | bar: Attachment AI Criteria 1
| 499 | SUMMIT-WATERTOWN |  | E | 6743203 | bar: Attachment AI Criteria 1
| 500 | TIBER TAP-TIBER | 115-kV | W | 1084858 | bar: Attachment AI Criteria 1 to Attachment AI Criteria 1(b)
| 501 | UTICA JCT-SIOUX FALLS |  | E | 3485236 | bar: Attachment AI Criteria 1
| 502 | VALLEY CITY-FORMAN |  | E | 1527895 | bar: Attachment AI Criteria 1
| 503 | VERONA GREAT FALLS | 161-kV | W | 4497482 | bar: Attachment AI Criteria 1
| 504 | VIRGIL FODNESS-UTICA JUNCTION-FT RANDALL/RASMUS |  | E | 312931 | bar: Attachment AI Criteria 1
| 505 | WATERTOWN-GRANITE FALLS 1&2 |  | E | 7381220 | bar: Attachment AI Criteria 1
| 506 | WATERTOWN-SIOUX CITY |  | E | 26679769 | bar: Attachment AI Criteria 1
| 507 | WATFORD CITY-BEULAH |  | E | 992709 | bar: Attachment AI Criteria 1
| 508 | WILLISTON-WATFORD CITY |  | E | 17608556 | bar: Attachment AI Criteria 1
| 509 | WOLF POINT-CIRCLE |  | E | 2783582 | bar: Attachment AI Criteria 1
| 510 | WM. J. NEAL-RUGBY |  | E | 4629316 | bar: Attachment AI Criteria 1
| 511 | YELLOWTAIL-CUSTER | 230-kV | W | 2265163 | bar: Attachment AI Criteria 1
| 512 | YELLOWTAIL-YELLOWTAIL (PACE) | 230-kV, 110 MW Capacity Rights on RMR Line | W | 0 | bar: Attachment AI Criteria 1
513
| 514 | Taps
CCR | 515 | Charlie Creek | 345-kV breakers 4096, 4192 and assoc switches | E | 1286118 | bar: Attachment AI Criteria 1
DNT | 516 | Denbigh Tap | 115kV breakers 1362, 1562 and assoc switches | E | 810134 | bar: Attachment AI Criteria 1
ON | 517 | O'Neill | 115-kV inerrupters and switches | E | 180660 | bar: Attachment AI Criteria 1
PET | 518 | Penn Tap | 115-kV switches 176x, 196x | E | 851881 | bar: Attachment AI Criteria 1
PLL | 519 | Pleasant Lake Tap | 115-kV switches 56x, 66x | E | 951783 | bar: Attachment AI Criteria 1
SL | 520 | Shirley Tap | 115-kV switches 561, 560 | E | 22102 | bar: Attachment AI Criteria 1
TR | 521 | Terry Tap | 115-kV switches 160, 161, 260, 261, 361 | E | 336089 | bar: Attachment AI Criteria 1
TT | 522 | Tiber Tap | 115-kV switches 163, 260, 261, 360, 361 | W | 166306 | [7 empty] | 2 customers from Tiber (Bureau of Reclamation and Tiber LLC) | bar: Attachment AI Criteria 1 to Attachment AI Criteria 1(b)
VE | 523 | Vetal Tap | 115-kV switches 16x, 26x, 36x | E | 232375 | bar: Attachment AI Criteria 1
524
| 525 | O&M Service & Maintenance Centers
| 526 | ARMOUR O&M SER. CEN. |  | E | 3488667 | bar: Attachment AI Criteria 3
| 527 | BISMARCK O&M SER. CEN. |  | E | 9536492 | bar: Attachment AI Criteria 3
| 528 | DAWSON SER. CEN. |  | E | 3934438 | bar: Attachment AI Criteria 3
| 529 | DEVILS LAKE O&M SER. CEN. |  | E | 3852064 | bar: Attachment AI Criteria 3
| 530 | FARGO LINE MAINTENANCE FACILITY |  | E | 2040287 | bar: Attachment AI Criteria 3
| 531 | FARGO O&M SER. CEN. |  | E | 794673 | bar: Attachment AI Criteria 3
| 532 | FORT PECK SER. CEN. |  | E | 5626463 | bar: Attachment AI Criteria 3
| 533 | FORT THOMPSON O&M S. C. |  | E | 315000 | bar: Attachment AI Criteria 3
| 534 | HAVRE SERVICE CENTER |  | W | 249377 | bar: Attachment AI Criteria 3
| 535 | HURON O&M SER. CEN. |  | E | 2512836 | bar: Attachment AI Criteria 3
| 536 | JAMESTOWN O&M SER. CEN. |  | E | 3841398 | bar: Attachment AI Criteria 3
| 537 | MILES CITY MTCE FAC. |  | W | 21817 | bar: Attachment AI Criteria 3
| 538 | MILES CITY MTCE FAC. |  | W | 1003437 | bar: Attachment AI Criteria 3
| 539 | NEW UNDERWOOD SER. CEN. |  | E | 96884 | bar: Attachment AI Criteria 3
| 540 | PHILIP O&M SER. CENT. |  | E | 1701681 | bar: Attachment AI Criteria 3
| 541 | PIERRE O&M SER. CEN. |  | E | 1051383 | bar: Attachment AI Criteria 3
| 542 | RAPID CITY GARAGE & STOR. |  | E | 2064165 | bar: Attachment AI Criteria 3
| 543 | SIOUX CITY O&M SER. CEN. |  | E | 3007882 | bar: Attachment AI Criteria 3
| 544 | SIOUX FALLS O&M SER. CEN. |  | E | 239920 | bar: Attachment AI Criteria 3
| 545 | WATERTOWN MAINT. CEN. |  | E | 2496402 | bar: Attachment AI Criteria 3
546
| 547 | Operation Centers
| 548 | WATERTOWN ALTERNATE OPERATIONS CENTER |  | E | 4564134 | bar: Attachment AI Criteria 3
| 549 | WATERTOWN OPERATIONS CENT |  | E | 664798 | bar: Attachment AI Criteria 3
| 550 | WATERTOWN OPER CTR (BFPS) |  | E | 8524893 | bar: Attachment AI Criteria 3
551
| 552 | Mobile Equipment
| 553 | MOB 115KV SWITCH TRAILER |  | E | 12328 | bar: Attachment AI Criteria 1
| 554 | MOB 115KV SWITCH TRAILER |  | E | 57413 | bar: Attachment AI Criteria 1
| 555 | MOB TRANSF 111KV 15MVA |  | E | 213000 | bar: Attachment AI Criteria 1
| 556 | MOB TRANSF 115KV 10MVA |  | E | 76258 | bar: Attachment AI Criteria 1
| 557 | MOB TRANSF 115KV 10MVA |  | E | 142235 | bar: Attachment AI Criteria 1
| 558 | MOB TRANSF 115KV 25MVA |  | W | 556464 | bar: Attachment AI Criteria 1
| 559 | MOB TRANSF 115KV 40MVA |  | E | 499220 | bar: Attachment AI Criteria 1
| 560 | MOB TRANSF 230KV 1-33MVA |  | E | 170278 | bar: Attachment AI Criteria 1
| 561 | MOBILE BY PASS KIT (BISMARCK) |  | E | 35071 | bar: Attachment AI Criteria 1
| 562 | MOBILE BY PASS KIT (HURON) |  | E | 163695 | bar: Attachment AI Criteria 1
| 563 | MOBILE CAPACITOR BANK |  | E | 19075 | bar: Attachment AI Criteria 1
| 564 | MOBILE SUB 110KV |  | E | 127144 | bar: Attachment AI Criteria 1
| 565 | MOBILE SUB 115KV 20MVA |  | E | 404166 | bar: Attachment AI Criteria 1
| 566 | MOBILE SUB 41.8 KV |  | E | 192498 | bar: Attachment AI Criteria 1
| 567 | MOBILE SUB 69KV |  | E | 71118 | bar: Attachment AI Criteria 1
| 568 | MOB SH.REACTOR |  | E | 179328 | bar: Attachment AI Criteria 1
569
| 570 | Transmission-Related Generation Facilities
| 571 | FORT THOMPSON-BIG BEND NO. 1 |  | E | 922164 | bar: Attachment AI Criteria 1
| 572 | FORT THOMPSON-BIG BEND NO. 2 |  | E | 690735 | bar: Attachment AI Criteria 1
573
| 574 | Communication Facilities
| 575 | ANITA | SCADA | E | 6259 | bar: Attachment AI Criteria 3
AB | 576 | ASSINNIBOINE | meters for NWMT NITS from Havre | W | 35005 | bar: Attachment AI Criteria 3
| 577 | BAKER | microwave, RTU | E | 280629 | bar: Attachment AI Criteria 3
| 578 | ATLANTIC COMMUNICATION SITE |  | E | 11571 | bar: Attachment AI Criteria 3
| 579 | BAKER RELAY |  | E | 45730 | bar: Attachment AI Criteria 3
| 580 | BANTRY |  | E | 230859 | bar: Attachment AI Criteria 3
| 581 | BARRETT |  | E | 164631 | bar: Attachment AI Criteria 3
| 582 | BATTLE MT. MICROWAVE |  | E | 218089 | bar: Attachment AI Criteria 3
| 583 | BELLE PRAIRIE |  | E | 102658 | bar: Attachment AI Criteria 3
| 584 | BENEDICT |  | E | 24740 | bar: Attachment AI Criteria 3
| 585 | BEULAH |  | E | 7185 | bar: Attachment AI Criteria 3
| 586 | BIG BEND |  | E | 76270 | bar: Attachment AI Criteria 3
| 587 | BIJOU REPEATER |  | E | 394136 | bar: Attachment AI Criteria 3
| 588 | BISMARCK REPEATER |  | E | 167147 | bar: Attachment AI Criteria 3
BI | 589 | Bison | microwave alarm system | E | 12472 | bar: Attachment AI Criteria 3
| 590 | BISON REPEATER |  | E | 153368 | bar: Attachment AI Criteria 3
| 591 | BOLE NORTH REPEATER |  | W | 100401 | bar: Attachment AI Criteria 3
| 592 | BRINSMADE |  | E | 189361 | bar: Attachment AI Criteria 3
| 593 | BRISTOL |  | E | 7698 | bar: Attachment AI Criteria 3
| 594 | BRUNSVILLE REPEATER |  | E | 62298 | bar: Attachment AI Criteria 3
| 595 | BUFFALO |  | E | 171598 | bar: Attachment AI Criteria 3
| 596 | CAHOON |  | E | 131000 | bar: Attachment AI Criteria 3
| 597 | CARRINGTON REPEATER |  | E | 466409 | bar: Attachment AI Criteria 3
| 598 | CHARTER OAK REPEATER |  | E | 10541 | bar: Attachment AI Criteria 3
| 599 | CHINOOK (BEFP) |  | W | 191107 | bar: Attachment AI Criteria 3
| 600 | CHINOOK REPEATER |  | W | 10289 | bar: Attachment AI Criteria 3
| 601 | CLARK MW REPEATER |  | E | 425677 | bar: Attachment AI Criteria 3
| 602 | CLEVELAND REPEATER, N.D. |  | E | 177362 | bar: Attachment AI Criteria 3
| 603 | COLEMAN REPEATER |  | E | 70833 | bar: Attachment AI Criteria 3
| 604 | COLOME REPEATER |  | E | 197198 | bar: Attachment AI Criteria 3
| 605 | CONRAD BUTTE REPEATER |  | W | 306573 | bar: Attachment AI Criteria 3
| 606 | COTTON | meters for Central MT (Basin NITS) | W | 1399 | bar: Attachment AI Criteria 3
| 607 | CRESTON REPEATER |  | E | 7473 | bar: Attachment AI Criteria 3
| 608 | CROW LAKE REPEATER |  | E | 209781 | bar: Attachment AI Criteria 3
| 609 | CROWN BUTTE |  | E | 35366 | bar: Attachment AI Criteria 3
| 610 | CULBERTSON RADIO RELAY SITE |  | E | 1296 | bar: Attachment AI Criteria 3
| 611 | CUSTER LOOKOUT |  | E | 54241 | bar: Attachment AI Criteria 3
| 612 | DALTON (WES) |  | E | 133229 | bar: Attachment AI Criteria 3
| 613 | DEVILS LAKE FIBER REGEN |  | E | 183706 | bar: Attachment AI Criteria 3
| 614 | DEVILS LAKE REPEATER |  | E | 337805 | bar: Attachment AI Criteria 3
| 615 | DICKINSON | communications equipment | E | 23704 | bar: Attachment AI Criteria 3
| 616 | DODSON REPEATER |  | W | 593944 | bar: Attachment AI Criteria 3
| 617 | DOGDEN BUTTE |  | E | 189249 | bar: Attachment AI Criteria 3
| 618 | DRISCOLL |  | E | 53227 | bar: Attachment AI Criteria 3
| 619 | DUPREE REPEATER |  | E | 1225 | bar: Attachment AI Criteria 3
| 620 | DUTTON REPEATER (BEFP) |  | W | 50588 | bar: Attachment AI Criteria 3
| 621 | EAGLE | microwave, RTU, SCADA | E | 91230 | bar: Attachment AI Criteria 3
| 622 | EAST RAINY BUTTE |  | E | 98929 | bar: Attachment AI Criteria 3
| 623 | ECKELSON |  | E | 156018 | bar: Attachment AI Criteria 3
| 624 | E. J. MANNING | fiber, microwave, SCADA | E | 49112 | bar: Attachment AI Criteria 3
| 625 | ELKTON |  | E | 111336 | bar: Attachment AI Criteria 3
| 626 | ELLENDALE REPEATER |  | E | 433673 | bar: Attachment AI Criteria 3
| 627 | ELLSWORTH AIR BASE |  | E | 137620 | bar: Attachment AI Criteria 3
| 628 | ERHARD |  | E | 203034 | bar: Attachment AI Criteria 3
| 629 | EXIRA REPEATER |  | E | 1700 | bar: Attachment AI Criteria 3
| 630 | F. L. BLAIR |  | E | 51407 | bar: Attachment AI Criteria 3
| 631 | FAIRPOINT REPEATER |  | E | 228099 | bar: Attachment AI Criteria 3
| 632 | FALLON REPEATER |  | E | 143269 | bar: Attachment AI Criteria 3
| 633 | FERGUS FALLS COMMUNICATIONS SITE |  | E | 326689 | bar: Attachment AI Criteria 3
| 634 | FLOWING WELLS |  | E | 46264 | bar: Attachment AI Criteria 3
| 635 | FORBES COMMUNICATION SITE |  | E | 30489 | bar: Attachment AI Criteria 3
| 636 | FORSYTH | radio, quarters, fence | W | 130348 | bar: Attachment AI Criteria 3
| 637 | FORT PECK RELAY (WES) |  | E/W | 168846 | bar: Attachment AI Criteria 3
| 638 | FORT PECK COMMUNICATIONS BUILDING |  | E/W | 255807 | bar: Attachment AI Criteria 3
| 639 | FORT PECK REPEATER |  | E/W | 73382 | bar: Attachment AI Criteria 3
FR | 640 | Fort Randall | Multiplexer, Termination Equiment | E | 253710.27 | bar: Attachment AI Criteria 3
| 641 | FORT THOMPSON REPEATER |  | E | 66757 | bar: Attachment AI Criteria 3
| 642 | FORT THOMPSON REPEATER (EAST RIVER) |  | E | 202926 | bar: Attachment AI Criteria 3
| 643 | FOX CREEK MICROWAVE |  | W | 284658 | bar: Attachment AI Criteria 3
| 644 | FRYBURG SUB & MICROWAVE |  | E | 41178 | bar: Attachment AI Criteria 3
| 645 | GARRISON |  | E | 180146 | bar: Attachment AI Criteria 3
| 646 | GARY REPEATER |  | E | 54362 | bar: Attachment AI Criteria 3
| 647 | GAVIN'S POINT |  | E | 100080 | bar: Attachment AI Criteria 3
| 648 | GAVINS POINT REPEATER |  | E | 286574 | bar: Attachment AI Criteria 3
| 649 | GETTYSBURG REPEATER |  | E | 248109 | bar: Attachment AI Criteria 3
| 650 | GLENHAM |  | E | 197602 | bar: Attachment AI Criteria 3
| 651 | GRAND FORKS MINNKOTA (MPC) |  | E | 16044 | bar: Attachment AI Criteria 3
| 652 | HAILSTONE BUTTE |  | E | 50349 | bar: Attachment AI Criteria 3
| 653 | HALLOWAY REPEATER |  | E | 73810 | bar: Attachment AI Criteria 3
| 654 | HARLEM | microwave, RTU | W | 98534 | bar: Attachment AI Criteria 3
| 655 | HARLEM REPEATER |  | W | 593805 | bar: Attachment AI Criteria 3
| 656 | HATHAWAY |  | W | 46350 | bar: Attachment AI Criteria 3
| 657 | HERMOSA MICROWAVE |  | E | 203657 | bar: Attachment AI Criteria 3
| 658 | HETTINGER | RTU, PTs | E | 10832 | bar: Attachment AI Criteria 3
| 659 | HIGHLAND REPEATER |  | E | 119734 | bar: Attachment AI Criteria 3
| 660 | HIGHMORE REPEATER |  | E | 98042 | bar: Attachment AI Criteria 3
| 661 | HIGHWOOD | meters NWMT NITS from Great Falls | W | 22896 | bar: Attachment AI Criteria 3
| 662 | HINSDALE |  | W | 135796 | bar: Attachment AI Criteria 3
| 663 | HINSDALE REPEATER |  | W | 44738 | bar: Attachment AI Criteria 3
| 664 | HOPEWELL REPEATER |  | E | 155533 | bar: Attachment AI Criteria 3
| 665 | HUNTER MICROWAVE |  | E | 141441 | bar: Attachment AI Criteria 3
| 666 | HURON DISTRICT OFFICE |  | E | 502619 | bar: Attachment AI Criteria 3
| 667 | HYSHAM |  | W | 60705 | bar: Attachment AI Criteria 3
| 668 | JAMESTOWN REPEATER |  | E | 31609 | bar: Attachment AI Criteria 3
| 669 | JONES CREEK |  | E | 168896 | bar: Attachment AI Criteria 3
| 670 | KELLY CREEK |  | E | 136058 | bar: Attachment AI Criteria 3
| 671 | KILLDEER REPEATER |  | E | 255683 | bar: Attachment AI Criteria 3
| 672 | KNEE HILL MW |  | W | 317560 | bar: Attachment AI Criteria 3
| 673 | LAC QUI PARLE |  | E | 515637 | bar: Attachment AI Criteria 3
| 674 | LAKE ANDES REPEATER |  | E | 431481 | bar: Attachment AI Criteria 3
| 675 | LEFOR |  | E | 32611 | bar: Attachment AI Criteria 3
| 676 | LINDSAY RIDGE |  | E | 53232 | bar: Attachment AI Criteria 3
| 677 | LINTON COMMUNICATIONS SITE |  | E | 228663 | bar: Attachment AI Criteria 3
| 678 | LITTLE MISSOURI SUBSTATION |  | E | 36678 | bar: Attachment AI Criteria 3
| 679 | LODGEPOLE REPEATER |  | E | 125517 | bar: Attachment AI Criteria 3
| 680 | MALLARD | RTU, SCADA | E | 29969 | bar: Attachment AI Criteria 3
| 681 | MALTA | microwave, RTU | W | 340848 | bar: Attachment AI Criteria 3
| 682 | MALTA REPEATER |  | W | 534098 | bar: Attachment AI Criteria 3
MDN | 683 | Mandan | multiplexer | E | 19476 | bar: Attachment AI Criteria 3
| 684 | MANDAN MICROWAVE SITE |  | E | 47088 | bar: Attachment AI Criteria 3
| 685 | MAPLE RIVER |  | E | 116254 | bar: Attachment AI Criteria 3
| 686 | MARTIN REPEATER |  | E | 202330 | bar: Attachment AI Criteria 3
| 687 | MAYVILLE |  | E | 132289 | bar: Attachment AI Criteria 3
| 688 | MIDLAND REPEATER |  | E | 347511 | bar: Attachment AI Criteria 3
| 689 | MILES CITY SUB (BEFP) |  | E | 205485 | bar: Attachment AI Criteria 3
| 690 | MOE REPEATER |  | E | 86970 | bar: Attachment AI Criteria 3
| 691 | MOORHEAD |  | E | 169157 | bar: Attachment AI Criteria 3
| 692 | MORRIS REPEATER & MICROWAVE |  | E | 86281 | bar: Attachment AI Criteria 3
| 693 | NEWCASTLE REPEATER |  | E | 145547 | bar: Attachment AI Criteria 3
| 694 | OAHE |  | E | 388794 | bar: Attachment AI Criteria 3
| 695 | O'KREEK REPEATER |  | E | 247341 | bar: Attachment AI Criteria 3
| 696 | ORCHARD REPEATER |  | E | 29362 | bar: Attachment AI Criteria 3
| 697 | OTO MICROWAVE |  | E | 11064 | bar: Attachment AI Criteria 3
| 698 | OTTUMWA ROAD REPEATER SITE |  | E | 5170 | bar: Attachment AI Criteria 3
| 699 | PAGE N.D. |  | E | 1107 | bar: Attachment AI Criteria 3
| 700 | PAHOJA SUB |  | E | 71992 | bar: Attachment AI Criteria 3
| 701 | PEAK |  | E | 56410 | bar: Attachment AI Criteria 3
| 702 | PHILIP JCT. REPEATER |  | E | 356893 | bar: Attachment AI Criteria 3
| 703 | PINE RIDGE |  | W | 126322 | bar: Attachment AI Criteria 3
| 704 | POPLAR (MDU) | antenna, meters for MDU | E | 3758 | bar: Attachment AI Criteria 3
| 705 | PRIMGHAR REPEATER |  | E | 18343 | bar: Attachment AI Criteria 3
| 706 | PUKWANNA REPEATER |  | E | 173825 | bar: Attachment AI Criteria 3
| 707 | RAPID CITY REPEATER |  | E | 229379 | bar: Attachment AI Criteria 3
| 708 | RICHARDSON COULEE |  | W | 108824 | bar: Attachment AI Criteria 3
| 709 | RICHARDSON COULEE REPEATER |  | W | 111897 | bar: Attachment AI Criteria 3
| 710 | RICHLAND MW REPEATER (BEPS) |  | W | 280406 | bar: Attachment AI Criteria 3
| 711 | ROCKY RIDGE REPEATER |  | E | 152681 | bar: Attachment AI Criteria 3
| 712 | ROLLAG |  | E | 116342 | bar: Attachment AI Criteria 3
| 713 | RUGBY REPEATER |  | E | 186136 | bar: Attachment AI Criteria 3
| 714 | RUTLAND |  | E | 261631 | bar: Attachment AI Criteria 3
| 715 | SACO |  | W | 832 | bar: Attachment AI Criteria 3
SA | 716 | SAVAGE | land, steel structure, meter equipment | E | 74403 | bar: Attachment AI Criteria 3
| 717 | SENTINEL BUTTE |  | E | 58982 | bar: Attachment AI Criteria 3
| 718 | SHEEP COULEE REPEATER |  | W | 320081 | bar: Attachment AI Criteria 3
| 719 | SIOUX CITY REPEATER |  | E | 367518 | bar: Attachment AI Criteria 3
| 720 | SIOUX FALLS REPEATER |  | E | 222507 | bar: Attachment AI Criteria 3
| 721 | SIOUX PASS |  | E | 919 | bar: Attachment AI Criteria 3
| 722 | SNAKE BUTTE REPEATER |  | E | 451389 | bar: Attachment AI Criteria 3
| 723 | SPALDING REPEATER |  | E | 241993 | bar: Attachment AI Criteria 3
| 724 | SPIRIT MOUND |  | E | 199137 | bar: Attachment AI Criteria 3
| 725 | STANLEY | meters to MDU | E | 49735 | bar: Attachment AI Criteria 3
| 726 | STRASBERG |  | E | 1247 | bar: Attachment AI Criteria 3
SB | 727 | SULLY BUTTES | fiber termination equipment | E | 74428 | bar: Attachment AI Criteria 3
| 728 | SUMMIT REPEATER |  | E | 33676 | bar: Attachment AI Criteria 3
| 729 | TAPPEN COMMUNICATIONS SITE |  | E | 196301 | bar: Attachment AI Criteria 3
| 730 | TAPPEN REPEATER |  | E | 183266 | bar: Attachment AI Criteria 3
| 731 | TENNANT COMMUNICATIONS SITE |  | E | 5909 | bar: Attachment AI Criteria 3
| 732 | TORONTO REPEATER |  | E | 71381 | bar: Attachment AI Criteria 3
| 733 | TRIPP REPEATER |  | E | 77249 | bar: Attachment AI Criteria 3
| 734 | TURKEY RIDGE REPEATER |  | E | 430246 | bar: Attachment AI Criteria 3
| 735 | TYLER REPEATER |  | E | 311632 | bar: Attachment AI Criteria 3
VR | 736 | Verona | comm, miltiplex, battery | W | 25210 | bar: Attachment AI Criteria 3
| 737 | VICTOR (EREC) |  | E | 23905 | bar: Attachment AI Criteria 3
| 738 | VIDA |  | E | 66336 | bar: Attachment AI Criteria 3
| 739 | V. T. HANLON | SCADA | E | 5553 | bar: Attachment AI Criteria 3
| 740 | WALL REPEATER |  | E | 322502 | bar: Attachment AI Criteria 3
| 741 | WATERTOWN REPEATER |  | E | 479806 | bar: Attachment AI Criteria 3
| 742 | WAYSIDE |  | E | 11963 | bar: Attachment AI Criteria 3
| 743 | WESSINGTON SPGS. REPEATER |  | E | 420329 | bar: Attachment AI Criteria 3
| 744 | WESTFIELD |  | E | 12785 | bar: Attachment AI Criteria 3
WH2 | 745 | Whately (Northern) | Instrument Transformer | W | 40860 | bar: Attachment AI Criteria 3
| 746 | WHITE SWAN |  | E | 78401 | bar: Attachment AI Criteria 3
| 747 | WHITLOCK (BCPS) |  | E | 111412 | bar: Attachment AI Criteria 3
| 748 | WM. J. NEAL | multiplexer | E | 156417 | bar: Attachment AI Criteria 3
| 749 | WOLBACH REPEATER |  | E | 19027 | bar: Attachment AI Criteria 3
| 750 | YANKTON JCT. | multiplexer, channel bank, SCADA | E | 76396 | bar: Attachment AI Criteria 3
| 751 | YELLOWTAIL SWITCHYARD (BEPS) |  | W | 150281 | bar: Attachment AI Criteria 3
| 752 | Miles City Converter Station
| 753 | MILES CITY CONVERTER STATION - BEPS |  | E/W | 20992954 | bar: Attachment AI Criteria 1
| 754 | MILES CITY CONVERTER STATION - BEFP |  | E/W | 2754262 | bar: Attachment AI Criteria 1
| 755 | Rocky Mountain Region Facilities
| 756 | NEW UNDERWOOD-STEGALL |  | E | 287835 | bar: Attachment AI Criteria 1
| 757 | STEGALL SUBSTATION |  | E | 302609 | bar: Attachment AI Criteria 1
| 758 | STEGALL-WAYSIDE |  | E | 2978205 | bar: Attachment AI Criteria 1
YT | 759 | YELLOWTAIL SWITCHYARD | 230-kV breakers 182, 282, 9182 and assoc switches | W | 3115052 | bar: Attachment AI Criteria 1
760
| 761 | Corps Switchyard Facilities |  |  | 82985149
BG | 762 | Big Bend | 230-kV 1083, 1090, 7089, 4083, 4090 | E | bar: Attachment AI Criteria 1
FP | 763 | Fort Peck | 69-kV breaker 1142 and assoc. switches | W | bar: Attachment AI Criteria 1
| 764 |  | 161-kV breaker 762, 772, 776 and assoc switches | W | bar: Attachment AI Criteria 1
| 765 |  | 115-kV breakers 1572, 1576, 1672, 1676 and assoc switches | E | bar: Attachment AI Criteria 1
| 766 |  | 230-kV breaker 1382 and associated switches | E | bar: Attachment AI Criteria 1
| 767 |  | 230/115-kV transformer | E | bar: Attachment AI Criteria 1
| 768 |  | 115/69-kV transformer KV7A | E | bar: Attachment AI Criteria 1
FR | 769 | Fort Randall | 230-kV breakers 1182, 1186, 1982, 1986, 1282, 1286, 1382, 1386, 2182, 2186, 2282, 2286, 2382, 2386, 2482, 2486, 2682, 2686 and assoc breakers | E | bar: Attachment AI Criteria 1
| 770 |  | 115-kV breakers 1562, 1662, 1666, 1762, 1862, 1866, 1962 and assoc switches | E | bar: Attachment AI Criteria 1
| 771 |  | 230/115-kV transformer | E | bar: Attachment AI Criteria 1
GA | 772 | Garrison | 115-kV breakers 962, 1162, 1166, 1362, 1366, 1462 and assoc switches | E | bar: Attachment AI Criteria 1
| 773 |  | 230-kV breakers 3482, 3486, 3582, 3586, 3682, 3686, 3782, 3786, 3882, 3886, 3982, 3986, 4082, 4086, 4182, 4186 and assoc switches, switches 33xx | E | bar: Attachment AI Criteria 1
| 774 |  | 230/115-kV transformer | E | bar: Attachment AI Criteria 1
GP | 775 | Gavins Point | 115-kV breakers 462, 562, 662, 762, 862 and assoc switches | E | bar: Attachment AI Criteria 1
OA | 776 | Oahe | 230-kV breakers 2182, 2382, 2582, 2682, 2782, 2982, 3082 and assoc switches | E | bar: Attachment AI Criteria 1
| 777 |  | 115-kV breakers 1062, 1262, 1362, 1386, 1462 and assoc switches | E | bar: Attachment AI Criteria 1
| 778 |  | 230/115-kV transformer | E | bar: Attachment AI Criteria 1
One-Line Diagrams showing these included facilities are available upon request.
The diagrams include CEII material and therefore require execution of a Non-Disclosure Agreement with Western Area Power Administration - Upper Great Plains Region.
Criteria 1: Non-Radial above 60-kV / (b) Two or More Eligible Customers
Criteria 2: Interconnect Zones / Surrounding Entities
Criteria 3: Control and Protection
Criteria 4: High Side of Transformer
Criteria 5: DC Interconnection
Criteria 6: 7 Factor Test
* Based upon Attachment AI of SPP's Tariff and consistent with criteria set forth in the "Zone 19 (Upper Missouri Zone) - Attachment AI Guidance Document", dated 06/14/2016, as prepared by the Attachment AI Working
Group in FERC docket ER15-1775-000.

## FACILITIES - Excluded per AI
Western-UGP Facilities Excluded under AI January 1, 2018 Rates*
Line No. | Column1 | Facility | Specific Plant NOT Included | Further Description
1 |  | Substations
2
3 | AR | Armour | 34.5-kV breaker 542 and assoc. switches | NWPS
4 |  |  | 115/34.5-kV transformer KY2A
5 |  |  | 115-kV interrupter 462 and assoc. switches
6 | AUR | Aurora | 115-kV breaker 162, 362 and assoc. switches
7 | BEF | Belfield | 230-kV breaker 1482 and assoc switches
8 | BE | Beresford | 69-kV breaker 1552 and assoc. switches | East River
9 |  |  | 12.47-kV switch 821, 823, 829 | City of Beresford
10 | BG | Big Bend | 230-kV interrupters 1081, 2081, 2081, 4081 and assoc switches
11 | BB | Bisbee | 69/12.5-kV transformer KZ1A and switch 145
12 |  |  | 12.5-kV breaker 124 and assoc. switches | CPEC
13 | BS | Bismarck | 115-kV breaker 3462 and assoc. switches | Capitol Electric
14 |  |  | 12.5-kV switches 1527, 1529 | USBR
15 | BOL | Bole | 69-kV breaker 1452 and 1252 and assoc. switches | NWMT
16 | BO | Bonesteel | 115-kV breaker 362 and assoc. switches
17 |  |  | 115/12.47-kV transformer KY1A
18 |  |  | 12.47-kV breaker 1422 and assoc. switches | Rosebud Electric
19 | BFT | Buford Trenton Tap | All Not Included
20 | BP | Buford Trenton Pumping | All Not Included
21 | CA | Carrington | 115-kV interrupter 162 | protection for non-included transformer (transformer not owned by Western)
22 |  |  | 41.8-kV breakers 142, 242, 342, 442, 542, 642, 842 and assoc. switches | Otter Tail and CPE
23 | CR | Circle | 115-kV breaker 1162 and assoc. switches | Keystone
24 |  |  | 115-kV breaker 1262, 1362 and assoc. switches | McCone
25 |  |  | 115/34.5-kV transformer KY12A
26 |  |  | 34.5-kV breaker 142 and assoc. switches | McCone
27 | CON | Conrad | 115-kV breaker 1062 and assoc. switches | Sun River
28 | CU | Custer | 69-kV breakers 2252, 2352 and assoc. switches | Yellowstone Valley and Mid-Yellowstone
29 | CT | Custer Trail | All Not Included
30 | DC | Dawson County | 115-kV switch 1061 | protection for non-included transformer (transformer not owned by Western)
31 | DNT | Denbigh Tap | Switches 1460, 1461
32 | DN | Denison | 69-kV breaker 2552 and assoc. switches | City of Denison
33 | DV | Devaul | All Not Included
34 | DL | Devils Lake | 41.8-kV breaker 1442 and assoc. switches | Otter Tail normally open-emergency tie
35 |  |  | 12.5-kV breaker 1122 and assoc. switches | Minnkota
36 | EB | Eagle Butte | 115/69-kV transformer KY1A and 115-kV interrupter 762
37 |  |  | 69-kV breaker 1752 and assoc. switches | Moreau Grand
38 | ED | Edgeley | 115/41.8-kV transformer KY2A
39 |  |  | 115-kV breaker 362
40 |  |  | 41.8-kV breaker 2342 and assoc. switches | Otter Tail
41 |  |  | 69-kV breaker 1252 and assoc. switches
42 | ELC | Elk Creek | 115-kV ground switch 1160
43 | ELI | Elliot | 115-kV interrupter 2063 and assoc. switches, 115-kV switch 369
44 | END | Enderlin Tap | Remove Interrupter 1862 and assoc. switches
45 | EXI | Exira | Switches 169, 369, 569 | Generator Lead
46 | FH | Faith | 115/12.47-kV tranformer KY1A and 115-kV interrupter 362
47 |  |  | 12.47-kV breaker 1022 and assoc. switches | City of Faith
48 | FN | Fallon Pumping | All Not Included
49 | FE | Fallon Relift | All Not Included
50 | FL | Flandreau | 12.47-kV switches 3121, 3122, 3123, 3129, 3223 | City of Flandreau
51 | FO | Forman | 69-kV breaker 452 and assoc. switches
52 |  |  | 69/41.8-kV transformer KZ3A and 69-kV switches 353, 355
53 |  |  | 115-kV breaker 1662 and assoc. switches
54 |  |  | 41.8-kV breaker 2142 and assoc. switches | Otter Tail
55 |  |  | 41.8/12.5-kV transformer KX6A and switch 1443
56 |  |  | 12.5-kV breaker 2222 and assoc. switches | Dakota Valley
57 | FR | Fort Randall | 115-kV breaker 962 and assoc. switches
58 | FT | Fort Thompson | 69-kV breaker 4452 and assoc. switches | West Central
59 | FG | Frazer Pumping | All Not Included
60 | GA | Garrison | 115-kV breakers 462, 562 and assoc switches | generator leads
61 | GP | Gavins Point | 115-kV breakers 162, 262, 362 and assoc. switches | generator leads
62 | GGT | Glendive Pumping No. 1 Tap | All Not Included
63 | GG | Glendive Pumping No. 1 | All Not Included
64 | GF | Granite Falls | 69-kV breakers 4352, 4452, 4552, 4652 and assoc. switches | GRE normally open and Minn. Valley
65 |  |  | 115/69-kV transformer KY2A
66 |  |  | 115-kV breaker 3262 and assoc. switches
67 | GY | Gregory | 115-kV Disconnect Switch 463 | protection for non-included transformer (transformer not owned by Western)
68 |  |  | 12.47-kV breaker 422 and asswoc. Switches
69 | GR | Groton | 69-kV breaker 1552 and assoc. switches | East River
70 | HV | Havre | 12.5-kV breaker 822 and assoc. switches | Hill County
71 | HLK | Hilken | take-off structure to Baldwin Wind | generator lead
72 | HU | Huron | 115-kV switches 1261, 1265
73 |  |  | 115/69-kV transformer KY1A
74 |  |  | 69-kV breakers 1952, 2052 and assoc. switches | East River
75 | IN | Intake | All Not Included
76 | INP | Intake Pumping | All Not Included
77 | JT | Jamestown | 115/41.8-kV transformers KY1A and KY2A
78 |  |  | 115-kV breaker 662 and assoc. switches
79 |  |  | 41.8-kV breaker 1142 and assoc. switches | Otter Tail, Normally Open - emergency tie
80 |  |  | 12.47-kV breaker 1522, 1722 and assoc. switches
81 | KD | Killdeer | 115/41.8-kV transformer KY4A and switch 469
82 |  |  | 41.8-kV breaker 442, 642 and switches 343, 345 | MDU and Upper Mo.
83 | LA | Lakota | 12.5-kV breaker 1022 and assoc. switches | City of Lakota
84 |  |  | 69-kV breaker 152 and assoc. switches
85 |  |  | 115/69-kV transformer KY1A, switches 362, 363
86 | LE | Leeds | 69/12.5-kV transformer KZ3A and switch 645
87 |  |  | 12.5-kV breaker 624 and assoc. switches | CPEC
88 | MR | Martin | 115/34.5-kV tranformer KY1A and interrupter 962
89 |  |  | 34.5-kV breaker 1242 and assoc. switches | LaCreek
90 | MA | Maurine | 115/69-kV transformer KY1A and switches 1263, 1265
91 |  |  | 69-kV breaker 2252 and assoc. switches | Grand Electric
92 | MD | Midland | Capacity Rights in 115/69 kV Transformer KY1A
93 | MS | Mission | 115/24.9-kV transformer KY1A and interrupter 362 | Cherry-Todd
94 | MO | Morris | 41.8-kV breakers 3132, 3232, 3332 and assoc switches
95 |  |  | 115/41.8-kV transformer KY3A
96 |  |  | 115-kV breaker 1362 and assoc switches
97 | MV | Mount Vernon | 69-kV breaker 1852 and assoc. switches | East River
98 | NAT | Nashua Tap | All Not Included
99 | NEL | Nelson Tap | Switch 1861
100 | NL | Newell | 69-kV breakers 2252, 2452 and assoc. switches | Rushmore
101 | NU | New Underwood | 13.8 kV interrupter 4423 and assoc. switch
102 | OA | Oahe | 230-kV breakers 2882, 2482, 2486, 2082, 1162 and assoc. switches | generator lead
103 |  |  | 115-kV breaker 1162 and assoc. switches | generator lead
104 | OF | O'Fallon Creek | 12.47-kV breaker 522 and assoc. switches and equipment | MDU
105 | PET | Penn Tap | Switches 1860, 1861
106 | PL | Philip | 115/69-kV transformer KY1A and switches 1963
107 |  |  | 69-kV breaker 2152 and assoc. switches | West Central
108 | PI | Pierre | 115/12.47-kV transformer KY1A and 115-kV interrupter 762
109 |  |  | 12.47-kV breakers 2212, 2312, 2412 and assoc. switches | City of Pierre
110 | PLL | Pleasant Lake Tap | Switched 760, 761
111 | RC | Rapid City | 115/12.47-kV transformer KY1A
112 | RH | Richland | All Not Included
113 | RY | Rudyard | 115/69/12.5-kV transformer KY1A and interrupter 362
114 |  |  | 69-kV breaker 752 and assoc. switches | Hill County
115 |  |  | 12.5-kV breaker 422 and assoc. switches | Hill County
116 | RG | Rugby | 115/41.8-kV transformer KY1A and switches 1163, 1165
117 |  |  | 41.8-kV breaker 2142 and assoc. switches | Otter Tail
118 | SV | Savage Pumping | All Not Included
119 | SH2 | Shelby | All Not Included
120 | SH2 | Shelby 2 | 115-kV breaker 1162 and assoc. switches | to Shelby
121 | SY | Shirley Pumping | All Not Included
122 | SF | Sioux Falls | 115-kV breaker 862 and assoc. switches | East River
123 |  |  | 69-kV breaker 1552 and assoc. switches | East River
124 | SP | Spencer | 69-kV breaker 1642 and assoc. switches | City of Spencer
125 | SU | Summit | 41.8-kV breakers 2142, 2242 and assoc. switches
126 |  |  | 115/41.8-kV transformer KY1B
127 |  |  | 115-kV interupter 862 and switch 861
128 | TE | Terry Pumping | All Not Included
129 | TR | Terry Tap | 115/34.5-kV transformer KY1A and switch 363
130 |  |  | 34.5-kV breaker 342 and assoc. switches | Buffalo Rapids and MDU
131 | TI | Tiber | 115/12.5-kV transformer KY1A and breaker 1262
132 |  |  | 12.5-kV breaker 122 and assoc. switches | USBR
133 | TY | Tyndall | 69-kV breaker 452 and assoc. switches | East River
134 |  |  | 115-kV interrupter 362 | protection for non-included transformer (transformer not owned by Western)
135 | VC | Valley City | 69-kV breakers 344, 1144 and assoc. switches | City of Valley City
136 | WL | Wall | 115/12.47-kV transformer KY1B and interrupters 461 and 562
137 |  |  | 12.47-kV breaker 622 and assoc. switches | West River
138 | WDD | Ward | 230-kV Switch 889
139 | WB | Washburn | 230/41.8-kV transformer KU1A and breaker 282
140 |  |  | 41.8-kV breaker 342 and assoc. switches | Otter Tail - emergency tie
141 | WC | Watford City | 115-kV interrupter 162 | protection for non-included transformer (transformer not owned by Western)
142 | WSG | Wessington Springs | 230-kV switch 989 | generator outlet
143 | WH | Whately | 69/12.5-kV transformer KYA and switches 253, 257
144 |  |  | 12.5-kV breaker 224 and assoc. switches | Norval
145 | WV | Wicksville | 115-kV interrupter 362 | protection for non-included transformer (transformer not owned by Western)
146 |  |  | 24.9-kV breaker 1032 and assoc. switches | West River
147 | WN | Williston | 60-kV breaker 3552 and assoc. switches | MDU non-credited line
148 | WN2 | Williston 2 | 115-kV breaker 2562 and assoc. switches
149 | WI | Winner | 12.47-kV breakers 2222, 2422, 2523 and assoc. switches | City of Winner and Rosebud Electric
150 | VAT | Wiota | All Not Included
151 | VAT | Wiota Tap | All Not Included
152 | WP | Wolf Point | 115/34.5-kV transformer KY1A and switches 1963, 1965
153 |  |  | 34.5-kV breakers 2142, 2242, 2342, 2442 and assoc. switches | MDU and Norval
154 |  |  | 12.5-kV breakers 3222, 3322, 3422 and assoc. switches | Norval and McCone
155 | WO | Woonsocket | 34.5-kV breakers 442 and 542 and assoc. switches | NWPS and City of Wessington Springs
156 |  |  | 115/69-kV transformer KY1B and 115-kV breaker 862
157 |  |  | Mobile Transformer 115/34.5-kV
158 |  |  | 115-kV interupters 362 and 862 and assoc. switches, switch M263, M261
159 |  | Transmission Lines
160 |  | SHELBY-SHELBY2 | 115-kV
* Based upon Attachment AI of SPP's Tariff and consistent with criteria set forth in the "Zone 19 (Upper Missouri Zone) - Attachment AI Guidance Document", dated 06/14/2016, as prepared by the Attachment
AI Working Group in FERC docket ER15-1775-000.

## Facilities Changes 2018
Campbell County | Added new Substation, customer funded GI Interconnection, no plant costs yet, 230 breakers 182, 282, 382 and assoc. switches
Forman | Added existing 69 breaker 452 and assoc. switches (Inadvertently left out of list previously. Costs previously included)
Grande Prairie | Added new Substation, customer funded GI Interconnection, no plant costs yet, 345 breakers 196, 292, 396, 298, 198 and assoc. switches, and reactors KU1A and KU2A
Groton | Added existing 115 breaker 1352 and assoc. switches, which now qualifies under AI (East River delivery – 2 customers)
Groton South | Added new Substation (pre-SPP join requirement for 2nd Groton-Ordway 115kV line) and maintenance required replacement of existing Groton Substation equipment, 115 breakers 1162, 1262, 1266, 1362, 1462, 1466, 1562, 1662, 1666, 2062, 2066 and assoc. switches (breaker and one-half)
Hebron | Added new Substation, customer funded GI Interconnection, no plant costs yet, 230 breakers 586, 682, 882, 986 and assoc. switches
Lakota | Removed 115/69-kV transformer KY1A, switches 362, 363 (AI criteria)
Mingusville | Added new Substation (pre-SPP join requirement), 230 breakers 182, 282, 382, associated switches, line disconnects, and station service transformer KV10A and equipment
Spencer | Added Reactor PY6A, 161-kV breakers 162 and 662 and assoc. switches. Removed 161-kV switches 864 and 964. Added 69-kV breaker 1342 and assoc. switches. Removed voltage regulator KZ1A and assoc. switches. (substation reconfigured)
Towner | Added maintenance required replacement of existing Substation (previously owned by Central Power and included in Zone 19), 115 ring bus
VT Hanlon | Added maintenance required replacement of existing Substation (previously owned by East River and included in Zone 19), 230 ring bus
Wanblee Tap | Added new Substation 115-kV interrupters 162 and 262 and assoc. switches (customer funded, no new plant costs included)
Ward | Added new 230-kV breaker and assoc. switches in ring bus (customer funded, no new plant costs included)
Watford City | Added new 230-kV breaker bay addition for MDU Interconnection (customer funded, no new plant costs included)
Williston 2 | Removed 230/115 transformers KV1A and KV2A (ownership clarified)

## Cost Data 2018 est
Western-UGP 2018 Estimate
|  | WESTERN-UGP |  | WESTERN-RMR |  | COE |  | BOR |  | TOTAL
Line No. | -1 | -2 |  | -3 |  | -4 |  | -5 |  | -6
1 | Net Plant Investment Worksheet
2 | Total PS Plant-in-Service | 1380627641.67 | 1/ | 779116201.71 | 2/ | 1106790095 | 3/ | 489861972 | 12/ | 3756395910.38
3 | PS-ED Transmission Plant-in-Service | 1320460041.02 | 4/ | 7324884.64 | 5/ | 110936196.56 | 6/ | 0 |  | 1438721122.22
4 | PS-ED Generation Plant-in-Service | 18327615.95 | 7/ | 0 |  | 995853898.44 | L2-L3 | 489861972 | L2-L3 | 1504043486.39
5 | PS-ED SSCD Plant-in-Service | 11554969.86 | 8/
6 | Generation Plant to Total Plant | 0.013275 | L4/L2 | 0 | L4/L2 | 0.89977 | L4/L2 | 1 | L4/L2
7 | Transmission Plant to Total Plant | 0.95642 | L3/L2 | 0.0094015 | L3/L2 | 0.10023 | L3/L2 | 0 | L3/L2
8 | SSCD Plant to Total Plant | 0.0083694 | L5/L2
9 | PS Accumulated Depreciation | 680363227 | 9/ | 364537798 | 10/ | 603678800 | 11/ | 284935758 | 13/ | 1933515583
10 | PS-ED Trans. Accumulated Depreciation | 650713072.459 | L7*L9 | 3427213.1826 | L7*L9 | 60508158.0676 | L7*L9 | 0 | L7*L9 | 714648443.7092
11 | PS-ED Gen. Accumulated Depreciation | 9031715.3986 | L6*L9 | 0 | L6*L9 | 543170641.9324 | L9-L10 | 284935758 | L6*L9 | 837138115.331
12 | PS-ED SSCD Accumulated Depreciation | 5694204.8273 | [7 empty] | 5694204.8273
13 | PS-ED Net Transmission Plant | 669746968.561 | L3-L10 | 3897671.4574 | L3-L9 | 50428038.4924 | L3-L10 | 0 | L3-L10 | 724072678.5108
14 | PS-ED Net Generation Plant | 9295900.5514 | L4-L11 | 0 | L4-L10 | 452683256.5076 | L4-L11 | 204926214 | L4-L11 | 666905371.059
15 | PS-ED Net SSCD Plant | 5860765.0327 | L5-L12 | [6 empty] | 5860765.0327
15 | 1/ Transmission Plant-in-Service Worksheet, C2L490
16 | 2/ FY RMCSR - Pick-Sloan Missouri River Basin Results of Operations, Schedule 1
17 | 3/ FY Corps of Engineers Financial Statements, Electric and Power Multi-Purpose Plant in Service
18 | 4/ Transmission Plant-in-Service Worksheet, C5L490
19 | 5/ Transmission Plant-in-Service Worksheet, C5L486
20 | 6/ Transmission Plant-in-Service Worksheet, C5L488
21 | 7/ Transmission Plant-in-Service Worksheet, C3L490
22 | 8/ SSCD Plant-in-Service is based on a percentage of Watertown Operations Centers cost, based on FTE
23 | 9/ FY UGPCSR - Pick-Sloan Missouri River Basin and UGPCSR - Ft. Peck Power System Results of Operations, Schedule 4
24 | 10/ FY RMCSR - Pick-Sloan Missouri River Basin Results of Operations, Schedule 4
25 | 11/ FY Corps of Engineers Financial Statements, Statement of Assets and Liabilities
26 | 12/ FY Historical Financial Data in Support of the Power Repayment Study for the P-SMBP, Schedule 15
27 | 13/ FY Historical Financial Data in Support of the Power Repayment Study for the P-SMBP, Schedule 17
Western-UGP 2018 Estimate
|  | WESTERN-UGP |  | WESTERN-RMR |  | COE |  | BOR |  | TOTAL
Line No. | -1 | -2 |  | -3 |  | -4 |  | -5 |  | -6
1 | Depreciation Worksheet
2 | PS Depreciation Expense | 33273126 | 1/ | 18424185 | 2/ | 10645769 | 3/ | 3231667 | 4/ | 65574747
3 | PS-ED Transmission Depreciation 5/ | 31823086.8315 |  | 173215.535 |  | 1067050.6789 |  | 0 |  | 33063353.0454
4 | PS-ED Generation Depreciation 6/ | 441695.5422 |  | 0 |  | 9578718.3211 |  | 3231667 |  | 13252080.8633
5 | PS-ED SSCD Depreciation 7/ | 278474.7723 | [7 empty] | 278474.7723
5 | 1/ FY UGPCSR - Pick-Sloan Missouri River Basin and UGPCSR - Ft. Peck Power System Results of Operations, Schedule 4
6 | 2/ FY RMCSR - Pick-Sloan Missouri River Basin Results of Operations, Schedule 4
7 | 3/ FY Corps of Engineers Statement of Revenues and Expenses
8 | 4/ From data provided by BOR
9 | 5/ For Western-UGP, Western-RMR, COE, and BOR the portion of depreciation expense allocated to PS-ED transmission is based on the ratio of transmission plant-in-service to total
10 | plant-in-service, calculated on L7 of the Net Plant Investment Worksheet
11 | 6/ For Western-UGP, Western-RMR and BOR the portion of depreciation expense allocated to PS-ED generation is based on the ratio of generation plant-in-service to total plant-in-service,
12 | calculated on L6 of the Net Plant Investment Worksheet. COE generation depreciation is COE total depreciation less transmission depreciation
13 | 7/ For Western-UGP, the portion of depreciation expense allocated to PS-ED SSCD is based on the ratio of SSCD plant-in-service to total plant in service, calculated on L8 of the Net Plant
14 | Investment Worksheet
Western-UGP 2018 Estimate
|  | WESTERN-UGP |  | WESTERN-RMR |  | COE |  | BOR |  | TOTAL
Line No. | -1 | -2 |  | -3 |  | -4 |  | -5 |  | -6
1 | Cost of Capital Worksheet
2 | Long Term Debt:
3 | FY Balances | 853298759 | 1/ | 468408981 | 1/ | 513774706 | 1/ | 184478122 | 1/ | 2019960568
4 | Interest Expenses:
5 | FY Interest | 42597309 | 13/ | 27845333 | 13/ | 17970756 | 2/ | 8600278 | 2/ | 97013676
6 | Average Interest Rate | 4.992% | L6/L3 | 5.945% | L6/L3 | 3.498% | L6/L3 | 4.662% | L6/L3
7 | Transmission Plant Factor | 0.9178 | 3/ | 0.0050912 | 4/ | 0.077108 | 5/ | 0 | 6/
8 | Weighted Trans. Composite Rate | [8 empty] | 4.882% | 7/
9 | Generation Plant Factor | 0.012186 | 8/ | 0 | 9/ | 0.66212 | 10/ | 0.3257 | 11/
10 | Weighted Gen. Composite Rate | [8 empty] | 3.895% | 12/
11 | 1/ FY Historical Financial Data in Support of the Power Repayment Study for the P-SMBP, Schedules 21X and 21RX
12 | 2/ FY Historical Financial Data in Support of the Power Repayment Study for the P-SMBP, Schedule 33, 33A and ROOs Schedule 5
13 | 3/ C2L3, Net Plant Investment Worksheet/C6L3, Net Plant Investment Worksheet
14 | 4/ C3L3, Net Plant Investment Worksheet/C6L3, Net Plant Investment Worksheet
15 | 5/ C4L3, Net Plant Investment Worksheet/C6L3, Net Plant Investment Worksheet
16 | 6/ C5L3, Net Plant Investment Worksheet/C6L3, Net Plant Investment Worksheet
17 | 7/ (C2L6*C2L7)+(C3L6*C3L7)+(C4L6*C4L7)+(C5L6*C5L7)
18 | 8/ C2L4, Net Plant Investment Worksheet/C6L4, Net Plant Investment Worksheet
19 | 9/ C3L4, Net Plant Investment Worksheet/C6L4, Net Plant Investment Worksheet
20 | 10/ C4L4, Net Plant Investment Worksheet/C6L4, Net Plant Investment Worksheet
21 | 11/ C5L4, Net Plant Investment Worksheet/C6L4, Net Plant Investment Worksheet
22 | 12/ (C2L6*C2L9)+(C3L6*C3L9)+(C4L6*C4L9)+(C5L6*C5L9)
23 | 13/ Interest from Results of Operations Schedule 5
Western-UGP 2018 Estimate
|  | WESTERN-UGP |  | WESTERN-RMR |  | COE |  | BOR |  | TOTAL
Line No. | -1 | -2 |  | -3 |  | -4 |  | -5 |  | -6
1 | A&G Expenses Worksheet
2 | Object Class | WESTERN-UGP 1/ |  | WESTERN-RMR 2/ |  | COE 3/ |  | BOR 3/ |  | Total
3 | 1411 |  |  |  |  | 0 |  | 0 |  | 0
4 | 1412 |  |  |  |  | 0 |  | 0 |  | 0
5 | 1415 |  |  |  |  | 0 |  | 0 |  | 0
6 | 1416 |  |  |  |  | 0 |  | 0 |  | 0
7 | 1421 |  |  |  |  | 0 |  | 0 |  | 0
8 | 1422 |  |  |  |  | 0 |  | 0 |  | 0
9 | 1425 |  |  |  |  | 0 |  | 0 |  | 0
10 | 1426 |  |  |  |  | 0 |  | 0 |  | 0
11 | 1431 |  |  |  |  | 0 |  | 0 |  | 0
12 | 1432 |  |  |  |  | 0 |  | 0 |  | 0
13 | 1441 |  |  |  |  | 0 |  | 0 |  | 0
14 | 1442 |  |  |  |  | 0 |  | 0 |  | 0
15 | PS Total A&G | 19695955.97 |  | 7122416 |  | 0 |  | 0 |  | 26818371.97
16 | PS-ED Transmission A&G 4/ | 18837608.3769 |  | 66961.6104 |  | 0 |  | 0 |  | 18904569.9873
17 | PS-ED Generation A&G 5/ | 261460.7342 |  | 0 |  | 0 |  | 0 |  | 261460.7342
18 | PS-ED SSCD A&G 6/ | 164842.5475 |  | 0 |  | 0 |  | 0 |  | 164842.5475
19 | 1/ Western-UGP A&G Expenses are from the FY UGPCSR - Pick-Sloan Missouri River Basin and UGPCSR - Ft. Peck Power System Results of Operations, Schedule 11A
20 | 2/ Western RMR A&G Expenses are from the FY RMCSR - Pick-Sloan Missouri River Basin Results of Operations, Schedule 11A
21 | 3/ A&G Expenses for COE and BOR are unavailable. All COE and BOR A&G expenses are included in O&M Expenses
22 | 4/ The portion of A&G expenses allocated to PS-ED transmission is based on the ratio of transmission plant-in-service to total plant-in-service, calculated on L7 of the Net Plant
23 | Investment Worksheet
24 | 5/ The portion of A&G expenses allocated to PS-ED generation is based on the ratio of generation plant-in-service to total plant-in-service, calculated on L6 of the Net Plant
25 | Investment Worksheet
26 | 6/ The portion of A&G expenses allocated to PS-ED SSCD is based on the ratio of SSCD plant-in-service to total plant-in-service, calculated on L8 of the Net Plant Investment Worksheet
Western-UGP 2018 Estimate
|  | WESTERN-UGP |  | WESTERN-RMR |  | COE |  | BOR |  | TOTAL
Line No. | -1 | -2 |  | -3 |  | -4 |  | -5 |  | -6
1 | O&M Expenses Worksheet
2 |  | WESTERN-UGP 1/ |  | WESTERN-RMR 2/ |  | COE 3/ |  | BOR 4/
3 | Total Electric Operating Expense | 76622000 | [7 empty] | 76622000
4 | Less:
5 | Other Power Supply Expenses | [8 empty] | 0
6 | A&G Expenses | 19695955.97 | [7 empty] | 19695955.97
7 | Prior Year Adjustments | [8 empty] | 0
8 | Plus:
9 | Moveable Property Interest | 3730000 | [7 empty] | 3730000
10 | Warehouse Stores Interest | [8 empty] | 0
11 | Scheduling, System Control & Dispatch | 10878077.96 | [7 empty] | 10878077.96
12 | COE/BOR Total |  |  |  |  | 46357568 |  | 47596658 |  | 93954226
13 | PS Total O&M | 60656044.03 |  | 46472157 |  | 46357568 |  | 47596658 |  | 165488347.99
14 | PS-ED Transmission O&M 5/ | 58012660.3079 |  | 436909.3959 |  | 4646529.0021 |  | 0 |  | 63096098.7059
15 | PS-ED Generation O&M 6/ | 805199.4951 |  | 0 |  | 41711038.9979 |  | 47596658 |  | 90112896.493
16 | 1/ All Western-UGP O&M Expenses are from the FY UGPCSR - Pick-Sloan Missouri River Basin and UGPCSR - Ft. Peck Power System Results of Operations, Schedule 11; except
17 | Moveable Property and Warehouse Stores Interest, which are from Schedule 5
18 | 2/ All Western RMR O&M Expenses are from the FY RMCSR - Pick-Sloan Missouri River Basin Results of Operations, Schedule 11; except Moveable Property and Warehouse
19 | Stores Interest, which are from Schedule 5
20 | 3/ Total Corps O&M Expenses are from the FY Corps of Engineers Financial Statements
21 | 4/ Total BOR O&M Expenses are from the FY Historical Financial Data in Support of the Power Repayment Study for the Pick-Sloan Missouri Basin Program, Schedule 14
22 | 5/ The portion of O&M expenses allocated to PS-ED transmission is based on the ratio of transmission plant-in-service to total plant-in-service, calculated on L7 of the
23 | Net Plant Investment Worksheet
24 | 6/ The portion of O&M expenses allocated to PS-ED generation is based on the ratio of generation plant-in-service to total plant-in-service, calculated on L6 of the
25 | Net Plant Investment Worksheet
Note on C116: Estimates from budget tables

## WAUW-AS3 2018 est
Western-UGP 2018 Estimate
Rate for Regulation and Frequency Response
| DESCRIPTION | REGULATION and FREQUENCY RESPONSE | REFERENCE
Line No. | -1 | -2 | -3
1 | Western Regulation Revenue Requirement | 244283.6839 | (1)
2 | Over Collection - 2016 Regulation Revenue Rqmt | -55493 | (2)
3 | Average WAUW Control Area Load in 2016 | 120000
4 | Average Total Control Area(s) Load in 2016 True-up | 120000 | (3)
5 | Ratio WAUW Control Area to Total Control Area(s) | 1 | L3 / L4
6 | Over Collection - 2016 WAUW Regulation Revenue Rqmt | -55493 | L2 * L5
7 | Total Regulation Revenue Rqmt with True-up | 188790.6839 | L1 + L6
(1) | Regulation and Frequency Response Service from "Regulation and Frequency Response
for 2018, Western's Costs".
(2) | Over/Under Collection "True-up of Regulation and Frequency Response Rate for 2016"
(3) | Average of monthly peaks for 2016 Control Area(s).
Regulation and Frequency Response (Western's Costs)
11 | Fixed Charge Rate | 15.22% | (4)
12 | Corps Generation Net Plant Costs ($) | 452683256.5076 | (5)
13 | Annual Corps Generation Cost ($) | 68921025.8033 | L1*L2
14 | Plant Capacity (kW) | 2500000
15 | Cost/kW ($/kW) | 27.5684 | L3/L4
16 | Capacity Used for Regulation (kW) | 8861
17 | Regulation Revenue Requirement ($) - Capacity | 244283.6839
18 | Regulation Revenue Requirement ($) - Purchases | 0 | (6)
19 | Total Regulation Revenue Requirement ($) | 244283.6839
(4) | Determination of Pick-Sloan Missouri Basin Program, Eastern Division
Annual Corps Revenue Requirement for 2018 Rate.
(5) | Corps Generation Net Plant is Total Electric Plant in Service less
Depreciation Reserve.
(6) | Cost of Purchases Required to Regulate for Intermittent Resources.

## WAUW-AS5&6 2018 est
Western-UGP 2018 Estimate
Rate for Reserves
| DESCRIPTION | RESERVES | REFERENCE
Line No. | -1 | -2 | -3
1 | Fixed Charge Rate | 15.22% | (1)
2 | Corps Generation Net Plant Costs ($) | 452683256.5076 | (2)
3 | Annual Corps Generation Cost ($) | 68921025.8033 | L1*L2
4 | Plant Capacity (kW) | 2500000
5 | Cost/kW ($/kW-Yr) | 27.5684 | L3/L4
6 | Prior Year True-Up | -27586
7 | Monthly Charge ($/kW-mo) | 2.2974
8 | Western's Maximum Load in WAUW Control Area (kW) | 147000 | (3)
9 | Maximum Generation in WAUW Control Area (kW) | 97500 | (4)
10 | Capacity used for Reserves (kW) -- 3% Load + 3% Gen | 7335 | L8*3% + L9*3%
11 | Annual Reserves Revenue Requirement | 202214.2897 | L10*L5
12 | Over Collection - 2016 WAUW Reserve Revenue Rqmt | -27586
13 | Total Regulation Reserves Rqmt with True-up | 174628.2897 | L11+L12
(1) | Determination of Pick-Sloan Missouri Basin Program, Eastern Division
Annual Generation Revenue Requirement for 2018 Rate.
(2) | Generation Net Plant Costs include the total Corps Generation Plant-in-Service
less total Corps Generation Plant depreciation.
(3) | WAUW load monthly peaks for 2016.
(4) | Northwest Power Pool Reserve Sharing System.